## Notes
NOTES | Rev: 235
checkdesc
ELECTRICAL | Elec_Rates
Elec_Est
Dist Boards | Elv_Rates
1 | ELV_Est
2 | Ext_Quote
Int_Quote
Wiring Accessories | Est_BOQ
1
2 | Camilleri&Cuschieri Tenders
Conduit
ELV | Wiring
Supply
Fire Alarm
1
2
3
Data
1
2
3

## ML_Sum
| CLIENT: | 1 | Getec |  |  | FALSE | FALSE | 1 | 1 | 1 | 1 | 1 | 1 | 1 |  | € | Recon /Lab.Cont >> | R | 1 | 1 | BOQ | x | x | x | x | x | x | x
| PROJECT: | 1 | Malta Diary |  | Electrical Site Pair | FALSE |  | 2 | 1 | 1 | 1 | 1 | 1 | 1 |  |  | A) 1-1 | 1 | 28.53 |  |  | x | x | x | x | x | x | x
| JOB DESC: | 1 | Inverter Panel requested by Getec |  | ECA/BMS Pair | FALSE |  | 3 | 1 | 1 | 1 | 1 | 1 | 1 |  |  | B) 1-1.18 | 1 | 33.72 |  |  | x | x | x | x | x | x | x
| INT. QUOT No: | 1 | EL |  | ECA/BMS Engineer | FALSE |  | 4 | 1 | 1 | 1 | 1 | 1 | 1 |  |  | C) 1-1.09 | 1 | 31 |  |  | x | x | x | x | x | x | x
| CLIENTs REF: | 1 |  |  | BMS - Tech - Single | FALSE |  | 5 | 1 | 1 | 1 | 1 | 1 | 1 |  |  | D) 1-0.75 | 1 | 21.44 |  |  | x | x | x | x | x | x | x
| VAT: | 1 | VAT EXCL. |  | Edward/Mark + AGV | FALSE |  | 6 | 1 | 1 | 1 | 1 | 1 | 1 |  |  | E) 1-1.18 | 1 | 33.72 |  |  | x | x | x | x | x | x | x
| SAVED ON: | 1 |  |  |  | FALSE |  | 7 | 1 | 1 | 1 | 1 | 1 |  |  |  | F) |  |  |  |  | x | x | x | x | x | x | x
| ESTIMATOR: | 1 | G. Baranyay |  |  | FALSE |  | 8 | 1 | 1 | 1 | 1 | 1 |  |  |  | G) |  |  |  |  | x | x | x | x | x | x | x
| LAB. COST: | 1 | 28.53 | Cost for 2025 |  | FALSE |  | 9 | 1 | 1 | 1 | 1 | 1 |  |  |  | H) |  |  |  |  | x | x | x | x | x | x | x
|  | 1 | 33.72 | BMS Pair 2025 |  | FALSE |  | 10 | 1 | 1 | 1 | 1 | 1 | 1 |  |  | I) |  |  |  |  | x | x | x | x | x | x | x
|  | 1 | 31 | BMS Engineer 2025 | [12 empty] | J) |  |  |  |  | x | x | x | x | x | x | x
|  | 1 | 21.44 | BMS Tech 2025 |  | SYSTEMS | SYSTEMS | SYSTEMS | SYSTEMS | SYSTEMS | SYSTEMS | SYSTEMS | SYSTEMS | SYSTEMS | SYSTEMS |  | MIXED - X,Y ) | MAT MU | LAB RATE |  |  | x | x | x | x | x | x | x
| MATERIAL & LABOUR SUMMARY |  |  |  |  | ItemCode | CostCode | MAKE | PART_NO | MARKUP | TYPE | LIST_P | SET | FIX | DATE | %Dsct in BOQ | MATMU-LABMU | MAT CONT >> | 1
[22 empty] | x | x | x | x | x | x | x
[16 empty] | 0% | Average Discount applied in BOQ (Q2-Q12) |  |  |  |  | x | x | x | x | x | x | x
[16 empty] | 0% | Average Discount applied on Totals (Q23-Q32) |  |  |  |  | x | x | x | x | x | x | x
[16 empty] | 0% | Overall Discount
CHECKLIST INCOMPLETE !
[16 empty] | 1 | Overall Markup (Final Selling Excl.VAT/Total Cost )
|  |  |  | DISCOUNTED | SELLING | [10 empty] | % Discnt | MATERIAL |  | LABOUR
Discy.A-J | Markup/LRate |  |  | SELLING € | € | VAT/DISC | MU | LABRATE | LABCOST | [6 empty] | on Totals | € |  | Pair Hrs.
0 | A) 1, 28.53 |  | Electrical Site Pair | 1438.96 | 1438.96 | 1 | 1 | 28.53 | 28.53 | [7 empty] | 1239.25 |  | 7
|  |  | ECA/BMS Pair | 0 | 0 | 1 | 1 | 33.72 | 28.53 | [7 empty] | 0 |  | 0
|  |  | ECA/BMS Engineer | 0 | 0 | 1 | 1 | 31 | 28.53 | [7 empty] | 0 |  | 0
|  |  | BMS - Tech - Single | 0 | 0 | 1 | 1 | 21.44 | 21.44 | [7 empty] | 0 |  | 0
|  |  | Edward/Mark + AGV | 0 | 0 | 1 | 1 | 33.72 | 30 | [7 empty] | 0 |  | 0
|  |  |  | 0 | 0 | 1 | 0 | 0 | 28.53 | [7 empty] | 0 |  | 0
|  |  |  | 0 | 0 | 1 | 0 | 0 | 28.53 | [7 empty] | 0 |  | 0
|  |  |  | 0 | 0 | 1 | 0 | 0 | 28.53 | [7 empty] | 0 |  | 0
|  |  |  | 0 | 0 | 1 | 0 | 0 | 28.53 | [7 empty] | 0 |  | 0
|  |  |  | 0 | 0 | 1 | 0 | 0 | 28.53 | [7 empty] | 0 |  | 0
MIXED
Discy.L | 0 |  |  | 1438.96 | 1438.96 | [11 empty] | 1239.25 |  | 7
0.00 | BOQ TOTAL |  |  | ESTIM TOTAL (€)
1.125 | <1 Actual LabCont | [15 empty] | 1239.25 | C.C.Totals | 7
<2 Phrs @ 1.00
| <3 Phrs @ Actual | [14 empty] | Discy.T >> | 0 | PRINT | 0
| Values Only on : |  | 2001-01-01 | values only | values only | [11 empty] | values only |  | values only
REMARKS:
1) VAT and Duties as above.
2)
ESTIMATOR: |  |  | G. Baranyay | [12 empty] | APPROVED BY:
SIGNED: | [15 empty] | DATE APPROVED:
FILE LOCATION: |  |  | \\pclnas\bms\1. Estimates\3. Small Jobs\SJ586 - Getec Inverter Panel\1. Estimate\[C26_Getec_Inverter_Panel_SJ586_R0.1_.xlsx]Elec_Est
PANTA CONTRACTING LTD. - ELECTRICAL DIVISION
CONTRACT / VARIATION INPUT DOCUMENT
Copy to:-
|  |  | Client: | Getec | [13 empty] | Ms. S. Magri
|  |  | Project: | Malta Diary | [13 empty] | Mr. K. Micallef
|  |  | Job Description: | Inverter Panel requested by Getec | [13 empty] | Mr. A. Sciberras
|  |  | Quote No: | EL
|  |  | Client's Ref: | 0
File:-
File No:
Ext. Ref:
Contract /Variation (Excl. VAT)
|  | 1438.96 |  | Estim.Sell before Discounts excl.VAT (€): | 1438.96
|  |  |  | Overall Discount: | 0%
|  |  |  | Final Sell after Discounts excl.VAT (€): | 1438.96
|  |  |  | Labour Rate - | 28.53 | [11 empty] | Mech. Cost to us
|  |  | Mat. Cost | Labour | Total Cost | [11 empty] | Sell Excl.VAT / Total Cost
|  |  | € | Pair.Hrs | €
|  |  | 1239.25 | 7 | 1438.96 | [11 empty] | 1
( From CostCode Totals )
Advanced Payment:
Retention:
Awarded Date:
Estimated Start Date:
Estimated Completion Date:
.................
|  |  | A. Sciberras | [13 empty] | Date issued:
2026-04-09 14:23
PANTA CONTRACTING LTD. - ELECTRICAL DIVISION
ELECTRICAL AND ELV CONTRACT / VARIATION BUDGET COST
|  |  | Project: | Malta Diary
|  |  | Job Desc: | Inverter Panel requested by Getec
|  |  | Client's Ref: | 0
|  |  | COSTCODE |  | Cost | [10 empty] | Mat. | Mat Cost | Lab Cost @ | Labour
[5 empty] | Code | [10 empty] | Cont. | € | 28.53 | Pair.Hrs
| V:56 |  | BOQ RateOnly Items | [11 empty] | FIX | 1
| 1(J) | cc | Erection materials |  | 501 | [9 empty] | 1 | 1 | 0 | 0 | 0
| 2 | cc | Busbar Trunking |  | 505 | [9 empty] | 1 | 1 | 0 | 0 | 0
| 3 | cc | Switchgear |  | 510 | [9 empty] | 2 | 1 | 0 | 0 | 0
| 4 | cc | MCC Equipment |  | 511 | [9 empty] | 2 | 1 | 0 | 0 | 0
| 5 | cc | BMS Equipment |  | 512 | [9 empty] | 2 | 1 | 0 | 0 | 0
| 6 | cc | PVC Pipes / Ducts |  | 520 | [9 empty] | 1 | 1 | 0 | 0 | 0
| 7 | cc | High/medium voltage switchgear |  | 530 | [9 empty] | 2 | 1 | 0 | 0 | 0
| 8 | cc | Power Transformers |  | 550 | [9 empty] | 2 | 1 | 0 | 0 | 0
| 9 | cc | Control Panels |  | 570 | [9 empty] | 2 | 1 | 0 | 0 | 0
| 10 | cc | Electrical Single Core Cables |  | 615 | [9 empty] | 2 | 1 | 0 | 0 | 0
| 11(K) | cc | Electrical Multicore Cables |  | 616 | [9 empty] | 2 | 1 | 0 | 0 | 0
| 12 | cc | ELV/BMS/Special Cables |  | 617 | [9 empty] | 2 | 1 | 0 | 0 | 0
| 13 | cc | Cable Accessories |  | 620 | [9 empty] | 2 | 1 | 0 | 0 | 0
| 14 | cc | Galv. Cable Trays |  | 650 | [9 empty] | 1 | 1 | 0 | 0 | 0
| 15 | cc | PVC Cable Trays |  | 651 | [9 empty] | 1 | 1 | 0 | 0 | 0
| 16 | cc | Galv. Cable Basket |  | 652 | [9 empty] | 1 | 1 | 0 | 0 | 0
| 17 | cc | Galv. Cable Ladder |  | 654 | [9 empty] | 1 | 1 | 0 | 0 | 0
| 18 | cc | Galv. Cable Trunking |  | 675 | [9 empty] | 1 | 1 | 0 | 0 | 0
| 19 | cc | Alum. Cable Trunking |  | 676 | [9 empty] | 1 | 1 | 0 | 0 | 0
| 20 | cc | PVC Cable Trunking |  | 680 | [9 empty] | 1 | 1 | 0 | 0 | 0
| 21(L) | cc | Underfloor Cable Trunking |  | 681 | [9 empty] | 1 | 1 | 0 | 0 | 0
| 22 | cc | Galv. Conduit |  | 690 | [9 empty] | 1 | 1 | 0 | 0 | 0
| 23 | cc | PVC Conduit |  | 700 | [9 empty] | 1 | 1 | 0 | 0 | 0
| 24 | cc | Wiring Accessories |  | 705 | [9 empty] | 3 | 1 | 0 | 0 | 0
| 25 | cc | Dimming Equipment |  | 706 | [9 empty] | 3 | 1 | 0 | 0 | 0
| 26 | cc | Fire Alarm Equipment |  | 725 | [9 empty] | 3 | 1 | 0 | 0 | 0
| 27 | cc | Fire Barriers |  | 726 | [9 empty] | 3 | 1 | 0 | 0 | 0
| 28 | cc | Security Alarm System |  | 750 | [9 empty] | 3 | 1 | 0 | 0 | 0
| 29 | cc | Access Control |  | 751 | [9 empty] | 3 | 1 | 0 | 0 | 0
| 30 | cc | Hotel Electronic Lock |  | 752 | [9 empty] | 3 | 1 | 0 | 0 | 0
| 31(M) | cc | Sub-Contracting Installation Elec |  | 753 | [9 empty] | 3 | 1 | 0 | 0 | 0
| 32 | cc | Timing Equipment |  | 770 | [9 empty] | 3 | 1 | 0 | 0 | 0
| 33 | cc | Public Address |  | 790 | [9 empty] | 3 | 1 | 0 | 0 | 0
| 34 | cc | Voice Alarm Equipment |  | 791 | [9 empty] | 3 | 1 | 0 | 0 | 0
| 35 | cc | Lightning / Bonding System |  | 810 | [9 empty] | 3 | 1 | 0 | 0 | 0
| 36 | cc | T.V System |  | 815 | [9 empty] | 3 | 1 | 0 | 0 | 0
| 37 | cc | UPS/Voltage Stabilisers |  | 820 | [9 empty] | 2 | 1 | 0 | 0 | 0
| 38 | cc | Data Network Equipment |  | 821 | [9 empty] | 3 | 1 | 0 | 0 | 0
| 39 | cc | Light Fittings |  | 835 | [9 empty] | 3 | 1 | 0 | 0 | 0
| 40 | cc | Generators, AMF Panels |  | 845 | [9 empty] | 2 | 1 | 0 | 0 | 0
| 41(N) | cc | Telephone Equipment |  | 855 | [9 empty] | 3 | 1 | 0 | 0 | 0
| 42 | cc | Intercom |  | 856 | [9 empty] | 3 | 1 | 0 | 0 | 0
| 43 | cc | Mechanical for Electrical |  | 857 | [9 empty] | 4 | 1 | 0 | 0 | 0
| 44 | cc | Nurse Call |  | 858 | [9 empty] | 3 | 1 | 0 | 0 | 0
| 45 | cc | C.C.T.V. Equipment |  | 865 | [9 empty] | 3 | 1 | 0 | 0 | 0
| 46 | cc | Tools and Instruments |  | 870 | [9 empty] | 4 | 1 | 0 | 0 | 0
| 47 | cc | Consumbles |  | 875 | [9 empty] | 1 | 1 | 50 | 0 | 0
| 48 | cc | Drawings/Manuals |  | 880 | [9 empty] | 3 | 1 | 0 | 0 | 0
| 49 | cc | Spare Parts |  | 885 | [9 empty] | 4 | 1 | 0 | 0 | 0
| 50 | cc | Labour |  | 900 | [9 empty] | 3 | 1 | 0 | 0 | 0
| 51(O) | cc | Dismantling (Labour Only) |  | 901 | [9 empty] | 1 | 1 | 0 | 0 | 0
| 52 | cc | Testing & Commissioning |  | 902 | [9 empty] | 3 | 1 | 0 | 142.65 | 5
| 53 | cc | Sub-Contracting Works |  | 960 | [9 empty] | 4 | 1 | 0 | 0 | 0
| 54 | cc | Enemalta Application |  | 961 | [9 empty] | 3 | 1 | 0 | 0 | 0
| 55 | cc | Crainage and Transportation |  | 962 | [9 empty] | 1 | 1 | 0 | 0 | 0
| 57 | cc | Controllers |  | 410 | [9 empty] | 4 | 1 | 0 | 0 | 0
| 58 | cc | Controller Modules |  | 411 | [9 empty] | 4 | 1 | 0 | 0 | 0
| 59 | cc | Signal Cable |  | 412 | [9 empty] | 4 | 1 | 0 | 0 | 0
| 60 | cc | Modbus Cable |  | 413 | [9 empty] | 4 | 1 | 0 | 0 | 0
| 61 | cc | CAT Cable |  | 414 | [9 empty] | 4 | 1 | 0 | 0 | 0
| 62 | cc | Control Panels MCC DDC Security Fire |  | 415 | [9 empty] | 4 | 1 | 159.23 | 0 | 0
| 63 | cc | Field Devices |  | 416 | [9 empty] | 4 | 1 | 530.02 | 57.06 | 2
| 64 | cc | DALI - KNX |  | 417 | [9 empty] | 4 | 1 | 0 | 0 | 0
| 65 | cc | Fire Equipment |  | 418 | [9 empty] | 4 | 1 | 0 | 0 | 0
| 66 | cc | Data Networks Equipment |  | 419 | [9 empty] | 4 | 1 | 0 | 0 | 0
| 67 | cc | Panel Building |  | 420 | [9 empty] | 4 | 1 | 400 | 0 | 0
| 68 | cc | Termination, Point Testing, FAT |  | 421 | [9 empty] | 4 | 1 | 100 | 0 | 0
| 56 | cc | Provisional Sum |  | 970 | [9 empty] | 4 | 1 | 0 | 0 | 0
|  |  | Totals | [13 empty] | 1239.25 | 199.71 | 7
|  | cc |  |  | Fix 1 |  | 1 | [9 empty] | 50 |  | 0 |  | 000Termination, Point Testing, FAT
|  | cc |  |  | Fix 2 |  | 2 | [9 empty] | 0 |  | 0
|  | cc |  |  | Fix 3 |  | 2 | [9 empty] | 0 |  | 5
|  | cc |  |  | Others |  | 3 | [9 empty] | 1189.25 |  | 2
|  | cc |  |  | TOTAL | [11 empty] | 1239.25 |  | 7
.................
A. Sciberras
2026-04-09 14:23
Comment / Change in Scope
1.Form/0Mat
2.VAT
3.DiscyA-J
4.MU/LabRate
5.Ov.Dsct/MU
6ab.Lab.Cont.
7.Mat.Cont.
8.BOQ
9.Recon.
11.ValsOnly
10.Avg.Rates OK?
Note on C1: Michael Vella: Insert Foreign Currency here (say: 1.55 - $US) and change Q1 accordingly
Note on W1: Michael Vella: BOQ - Use numbers in BOQ column TDWG - Use numbers in TDWG column ACT - Use numbers in ACT column DIF_TD - Use (TDWG - BOQ) difference DIF_A - Use (ACT - BOQ) difference
Note on R2: Michael Vella: When you want to uplift markups to offset a discount, first generate your estimate without any discount and paste the estimate totals as values-only. Then divide markups by (1-Dsct%) to get to your original values-only totals.
Note on B3: Michael Vella: When job description starts with "Supply only" and the Quote No. is "EL" then the Quote Title in the Quote worksheet will change from PANTA CONTRACTING LTD to PANTA RETAIL LTD.
Note on D7: Michael Vella: Press <CTRL :> to enter the current date.
Note on R12: Michael Vella: Enter the markups used in this cell to make Mario aware eg: (MIXED I,J). Preferably dedicated markups should be used for the mixed subitems which are not used anywhere else. Also the same discount value should then be entered for all three (MIXED, I and J)
Note on A33: Michael Vella: Select MIXED if mixed markups are used. Leave empty if mixed markups are not used.
Note on C33: Michael Vella: If a <%Discount on Totals> is required on Mixed Item Blocks you must use dedicated markups (say I and J) for the SubItems that make up these blocks. These markups must then NOT be used for anything else in this estimate. Enter the markups used in this cell to make Mario aware as (MIXED I,J). Also the same discount value should then be entered for both these markups.
Note on R33: Michael Vella: If a <%Discount on Totals> is required on Mixed Item Blocks you must use dedicated markups (say I and J) for the SubItems that make up these blocks. These markups must then NOT be used for anything else in this estimate. Enter the markups used in this cell to make Mario aware as (MIXED I,J). Also the same discount value should then be entered for both these markups.
Note on A37: Michael Vella: Step 1. Enter the Actual Labour Contingency ($T1) used in this cell.
Note on S37: Michael Vella: Cost Code Totals for entry into P.I.T. by Amanda
Note on A38: Michael Vella: Step 2. Paste the Labour PairHours ($T35) as a value with the Labour Contingency set at 1.00 in this cell.
Note on A39: Michael Vella: Step 3. Paste the Labour PairHours ($T35) as a value with the actual Labour Contingency used in this cell.
Note on S39: Michael Vella: Select <Test for 0.00> and confirm that DiscyT are both 0.00, then make sure that you select PRINT again before printing.
Note on D41: Michael Vella: Press <CTRL :> to enter the current date.

## Quote
PANTA CONTRACTING LIMITED
ELECTRICAL INTERNAL QUOTATION
| ATT: |  | Luca - "Luca Conigliaro" <luca@getec-srl.it> | [13 empty] | Dated: | 2026-04-09 14:23
| CLIENT: | Link to ML_SUM $D1 | Getec
| PROJECT: | Link to ML_SUM $D2 | Malta Diary
| JOB DESC: | Link to ML_SUM $D3 | Inverter Panel requested by Getec
| QUOTE No: | Link to ML_SUM $D4 | EL
| CLIENT's Ref: | Link to ML_SUM $D5 | 0
|  |  | Selling Price (€) : | 1438.96 | VAT EXCL. | VAT EXCLUDED. | VAT EXCLUDED. | VAT EXCLUDED. | VAT EXCLUDED. | VAT EXCLUDED. | VAT EXCLUDED. | VAT EXCLUDED. | VAT EXCLUDED. | VAT EXCLUDED. | VAT EXCLUDED.
Signed for and on behalf of | [15 empty] | Signed for and on behalf of
Electrical Division | [15 empty] | Division
Records
Mr. A. Sciberras
File
CONDITIONS:
1) Payment - 100% on completion / as per contract.
2) Quote is valid for 30 days from above date.
3) Commencement - to be confirmed at time of order.
4) Works are proceeding. / Works await approval in order to proceed. / First and second fix works are
proceeding but supply of equipment awaits approval.
5) Execution Approx. ?? working weeks
6) Delivery of Equipment - ?? weeks, most other materials are available ex-stock, subject to being unsold.
7) The above selling price includes the contract discount and is additional to the contract value.
8) The original contract value for BOQ Items / that have remained unchanged / that are related to system / is to be claimed in full.
9) We have assumed that we will be allowed to work unhindered between 7.00 to 15.30 on weekdays.
EXCLUSIONS:
1) Any builders' work except conduit chases in walls / as per contract.
2) Work outside our normal working hours.
3) Security of the works after normal working hours.
4) Cutting of holes in gypsum partitions or false ceilings to accommodate electrical devices.
5) Dismantling of any existing installation / false ceiling / furnishings unless included in attached BOQ.
6) Anything not mentioned in our Bill of Quantities.
DESCRIPTION OF WORKS / SPECIFICATIONS:
1) Supply, Installation and Programming of Inverter Panel and Inverter according to parameters supplied by 3rd party.
2) Excludes
- Wiring between Inverter and Pump;
- Wiring between Isolator and Panel
- Connection to BMS or FAP etc;
3) Notes
- Scoped for 3phase 400V 5.5kW Pump. Please provide inverter parameters;
- Literature for inverter is attached.

## Elec_Rates
| CLIENT: | 1 | Getec |  | 0 |  |  | 1 | 1 | 1 | 1 | 1 | 1 | 1 |  | € | R/Lab Cont | R | 1 | BOQ | INCL | MULT | AREA | BOQ | TDWG | ACT | DIFF
| PROJECT: | 1 | Malta Diary |  | Electrical Site Pair |  |  | 2 | 1 | 1 | 1 | 1 | 1 | 1 |  | 0 | mu_A | 1 | 28.53
| JOB DESC: | 1 | Inverter Panel requested by Getec |  | ECA/BMS Pair |  |  | 3 | 1 | 1 | 1 | 1 | 1 | 1 |  | 0 | mu_B | 1 | 33.72
| QUOTE No: | 1 | EL |  | ECA/BMS Engineer |  |  | 4 | 1 | 1 | 1 | 1 | 1 | 1 |  | 0 | mu_C | 1 | 31
| CLIENTs REF: | 1 | 0 |  | BMS - Tech - Single |  |  | 5 | 1 | 1 | 1 | 1 | 1 | 1 |  | 0 | mu_D | 1 | 21.44
| VAT/DUTIES: | 1 | VAT EXCL. |  | Edward/Mark + AGV |  |  | 6 | 1 | 1 | 1 | 1 | 1 | 1 |  | 0 | mu_E | 1 | 33.72
| SAVED ON: | 1 | 2007-10-09 |  | 0 |  |  | 7 | 1 | 1 | 1 | 1 | 1 | 0 |  | 0 | mu_F | 0 | 0
| ESTIMATOR: | 1 | G. Baranyay |  | 0 |  |  | 8 | 1 | 1 | 1 | 1 | 1 | 0 |  | 0 | mu_G | 0 | 0
| LABOUR RATE: | 1 | 28.53 |  | 0 |  |  | 9 | 1 | 1 | 1 | 1 | 1 | 0 |  | 0 | mu_H | 0 | 0
|  | 1 |  |  | 0 |  |  | 10 | 1 | 1 | 1 | 1 | 1 | 1 |  | 0 | mu_I | 0 | 0
|  | 1 |  |  | 0 | [10 empty] | 0 | mu_J | 0 | 0
|  | 1 |  |  | 0 | [10 empty] | 0 | MIXED | MAT MU | LAB RATE
[6 empty] | I_CODE | C_CODE | MAKE | PART_NO | MARKUP | TYPE | LIST_P | P_FACT | FIX | DATE | %Dsct in BOQ | MU TYPE | MAT MU | LAB RATE
|  | t | Item:
Start Typing Header
Multip
1 | 0 |  | 001# Controllers | [6 empty] | RATE | RATE |  |  |  |  | 0 | 0 |  | 0
Based on:
[17 empty] | 0 |  | 0
1 | No |  | Controllers |  |  | BMSE_001 | 410 | (__) | [5 empty] | 3 |  |  | 0 |  | 0
[17 empty] | 0 |  | 0
|  | << ==== TOTAL UNITS | [14 empty] | 0 |  | 0
d> | 0 |  | Sell_A | 0 | 0 |  |  |  |  | ITEM | ITEM | [5 empty] | 0 |  | 0
Multip
1 | 0 |  | 002# Controller Modules | [6 empty] | RATE | RATE |  |  |  |  | 0 | 0 |  | 0
Based on:
[17 empty] | 0 |  | 0
1 | No |  | Controller Modules |  |  | BMSE_001 | 411 | (__) | [5 empty] | 3 |  |  | 0 |  | 0
[17 empty] | 0 |  | 0
|  | << ==== TOTAL UNITS | [14 empty] | 0 |  | 0
d> | 0 |  | Sell_A | 0 | 0 |  |  |  |  | ITEM | ITEM | [5 empty] | 0 |  | 0
Multip
1 | 0 |  | 003# Signal Cable | [6 empty] | RATE | RATE |  |  |  |  | 0 | 0 |  | 0
Based on:
[17 empty] | 0 |  | 0
1 | No |  | Signal Cable |  |  | BMSE_001 | 412 | (__) | [5 empty] | 3 |  |  | 0 |  | 0
[17 empty] | 0 |  | 0
|  | << ==== TOTAL UNITS | [14 empty] | 0 |  | 0
d> | 0 |  | Sell_A | 0 | 0 |  |  |  |  | ITEM | ITEM | [5 empty] | 0 |  | 0
Multip
1 | 0 |  | 004# Modbus Cable | [6 empty] | RATE | RATE |  |  |  |  | 0 | 0 |  | 0
Based on:
[17 empty] | 0 |  | 0
1 | No |  | Modbus Cable |  |  | BMSE_001 | 413 | (__) | [5 empty] | 3 |  |  | 0 |  | 0
[17 empty] | 0 |  | 0
|  | << ==== TOTAL UNITS | [14 empty] | 0 |  | 0
d> | 0 |  | Sell_A | 0 | 0 |  |  |  |  | ITEM | ITEM | [5 empty] | 0 |  | 0
Multip
1 | 0 |  | 005# CAT Cable | [6 empty] | RATE | RATE |  |  |  |  | 0 | 0 |  | 0
Based on:
[17 empty] | 0 |  | 0
1 | No |  | CAT Cable |  |  | BMSE_001 | 414 | (__) | [5 empty] | 3 |  |  | 0 |  | 0
[17 empty] | 0 |  | 0
|  | << ==== TOTAL UNITS | [14 empty] | 0 |  | 0
d> | 0 |  | Sell_A | 0 | 0 |  |  |  |  | ITEM | ITEM | [5 empty] | 0 |  | 0
Multip
1 | 0 |  | 006# Control Panels MCC DDC Security Fire | [6 empty] | RATE | RATE |  |  |  |  | 0 | 0 |  | 0
Based on:
[17 empty] | 0 |  | 0
1 | No |  | Control Panels MCC DDC Security Fire |  |  | BMSE_001 | 415 | (__) | [5 empty] | 3 |  |  | 0 |  | 0
[17 empty] | 0 |  | 0
|  | << ==== TOTAL UNITS | [14 empty] | 0 |  | 0
d> | 0 |  | Sell_A | 0 | 0 |  |  |  |  | ITEM | ITEM | [5 empty] | 0 |  | 0
Multip
1 | 0 |  | 007# Field Devices | [6 empty] | RATE | RATE |  |  |  |  | 0 | 0 |  | 0
Based on:
[17 empty] | 0 |  | 0
1 | No |  | Field Devices |  |  | BMSE_001 | 416 | (__) | [5 empty] | 3 |  |  | 0 |  | 0
[17 empty] | 0 |  | 0
|  | << ==== TOTAL UNITS | [14 empty] | 0 |  | 0
d> | 0 |  | Sell_A | 0 | 0 |  |  |  |  | ITEM | ITEM | [5 empty] | 0 |  | 0
Multip
1 | 0 |  | 008# DALI - KNX | [6 empty] | RATE | RATE |  |  |  |  | 0 | 0 |  | 0
Based on:
[17 empty] | 0 |  | 0
1 | No |  | DALI - KNX |  |  | BMSE_001 | 417 | (__) | [5 empty] | 3 |  |  | 0 |  | 0
[17 empty] | 0 |  | 0
|  | << ==== TOTAL UNITS | [14 empty] | 0 |  | 0
d> | 0 |  | Sell_A | 0 | 0 |  |  |  |  | ITEM | ITEM | [5 empty] | 0 |  | 0
Multip
1 | 0 |  | 009# Fire Equipment | [6 empty] | RATE | RATE |  |  |  |  | 0 | 0 |  | 0
Based on:
[17 empty] | 0 |  | 0
1 | No |  | Fire Equipment |  |  | BMSE_001 | 418 | (__) | [5 empty] | 3 |  |  | 0 |  | 0
[17 empty] | 0 |  | 0
|  | << ==== TOTAL UNITS | [14 empty] | 0 |  | 0
d> | 0 |  | Sell_A | 0 | 0 |  |  |  |  | ITEM | ITEM | [5 empty] | 0 |  | 0
Multip
1 | 0 |  | 010# Data Networks Equipment | [6 empty] | RATE | RATE |  |  |  |  | 0 | 0 |  | 0
Based on:
[17 empty] | 0 |  | 0
1 | No |  | Data Networks Equipment |  |  | BMSE_001 | 419 | (__) | [5 empty] | 3 |  |  | 0 |  | 0
[17 empty] | 0 |  | 0
|  | << ==== TOTAL UNITS | [14 empty] | 0 |  | 0
d> | 0 |  | Sell_A | 0 | 0 |  |  |  |  | ITEM | ITEM | [5 empty] | 0 |  | 0
Multip
1 | 0 |  | 011# Panel Building | [6 empty] | RATE | RATE |  |  |  |  | 0 | 0 |  | 0
Based on:
[17 empty] | 0 |  | 0
1 | No |  | Panel Building |  |  | BMSE_001 | 420 | (__) | [5 empty] | 3 |  |  | 0 |  | 0
[17 empty] | 0 |  | 0
|  | << ==== TOTAL UNITS | [14 empty] | 0 |  | 0
d> | 0 |  | Sell_A | 0 | 0 |  |  |  |  | ITEM | ITEM | [5 empty] | 0 |  | 0
Multip
1 | 0 |  | 012# Termination, Point Testing, FAT | [6 empty] | RATE | RATE |  |  |  |  | 0 | 0 |  | 0
Based on:
[17 empty] | 0 |  | 0
1 | No |  | Termination, Point Testing FAT |  |  | BMSE_001 | 421 | (__) | [5 empty] | 3 |  |  | 0 |  | 0
[17 empty] | 0 |  | 0
|  | << ==== TOTAL UNITS | [14 empty] | 0 |  | 0
d> | 0 |  | Sell_A | 0 | 0 |  |  |  |  | ITEM | ITEM | [5 empty] | 0 |  | 0
Multip
1 | 68 |  | 013# Basic Panel Components | [6 empty] | RATE | RATE |  |  |  |  | 68 | 0 |  | 0
Based on:
| No |  | Indicator light flat, white | Shrack | MM216771 | BMSE_001 | 415 | (__) | [5 empty] | 3 |  | 1.61 | 0 |  | 0
| No |  | Indicator light flat, red | Shrack | MM216772 | BMSE_001 | 415 | (__) | [5 empty] | 3 |  | 1.6 | 0 |  | 0
| No |  | Push-button flat, spring-return, black | Shrack | MM216590 | BMSE_001 | 416 | (__) | [5 empty] | 3 |  | 1.69 | 0 |  | 0
| No |  | Buzzer, continous tone, 18 - 30VDC | Shrack | MM229025 | BMSE_001 | 416 | (__) | [5 empty] | 3 |  | 6.57 | 0 |  | 0
| No |  | Miniature Circuit Breaker (MCB) DC-C6/1, 10kA | Shrack | AM017102 | BMSE_001 | 415 | (__) | [5 empty] | 3 |  | 3 | 0 |  | 0
| No |  | Legend plate holder black, without plate | Shrack | MM216392 | BMSE_001 | 415 | (__) | [5 empty] | 3 |  | 0.24 | 0 |  | 0
| No |  | Motor Protection Circuit Breaker, 3-pole, 4.0-6.3A (Cubico Model) | Shrack | BE200630-- | BMSE_001 | 415 | (__) | [5 empty] | 3 |  | 10.01 | 0 |  | 0
| No |  | Auxiliary contact front, 1NO+1NC | Shrack | BE082882-- | BMSE_001 | 415 | (__) | [5 empty] | 3 |  | 4 | 0 |  | 0
| No |  | Auxiliary contact side, 1NO+1NC BE5/6 | Shrack | BE072896-- | BMSE_001 | 415 | (__) | [5 empty] | 3 |  | 5.76 | 0 |  | 0
| No |  | Narrow Industrial Relay, 2 CO, 24VAC, 5A, LED | Shrack | RXT21R24 | BMSE_001 | 416 | (__) | [5 empty] | 3 |  | 2.22 | 0 |  | 0
| No |  | Screw socket, logical arrangement for 2-pole RXT relay | Shrack | YRXT2010 | BMSE_001 | 416 | (__) | [5 empty] | 3 |  | 1.05 | 0 |  | 0
| No |  | CAPUS Panel - Switch-disconnector 3 pole 25A | Schrack | SI338120 | BMSE_001 | 415 | (__) | [5 empty] | 3 |  | 16.91 | 0 |  | 0
| No |  | CAPUS Panel - Set connection space cover | Schrack | SI336940 | BMSE_001 | 415 | (__) | [5 empty] | 3 |  | 5.57 | 0 |  | 0
| No |  | CAPUS Panel - Extension shaft, length 300 mm | Schrack | SI336820 | BMSE_001 | 415 | (__) | [5 empty] | 3 |  | 5.7 | 0 |  | 0
| No |  | CAPUS Panel - Rotary handle for door coupling drive, black | Schrack | SI336650 | BMSE_001 | 415 | (__) | [5 empty] | 3 |  | 7.4 | 0 |  | 0
| No |  | Wall-mounted enclosure 1 door IP65 H=600 W=600 D=155 mm | Shrack |  | BMSE_001 | 415 | (__) | [5 empty] | 3 |  | 110 | 0 |  | 0
| No |  | Knitted Earth Cable | Shrack | WSACUF260 | BMSE_001 | 415 | (__) | [5 empty] | 3 |  | 3 | 0 |  | 0
| No |  | Enclosure Accessories | Shrack | WSAWB004 | BMSE_001 | 415 | (__) | [5 empty] | 3 |  | 6 | 0 |  | 0
| No |  | Single Phase Control Transformer 230V/24V, 100VA, IP00 | Shrack | LP612010T | BMSE_001 | 416 | (__) | [5 empty] | 3 |  | 30 | 0 |  | 0
| No |  | Panel and Enclosure Consumables (Ferruls, Trunking, Labels etc.) | Misc |  | BMSE_001 | 420 | (__) | [5 empty] | 3 |  | 25 | 0 |  | 0
| No |  | Panel Building | Catania |  | BMSE_001 | 420 | (__) | [5 empty] | 3 |  | 250 | 0 |  | 0
| No |  | Labour - Delivery etc | BMS Team |  | BMSE_001 | 420 | (__) | [5 empty] | 3 |  | 0 | 0 | 1 | 0
[17 empty] | 0 |  | 0
|  | << ==== TOTAL UNITS | [14 empty] | 0 |  | 0
d> | 0 |  | Sell_A | 0 | 0 |  |  |  |  | ITEM | ITEM | [5 empty] | 0 |  | 0
Multip
1 | 68 |  | 014# Basic EF Control Panel - With Inverter | [6 empty] | RATE | RATE |  |  |  |  | 68 | 0 |  | 0
Based on:
[17 empty] | 0 |  | 0
0 | No |  | Wall‑mounted enclosure 1 door IP66 H=500 W=400 D=300mm | Schrack | WSA5040300 | BMSE_001 | 415 | (__) | [5 empty] | 3 |  | 80.91 | 0 |  | 0
0 | No |  | Wall-mounting brackets for WSA, WKT, WKA and BUS enclosures | Schrack | WSAWB004 | BMSE_001 | 415 | (__) | [5 empty] | 3 |  | 3.43 | 0 |  | 0
0 | No |  | Knitted earthing cable 260mm long, blank | Schrack | WSTCUF260 | BMSE_001 | 415 | (__) | [5 empty] | 3 |  | 2.55 | 0 |  | 0
0 | No |  | Selector switch, 3 pos, stay-put, clamp handle | Schrack | MM216872 + accessories | BMSE_001 | 415 | (__) | [5 empty] | 3 |  | 8 | 0 |  | 0
0 | No |  | Motor Protection Circuit Breaker BE2, 3-pole, 6-10A | Schrack | BE201000 | BMSE_001 | 415 | (__) | [5 empty] | 3 |  | 9.55 | 0 |  | 0
0 | No |  | Screw earth terminal 6/10 mm², type AVK 6/10 T | Schrack | IK622010 | BMSE_001 | 415 | (__) | [5 empty] | 3 |  | 1.25 | 0 |  | 0
0 | No |  | Auxiliary contact, front-mounting for BE2 | Schrack | BE2ZAF11 | BMSE_001 | 415 | (__) | [5 empty] | 3 |  | 0.094 | 0 |  | 0
0 | No |  | CAPUS Panel - Switch-disconnector 3 pole 25A | Schrack | SI338120 | BMSE_001 | 415 | (__) | [5 empty] | 3 |  | 16.91 | 0 |  | 0
0 | No |  | CAPUS Panel - Set connection space cover | Schrack | SI336940 | BMSE_001 | 415 | (__) | [5 empty] | 3 |  | 5.57 | 0 |  | 0
0 | No |  | CAPUS Panel - Extension shaft, length 300 mm | Schrack | SI336820 | BMSE_001 | 415 | (__) | [5 empty] | 3 |  | 5.7 | 0 |  | 0
0 | No |  | CAPUS Panel - Rotary handle for door coupling drive, black | Schrack | SI336650 | BMSE_001 | 415 | (__) | [5 empty] | 3 |  | 7.4 | 0 |  | 0
0 | No |  | LED-indicator monobloc 230VAC/DC red | Schrack | BZ501215-B | BMSE_001 | 415 | (__) | [5 empty] | 3 |  | 0.98 | 0 |  | 0
0 | No |  | LED-indicator monobloc 230VAC/DC green | Schrack | BZ501218-B | BMSE_001 | 415 | (__) | [5 empty] | 3 |  | 0.98 | 0 |  | 0
0 | No |  | LED‑indicator monobloc 230VAC/DC white | Schrack | BZ501219-B | BMSE_001 | 415 | (__) | [5 empty] | 3 |  | 0.98 | 0 |  | 0
0 | No |  | Digital 1 channel day/week timer | Schrack | BZH14071 | BMSE_001 | 415 | (__) | [5 empty] | 3 |  | 24.4 | 0 |  | 0
0 | No |  | Miniature Circuit Breaker (MCB) AMPARO 10kA, B 2A, 1-pole | Schrack | AM018102 | BMSE_001 | 415 | (__) | [5 empty] | 3 |  | 2.42 | 0 |  | 0
0 | No |  | Single Phase Control Transformer 230V/24V, 100VA, IP00 | Schrack | LP602010T | BMSE_001 | 415 | (__) | [5 empty] | 3 |  | 30 | 0 |  | 0
0 | No |  |  | Fuji Electric |  | BMSE_001 | 415 | (__) | [5 empty] | 3 |  |  | 0 | 2 | 0
0 | No |  | Consumables | Misc |  | BMSE_001 | 415 | (__) | [5 empty] | 3 |  | 50 | 0 |  | 0
0 | No |  | Panel Building | Catania |  | BMSE_001 | 420 | (__) | [5 empty] | 3 |  | 250 | 0 |  | 0
0 | No |  | Labour - Delivery etc | BMS Team |  | BMSE_001 | 420 | (__) | [5 empty] | 3 |  | 0 | 0 | 1 | 0
[17 empty] | 0 |  | 0
|  | << ==== TOTAL UNITS | [14 empty] | 0 |  | 0
d> | 0 |  | Sell_A | 0 | 0 |  |  |  |  | ITEM | ITEM | [5 empty] | 0 |  | 0
Multip
1 | 0 |  | 000# | [6 empty] | RATE | RATE |  |  |  |  | 0 | 0 |  | 0
Based on:
[17 empty] | 0 |  | 0
[17 empty] | 0 |  | 0
[17 empty] | 0 |  | 0
[17 empty] | 0 |  | 0
[17 empty] | 0 |  | 0
|  | << ==== TOTAL UNITS | [14 empty] | 0 |  | 0
d> | 0 |  | Sell_A | 0 | 0 |  |  |  |  | ITEM | ITEM | [5 empty] | 0 |  | 0
END!
END! |  |  | RATE SHEET GRAND TOTAL | [13 empty] | MATERIAL |  | LABOUR
END!
END! |  |  | COMPONENTS | [7 empty] | COMP_RT | [5 empty] | 0 |  | 0
END! |  |  | RATE SUMS (ITEMS) | [7 empty] | ITEM_RT | [5 empty] | 0 |  | 0
SB!
| V:56 |  |  | COSTCODE TOTAL | [12 empty] | 0 |  | 0
| 1 | cc | Erection materials |  | 501 | [9 empty] | 1 |  | 0 |  | 0
| 2 | cc | Busbar Trunking |  | 505 | [9 empty] | 1 |  | 0 |  | 0
| 3 | cc | Switchgear |  | 510 | [9 empty] | 2 |  | 0 |  | 0
| 4 | cc | MCC Equipment |  | 511 | [9 empty] | 2 |  | 0 |  | 0
| 5 | cc | BMS Equipment |  | 512 | [9 empty] | 2 |  | 0 |  | 0
| 6 | cc | PVC Pipes / Ducts |  | 520 | [9 empty] | 1 |  | 0 |  | 0
| 7 | cc | High/medium voltage switchgear |  | 530 | [9 empty] | 2 |  | 0 |  | 0
| 8 | cc | Power Transformers |  | 550 | [9 empty] | 2 |  | 0 |  | 0
| 9 | cc | Control Panels |  | 570 | [9 empty] | 2 |  | 0 |  | 0
| 10 | cc | Electrical Single Core Cables |  | 615 | [9 empty] | 2 |  | 0 |  | 0
| 11 | cc | Electrical Multicore Cables |  | 616 | [9 empty] | 2 |  | 0 |  | 0
| 12 | cc | ELV/BMS/Special Cables |  | 617 | [9 empty] | 2 |  | 0 |  | 0
| 13 | cc | Cables accessories |  | 620 | [9 empty] | 2 |  | 0 |  | 0
| 14 | cc | Galv. Cable Trays |  | 650 | [9 empty] | 1 |  | 0 |  | 0
| 15 | cc | PVC Cable Trays |  | 651 | [9 empty] | 1 |  | 0 |  | 0
| 16 | cc | Galv. Cable Basket |  | 652 | [9 empty] | 1 |  | 0 |  | 0
| 17 | cc | Galv. Cable Ladder |  | 654 | [9 empty] | 1 |  | 0 |  | 0
| 18 | cc | Galv. Cable Trunking |  | 675 | [9 empty] | 1 |  | 0 |  | 0
| 19 | cc | Alum. Cable Trunking |  | 676 | [9 empty] | 1 |  | 0 |  | 0
| 20 | cc | PVC Cable Trunking |  | 680 | [9 empty] | 1 |  | 0 |  | 0
| 21 | cc | Underfloor Cable Trunking |  | 681 | [9 empty] | 1 |  | 0 |  | 0
| 22 | cc | Galv. Conduit |  | 690 | [9 empty] | 1 |  | 0 |  | 0
| 23 | cc | PVC Conduit |  | 700 | [9 empty] | 1 |  | 0 |  | 0
| 24 | cc | Wiring Accessories |  | 705 | [9 empty] | 3 |  | 0 |  | 0
| 25 | cc | Dimming Equipment |  | 706 | [9 empty] | 3 |  | 0 |  | 0
| 26 | cc | Fire Alarm Equipment |  | 725 | [9 empty] | 3 |  | 0 |  | 0
| 27 | cc | Fire Barriers |  | 726 | [9 empty] | 3 |  | 0 |  | 0
| 28 | cc | Security Alarm System |  | 750 | [9 empty] | 3 |  | 0 |  | 0
| 29 | cc | Access Control |  | 751 | [9 empty] | 3 |  | 0 |  | 0
| 30 | cc | Hotel Electronic Lock |  | 752 | [9 empty] | 3 |  | 0 |  | 0
| 31 | cc | Sub-Contracting Installation Elec |  | 753 | [9 empty] | 3 |  | 0 |  | 0
| 32 | cc | Timing Equipment |  | 770 | [9 empty] | 3 |  | 0 |  | 0
| 33 | cc | Public Address |  | 790 | [9 empty] | 3 |  | 0 |  | 0
| 34 | cc | Voice Alarm Equipment |  | 791 | [9 empty] | 3 |  | 0 |  | 0
| 35 | cc | Lightning / Bonding System |  | 810 | [9 empty] | 3 |  | 0 |  | 0
| 36 | cc | T.V System |  | 815 | [9 empty] | 3 |  | 0 |  | 0
| 37 | cc | UPS/Voltage Stabilisers |  | 820 | [9 empty] | 2 |  | 0 |  | 0
| 38 | cc | Data Network Equipment |  | 821 | [9 empty] | 3 |  | 0 |  | 0
| 39 | cc | Light Fittings |  | 835 | [9 empty] | 3 |  | 0 |  | 0
| 40 | cc | Generators, AMF Panels |  | 845 | [9 empty] | 2 |  | 0 |  | 0
| 41 | cc | Telephone Equipment |  | 855 | [9 empty] | 3 |  | 0 |  | 0
| 42 | cc | Intercom |  | 856 | [9 empty] | 3 |  | 0 |  | 0
| 43 | cc | Mechanical for Electrical |  | 857 | [9 empty] | 3 |  | 0 |  | 0
| 44 | cc | Nurse Call |  | 858 | [9 empty] | 3 |  | 0 |  | 0
| 45 | cc | C.C.T.V. Equipment |  | 865 | [9 empty] | 3 |  | 0 |  | 0
| 46 | cc | Tools and Instruments |  | 870 | [9 empty] | 4 |  | 0 |  | 0
| 47 | cc | Consumbles |  | 875 | [9 empty] | 1 |  | 0 |  | 0
| 48 | cc | Drawings/Manuals |  | 880 | [9 empty] | 3 |  | 0 |  | 0
| 49 | cc | Spare Parts |  | 885 | [9 empty] | 4 |  | 0 |  | 0
| 50 | cc | Labour |  | 900 | [9 empty] | 3 |  | 0 |  | 0
| 51 | cc | Dismantling (Labour Only) |  | 901 | [9 empty] | 1 |  | 0 |  | 0
| 52 | cc | Testing & Commissioning |  | 902 | [9 empty] | 3 |  | 0 |  | 0
| 53 | cc | Sub-Contracting Works |  | 960 | [9 empty] | 4 |  | 0 |  | 0
| 54 | cc | Enemalta Application |  | 961 | [9 empty] | 3 |  | 0 |  | 0
| 55 | cc | Crainage and Transportation |  | 962 | [9 empty] | 1 |  | 0 |  | 0
| 57 | cc | Controllers |  | 410 | [9 empty] | 4 |  | 0 |  | 0
| 58 | cc | Controller Modules |  | 411 | [9 empty] | 4 |  | 0 |  | 0
| 59 | cc | Signal Cable |  | 412 | [9 empty] | 4 |  | 0 |  | 0
| 60 | cc | Modbus Cable |  | 413 | [9 empty] | 4 |  | 0 |  | 0
| 61 | cc | CAT Cable |  | 414 | [9 empty] | 4 |  | 0 |  | 0
| 62 | cc | Control Panels MCC DDC Security Fire |  | 415 | [9 empty] | 4 |  | 0 |  | 0
| 63 | cc | Field Devices |  | 416 | [9 empty] | 4 |  | 0 |  | 0
| 64 | cc | DALI - KNX |  | 417 | [9 empty] | 4 |  | 0 |  | 0
| 65 | cc | Fire Equipment |  | 418 | [9 empty] | 4 |  | 0 |  | 0
| 66 | cc | Data Networks Equipment |  | 419 | [9 empty] | 4 |  | 0 |  | 0
| 67 | cc | Panel Building |  | 420 | [9 empty] | 4 |  | 0 |  | 0
| 68 | cc | Termination, Point Testing, FAT |  | 421 | [9 empty] | 4 |  | 0 |  | 0
| 56 | cc | Provisional Sum |  | 970 | [9 empty] | 4 |  | 0 |  | 0
|  | cc |  |  | Fix 1 |  | 1 | [9 empty] | 0 |  | 0
|  | cc |  |  | Fix 2 |  | 2 | [9 empty] | 0 |  | 0
|  | cc |  |  | Fix 3 |  | 2 | [9 empty] | 0 |  | 0
|  | cc |  |  | Others |  | 3 | [9 empty] | 0 |  | 0
|  | cc |  |  | TOTAL | [11 empty] | 0 |  | 0

## Elec_Est
| CLIENT: | 1 | Getec |  | 0 |  |  | 1 | 1 | 1 | 1 | 1 | 1 | 1 |  | € | R/Lab Cont | R | 1 | BOQ | INCL | MULT | AREA | BOQ | TDWG | ACT | DIFF
| PROJECT: | 1 | Malta Diary |  | Electrical Site Pair |  |  | 2 | 1 | 1 | 1 | 1 | 1 | 1 |  | 0 | mu_A | 1 | 28.53
| JOB DESC: | 1 | Inverter Panel requested by Getec |  | ECA/BMS Pair |  |  | 3 | 1 | 1 | 1 | 1 | 1 | 1 |  | 0 | mu_B | 1 | 33.72
| QUOTE No: | 1 | EL |  | ECA/BMS Engineer |  |  | 4 | 1 | 1 | 1 | 1 | 1 | 1 |  | 0 | mu_C | 1 | 31
| CLIENTs REF: | 1 | 0 |  | BMS - Tech - Single |  |  | 5 | 1 | 1 | 1 | 1 | 1 | 1 |  | 0 | mu_D | 1 | 21.44
| VAT/DUTIES: | 1 | VAT EXCL. |  | Edward/Mark + AGV |  |  | 6 | 1 | 1 | 1 | 1 | 1 | 1 |  | 0 | mu_E | 1 | 33.72
| SAVED ON: | 1 | 2007-10-09 |  | 0 |  |  | 7 | 1 | 1 | 1 | 1 | 1 | 0 |  | 0 | mu_F | 0 | 0
| ESTIMATOR: | 1 | G. Baranyay |  | 0 |  |  | 8 | 1 | 1 | 1 | 1 | 1 | 0 |  | 0 | mu_G | 0 | 0
| LABOUR RATE: | 1 | 28.53 |  | 0 |  |  | 9 | 1 | 1 | 1 | 1 | 1 | 0 |  | 0 | mu_H | 0 | 0
|  | 1 |  |  | 0 |  |  | 10 | 1 | 1 | 1 | 1 | 1 | 1 |  | 0 | mu_I | 0 | 0
|  | 1 |  |  | 0 | [10 empty] | 0 | mu_J | 0 | 0
|  | 1 |  |  | 0 | [10 empty] | 0 | MIXED | MAT MU | LAB RATE
[6 empty] | ISELL | C_CODE | MAKE | PART_NO | MARKUP | TYPE | LIST_P | P_FACT | FIX | DATE | %Dsct in BOQ | MU TYPE | MAT MU | LAB RATE | [13 empty] | Tot Mat Cost | Unit Lab phr. | Tot Lab phr. | < for ELM / MEE
TB
|  | t | Item:
Supply and Installation of the following:
|  |  |  | Sell Rate | Sell Total |  |  |  |  | IB | [17 empty] | U_M_Sell | T_M_Sell | U_L_Sell | T_L_Sell | Total_Sell | T_M_Cost | U_L_Phr | T_L_Phr | Mat/Lab=1
1 | No |  | Item: 1.1 | 1438.96 | 1438.96 | ISELL |  |  |  | mu_A | ITEM | [7 empty] | mu :1 | [8 empty] | 1239.25 | 1239.25 | 199.71 | 199.71 | 1438.96 | 1239.25 | 7 | 7 | 1246.25
|  |  | Inverter Panel including 5.5kW Inverter and Pump Dry Run Protection | [6 empty] | n
[17 empty] | 0 |  | 0
1 | No |  | Wall-mounted Enclosure IP66 500x400x300mm | WSA5040300 |  | BMSE_001 | 415 | (__) | 3 | [6 empty] | 100 | 100 |  | 0
1 | No |  | Motor Protection Circuit Breaker BE2 6-10A | BE201000 |  | BMSE_001 | 415 | (__) | 3 | [6 empty] | 9.55 | 9.55 |  | 0
2 | No |  | Screw Earth Terminal AVK 6/10T | IK622010 |  | BMSE_001 | 415 | (__) | 3 | [6 empty] | 1.25 | 2.5 |  | 0
2 | No |  | Auxiliary Contact Front BE2 | BE2ZAF11 |  | BMSE_001 | 415 | (__) | 3 | [6 empty] | 0.09 | 0.18 |  | 0
1 | No |  | LED Indicator Red 230VAC | BZ501215-B |  | BMSE_001 | 415 | (__) | 3 | [6 empty] | 0.98 | 0.98 |  | 0
1 | No |  | LED Indicator Green 230VAC | BZ501218-B |  | BMSE_001 | 415 | (__) | 3 | [6 empty] | 0.98 | 0.98 |  | 0
3 | No |  | LED Indicator White 230VAC | BZ501219-B |  | BMSE_001 | 415 | (__) | 3 | [6 empty] | 0.98 | 2.94 |  | 0
5 | No |  | MCB AMPARO 10kA B2A 1-pole | AM018102 |  | BMSE_001 | 415 | (__) | 3 | [6 empty] | 2.42 | 12.1 |  | 0
1 | No |  | Control Transformer 230V/24V 100VA | LP602010T |  | BMSE_001 | 415 | (__) | 3 | [6 empty] | 30 | 30 |  | 0
1 | No |  | Consumables | Misc |  | BMSE_001 | 875 | (__) | 3 | [6 empty] | 50 | 50 |  | 0
1 | No |  | Panel Building | Catania |  | BMSE_001 | 420 | (__) | 3 | [6 empty] | 400 | 400 |  | 0
1 | No |  | Dry Run Protection - Pressure Switch and Sundries | PS-PL-PSA1 |  | BMSE_001 | 416 | (__) | 3 | [6 empty] | 100 | 100 | 2 | 2
1 | No |  | AQUA (AQ1) 3 ph 400 V, incl. EMC-Filter, DC-reactor and operator panel, protection category IP21, capacity 5,5kW | FRN5.5AQ1M-4E |  | BMSE_001 | 416 | (__) | 3 | [6 empty] | 430.02 | 430.02 |  | 0
1 | No |  | Fan and Thermostat |  |  | BMSE_001 | 421 | (__) | 3 | [6 empty] | 100 | 100 |  | 0
1 | No |  | Installation and Functional Testing — BMS Engineer |  |  | BMSE_001 | 902 | (__) | 3 | [7 empty] | 0 | 1 | 1
1 | No |  | Installation and Functional Testing — AGV Pair |  |  | BMSE_001 | 902 | (__) | 3 | [7 empty] | 0 | 4 | 4
1 | No |  | Delivery Fee - Inverter and Panel |  |  | BMSE_001 | 421 | (__) | [5 empty] | 3 |  | 120 | 0 |  | 0
[17 empty] | 0 |  | 0
[17 empty] | 0 |  | 0
[17 empty] | 0 |  | 0
d> | 0 |  |  |  |  | ICOST |  |  |  | mu_A | ITEM | [5 empty] | 1239.25 |  | 7
SB
| 0 |  | PAGE : |  | 1438.96 | [5 empty] | PAGE | [5 empty] | 1239.25 |  | 7
| Disc: |  |  |  | PAGE SELL | [11 empty] | PAGE MAT |  | PAGE LAB
[29 empty] | T_M_Sell |  | T_L_Sell | Total_Sell
SB! | [28 empty] | 1239.25 |  | 199.71 | 1438.96
| 0 | cc |  | Electrical Site Pair (mu_A) : | 1438.96 | [11 empty] | 1239.25 |  | 7 | [9 empty] | 1239.25 |  | 199.71
| 0 | cc |  | ECA/BMS Pair (mu_B) : | 0 | [11 empty] | 0 |  | 0 | [9 empty] | 0 |  | 0
| 0 | cc |  | ECA/BMS Engineer (mu_C) : | 0 | [11 empty] | 0 |  | 0 | [9 empty] | 0 |  | 0
| 0 | cc |  | BMS - Tech - Single (mu_D) : | 0 | [11 empty] | 0 |  | 0 | [9 empty] | 0 |  | 0
| 0 | cc |  | Edward/Mark + AGV (mu_E) : | 0 | [11 empty] | 0 |  | 0 | [9 empty] | 0 |  | 0
| 0 | cc |  | 0 (mu_F) : | 0 | [11 empty] | 0 |  | 0 | [9 empty] | 0 |  | 0
| 0 | cc |  | 0 (mu_G) : | 0 | [11 empty] | 0 |  | 0 | [9 empty] | 0 |  | 0
| 0 | cc |  | 0 (mu_H) : | 0 | [11 empty] | 0 |  | 0 | [9 empty] | 0 |  | 0
| 0 | cc |  | 0 (mu_I) : | 0 | [11 empty] | 0 |  | 0 | [9 empty] | 0 |  | 0
| 0 |  |  | 0 (mu_J) : | 0 | [11 empty] | 0 |  | 0 | [9 empty] | 0 |  | 0
|  | MATERIAL SUMMARY |  | MU SUMMARY TOTAL | 1438.96 | ISELL | [10 empty] | 1239.25 |  | 7 | [9 empty] | 1239.25 |  | 199.71 | 1438.96
[29 empty] | 0 |  | 0 | 0
| Discy with |  |  | MATERIAL ITEMS TOTAL | [6 empty] | COMP_GT | [5 empty] | 1239.25 |  | 7
equal Mus
| 0 |  |  | BOQ ITEMS TOTAL | 1438.96 | [5 empty] | ITEM_GT | [5 empty] | 1239.25 |  | 7
| 0 |  |  | PAGES TOTAL | 1438.96 | [5 empty] | PAGE_GT | [5 empty] | 1239.25 |  | 7
SB | 0 |  |  | SECTIONS TOTAL | 0 | [5 empty] | SECT_GT | [5 empty] | 0 |  | 0
END!
| V:56 |  |  | COSTCODE TOTAL | [12 empty] | 1239.25 |  | 7
| 1 | cc | Erection materials |  | 501 | [9 empty] | 1 |  | 0 |  | 0
| 2 | cc | Busbar Trunking |  | 505 | [9 empty] | 1 |  | 0 |  | 0
| 3 | cc | Switchgear |  | 510 | [9 empty] | 2 |  | 0 |  | 0
| 4 | cc | MCC Equipment |  | 511 | [9 empty] | 2 |  | 0 |  | 0
| 5 | cc | BMS Equipment |  | 512 | [9 empty] | 2 |  | 0 |  | 0
| 6 | cc | PVC Pipes / Ducts |  | 520 | [9 empty] | 1 |  | 0 |  | 0
| 7 | cc | High/medium voltage switchgear |  | 530 | [9 empty] | 2 |  | 0 |  | 0
| 8 | cc | Power Transformers |  | 550 | [9 empty] | 2 |  | 0 |  | 0
| 9 | cc | Control Panels |  | 570 | [9 empty] | 2 |  | 0 |  | 0
| 10 | cc | Electrical Single Core Cables |  | 615 | [9 empty] | 2 |  | 0 |  | 0
| 11 | cc | Electrical Multicore Cables |  | 616 | [9 empty] | 2 |  | 0 |  | 0
| 12 | cc | ELV/BMS/Special Cables |  | 617 | [9 empty] | 2 |  | 0 |  | 0
| 13 | cc | Cables accessories |  | 620 | [9 empty] | 2 |  | 0 |  | 0
| 14 | cc | Galv. Cable Trays |  | 650 | [9 empty] | 1 |  | 0 |  | 0
| 15 | cc | PVC Cable Trays |  | 651 | [9 empty] | 1 |  | 0 |  | 0
| 16 | cc | Galv. Cable Basket |  | 652 | [9 empty] | 1 |  | 0 |  | 0
| 17 | cc | Galv. Cable Ladder |  | 654 | [9 empty] | 1 |  | 0 |  | 0
| 18 | cc | Galv. Cable Trunking |  | 675 | [9 empty] | 1 |  | 0 |  | 0
| 19 | cc | Alum. Cable Trunking |  | 676 | [9 empty] | 1 |  | 0 |  | 0
| 20 | cc | PVC Cable Trunking |  | 680 | [9 empty] | 1 |  | 0 |  | 0
| 21 | cc | Underfloor Cable Trunking |  | 681 | [9 empty] | 1 |  | 0 |  | 0
| 22 | cc | Galv. Conduit |  | 690 | [9 empty] | 1 |  | 0 |  | 0
| 23 | cc | PVC Conduit |  | 700 | [9 empty] | 1 |  | 0 |  | 0
| 24 | cc | Wiring Accessories |  | 705 | [9 empty] | 3 |  | 0 |  | 0
| 25 | cc | Dimming Equipment |  | 706 | [9 empty] | 3 |  | 0 |  | 0
| 26 | cc | Fire Alarm Equipment |  | 725 | [9 empty] | 3 |  | 0 |  | 0
| 27 | cc | Fire Barriers |  | 726 | [9 empty] | 3 |  | 0 |  | 0
| 28 | cc | Security Alarm System |  | 750 | [9 empty] | 3 |  | 0 |  | 0
| 29 | cc | Access Control |  | 751 | [9 empty] | 3 |  | 0 |  | 0
| 30 | cc | Hotel Electronic Lock |  | 752 | [9 empty] | 3 |  | 0 |  | 0
| 31 | cc | Sub-Contracting Installation Elec |  | 753 | [9 empty] | 3 |  | 0 |  | 0
| 32 | cc | Timing Equipment |  | 770 | [9 empty] | 3 |  | 0 |  | 0
| 33 | cc | Public Address |  | 790 | [9 empty] | 3 |  | 0 |  | 0
| 34 | cc | Voice Alarm Equipment |  | 791 | [9 empty] | 3 |  | 0 |  | 0
| 35 | cc | Lightning / Bonding System |  | 810 | [9 empty] | 3 |  | 0 |  | 0
| 36 | cc | T.V System |  | 815 | [9 empty] | 3 |  | 0 |  | 0
| 37 | cc | UPS/Voltage Stabilisers |  | 820 | [9 empty] | 2 |  | 0 |  | 0
| 38 | cc | Data Network Equipment |  | 821 | [9 empty] | 3 |  | 0 |  | 0
| 39 | cc | Light Fittings |  | 835 | [9 empty] | 3 |  | 0 |  | 0
| 40 | cc | Generators, AMF Panels |  | 845 | [9 empty] | 2 |  | 0 |  | 0
| 41 | cc | Telephone Equipment |  | 855 | [9 empty] | 3 |  | 0 |  | 0
| 42 | cc | Intercom |  | 856 | [9 empty] | 3 |  | 0 |  | 0
| 43 | cc | Mechanical for Electrical |  | 857 | [9 empty] | 3 |  | 0 |  | 0
| 44 | cc | Nurse Call |  | 858 | [9 empty] | 3 |  | 0 |  | 0
| 45 | cc | C.C.T.V. Equipment |  | 865 | [9 empty] | 3 |  | 0 |  | 0
| 46 | cc | Tools and Instruments |  | 870 | [9 empty] | 4 |  | 0 |  | 0
| 47 | cc | Consumbles |  | 875 | [9 empty] | 1 |  | 50 |  | 0
| 48 | cc | Drawings/Manuals |  | 880 | [9 empty] | 3 |  | 0 |  | 0
| 49 | cc | Spare Parts |  | 885 | [9 empty] | 4 |  | 0 |  | 0
| 50 | cc | Labour |  | 900 | [9 empty] | 3 |  | 0 |  | 0
| 51 | cc | Dismantling (Labour Only) |  | 901 | [9 empty] | 1 |  | 0 |  | 0
| 52 | cc | Testing & Commissioning |  | 902 | [9 empty] | 3 |  | 0 |  | 5
| 53 | cc | Sub-Contracting Works |  | 960 | [9 empty] | 4 |  | 0 |  | 0
| 54 | cc | Enemalta Application |  | 961 | [9 empty] | 3 |  | 0 |  | 0
| 55 | cc | Crainage and Transportation |  | 962 | [9 empty] | 1 |  | 0 |  | 0
| 57 | cc | Controllers |  | 410 | [9 empty] | 4 |  | 0 |  | 0
| 58 | cc | Controller Modules |  | 411 | [9 empty] | 4 |  | 0 |  | 0
| 59 | cc | Signal Cable |  | 412 | [9 empty] | 4 |  | 0 |  | 0
| 60 | cc | Modbus Cable |  | 413 | [9 empty] | 4 |  | 0 |  | 0
| 61 | cc | CAT Cable |  | 414 | [9 empty] | 4 |  | 0 |  | 0
| 62 | cc | Control Panels MCC DDC Security Fire |  | 415 | [9 empty] | 4 |  | 159.23 |  | 0
| 63 | cc | Field Devices |  | 416 | [9 empty] | 4 |  | 530.02 |  | 2
| 64 | cc | DALI - KNX |  | 417 | [9 empty] | 4 |  | 0 |  | 0
| 65 | cc | Fire Equipment |  | 418 | [9 empty] | 4 |  | 0 |  | 0
| 66 | cc | Data Networks Equipment |  | 419 | [9 empty] | 4 |  | 0 |  | 0
| 67 | cc | Panel Building |  | 420 | [9 empty] | 4 |  | 400 |  | 0
| 68 | cc | Termination, Point Testing, FAT |  | 421 | [9 empty] | 4 |  | 100 |  | 0
| 56 | cc | Provisional Sum |  | 970 | [9 empty] | 4 |  | 0 |  | 0
|  | cc |  |  | Fix 1 |  | 1 | [9 empty] | 50 |  | 0
|  | cc |  |  | Fix 2 |  | 2 | [9 empty] | 0 |  | 0
|  | cc |  |  | Fix 3 |  | 2 | [9 empty] | 0 |  | 5
|  | cc |  |  | Others |  | 3 | [9 empty] | 1189.25 |  | 2
|  | cc |  |  | TOTAL | [11 empty] | 1239.25 |  | 7
| RATE TOTALS IN CURRENT SHEET | RATE TOTALS IN CURRENT SHEET
| 0 |  | 001# Controllers
| 0 |  | 002# Controller Modules
| 0 |  | 003# Signal Cable
| 0 |  | 004# Modbus Cable
| 0 |  | 005# CAT Cable
| 0 |  | 006# Control Panels MCC DDC Security Fire
| 0 |  | 007# Field Devices
| 0 |  | 008# DALI - KNX
| 0 |  | 009# Fire Equipment
| 0 |  | 010# Data Networks Equipment
| 0 |  | 011# Panel Building
| 0 |  | 012# Termination, Point Testing, FAT
| 0 |  | 000#
| 0 |  | #REF!
| 0 |  | #REF!
| 0 |  | #REF!
| 0 |  | #REF!
| 0 |  | #REF!
| 0 |  | #REF!
| 0 |  | #REF!
| 0 |  | #REF!
| 0 |  | #REF!
| 0 |  | #REF!
| 0 |  | #REF!
| 0 |  | #REF!
| 0 |  | #REF!
| 0 |  | #REF!
| 0 |  | #REF!
| 0 |  | #REF!
| 0 |  | #REF!
| 0 |  | #REF!
| 0 |  | #REF!
| 0 |  | #REF!
| 0 |  | #REF!
| 0 |  | #REF!
| 0 |  | #REF!
SB!
Note on AK49: Michael Vella: This cell should be exactly equal to the MU SUMMARY TOTAL.
Note on AH61: Michael Vella: This discrepancy must be small
Note on AJ61: Michael Vella: This discrepancy must be small
Note on AK61: Michael Vella: This discrepancy must be small

## Example_Blocks
| CLIENT: | 1 | 0 |  | 0 |  |  | 1 | 1 | 1 | 1 | 1 | 1 | 1 |  | € | R/Lab Cont | R | 1 | BOQ | INCL | MULT | AREA | BOQ | TDWG | ACT | DIFF
| PROJECT: | 1 | Marsa Warehouse |  | Controls |  |  | 2 | 1 | 1 | 1 | 1 | 1 | 1 |  | 0 | mu_A | 1 | 27.46
| JOB DESC: | 1 | Tender |  | Preliminaries |  |  | 3 | 1 | 1 | 1 | 1 | 1 | 1 |  | 0 | mu_B | 1 | 27.46
| QUOTE No: | 1 | TBC |  | BMS - Pair |  |  | 4 | 1 | 1 | 1 | 1 | 1 | 1 |  | 0 | mu_C | 1.3 | 43.836
| CLIENTs REF: | 1 | 0 |  | BMS - Tech |  |  | 5 | 1 | 1 | 1 | 1 | 1 | 1 |  | 0 | mu_D | 1.3 | 27.872
| VAT/DUTIES: | 1 | VAT EXCL. |  | BMS - Engineer |  |  | 6 | 1 | 1 | 1 | 1 | 1 | 1 |  | 0 | mu_E | 1.3 | 39
| SAVED ON: | 1 | 2007-10-09 |  | 0 |  |  | 7 | 1 | 1 | 1 | 1 | 1 | 0 |  | 0 | mu_F | 0 | 0
| ESTIMATOR: | 1 | G. Baranyay |  | 0 |  |  | 8 | 1 | 1 | 1 | 1 | 1 | 0 |  | 0 | mu_G | 0 | 0
| LABOUR RATE: | 1 | 27.46 |  | 0 |  |  | 9 | 1 | 1 | 1 | 1 | 1 | 0 |  | 0 | mu_H | 0 | 0
|  | 1 |  |  | 0 |  |  | 10 | 1 | 1 | 1 | 1 | 1 | 1 |  | 0 | mu_I | 0 | 0
|  | 1 |  |  | 0 | [10 empty] | 0 | mu_J | 0 | 0
|  | 1 |  |  | 0 | [10 empty] | 0 | MIXED | MAT MU | LAB RATE
[6 empty] | ISELL | C_CODE | MAKE | PART_NO | MARKUP | TYPE | LIST_P | P_FACT | FIX | DATE | %Dsct in BOQ | MU TYPE | MAT MU | LAB RATE | [13 empty] | Tot Mat Cost | Unit Lab phr. | Tot Lab phr. | < for ELM / MEE
TB
|  | t | Item:
Supply and Installation of the following:
|  |  |  | Sell Rate | Sell Total |  |  |  |  | IB | [17 empty] | U_M_Sell | T_M_Sell | U_L_Sell | T_L_Sell | Total_Sell | T_M_Cost | U_L_Phr | T_L_Phr | Mat/Lab=1
1 | No |  | Item: 1.1 | 645.72 | 645.72 | ISELL |  |  |  | mu_C | ITEM | [7 empty] | mu: 1.3 | [8 empty] | 645.72 | 645.72 | 0 | 0 | 645.72 | 496.71 | 0 | 0 | 496.71
|  |  | Basic EF Control Panel - DoL | [6 empty] | n
[17 empty] | 0 |  | 0
1 | No |  | Wall‑mounted enclosure 1 door IP66 H=500 W=400 D=300mm | Schrack | WSA5040300 | BMSE_001 | 415 | (__) | [5 empty] | 3 |  | 80.91 | 80.91 |  | 0
1 | No |  | Wall-mounting brackets for WSA, WKT, WKA and BUS enclosures | Schrack | WSAWB004 | BMSE_001 | 415 | (__) | [5 empty] | 3 |  | 3.43 | 3.43 |  | 0
1 | No |  | Knitted earthing cable 260mm long, blank | Schrack | WSTCUF260 | BMSE_001 | 415 | (__) | [5 empty] | 3 |  | 2.55 | 2.55 |  | 0
1 | No |  | Selector switch, 3 pos, stay-put, clamp handle | Schrack | MM216872 + accessories | BMSE_001 | 415 | (__) | [5 empty] | 3 |  | 8 | 8 |  | 0
1 | No |  | Motor Protection Circuit Breaker BE2, 3-pole, 6-10A | Schrack | BE201000 | BMSE_001 | 415 | (__) | [5 empty] | 3 |  | 9.55 | 9.55 |  | 0
2 | No |  | Screw earth terminal 6/10 mm², type AVK 6/10 T | Schrack | IK622010 | BMSE_001 | 415 | (__) | [5 empty] | 3 |  | 1.25 | 2.5 |  | 0
2 | No |  | Auxiliary contact, front-mounting for BE2 | Schrack | BE2ZAF11 | BMSE_001 | 415 | (__) | [5 empty] | 3 |  | 0.094 | 0.188 |  | 0
1 | No |  | CAPUS Panel - Switch-disconnector 3 pole 25A | Schrack | SI338120 | BMSE_001 | 415 | (__) | [5 empty] | 3 |  | 16.91 | 16.91 |  | 0
1 | No |  | CAPUS Panel - Set connection space cover | Schrack | SI336940 | BMSE_001 | 415 | (__) | [5 empty] | 3 |  | 5.57 | 5.57 |  | 0
1 | No |  | CAPUS Panel - Extension shaft, length 300 mm | Schrack | SI336820 | BMSE_001 | 415 | (__) | [5 empty] | 3 |  | 5.7 | 5.7 |  | 0
1 | No |  | CAPUS Panel - Rotary handle for door coupling drive, black | Schrack | SI336650 | BMSE_001 | 415 | (__) | [5 empty] | 3 |  | 7.4 | 7.4 |  | 0
1 | No |  | LED-indicator monobloc 230VAC/DC red | Schrack | BZ501215-B | BMSE_001 | 415 | (__) | [5 empty] | 3 |  | 0.98 | 0.98 |  | 0
1 | No |  | LED-indicator monobloc 230VAC/DC green | Schrack | BZ501218-B | BMSE_001 | 415 | (__) | [5 empty] | 3 |  | 0.98 | 0.98 |  | 0
3 | No |  | LED‑indicator monobloc 230VAC/DC white | Schrack | BZ501219-B | BMSE_001 | 415 | (__) | [5 empty] | 3 |  | 0.98 | 2.94 |  | 0
0 | No |  | Digital 1 channel day/week timer | Schrack | BZH14071 | BMSE_001 | 415 | (__) | [5 empty] | 3 |  | 24.4 | 0 |  | 0
5 | No |  | Miniature Circuit Breaker (MCB) AMPARO 10kA, B 2A, 1-pole | Schrack | AM018102 | BMSE_001 | 415 | (__) | [5 empty] | 3 |  | 2.42 | 12.1 |  | 0
1 | No |  | Single Phase Control Transformer 230V/24V, 100VA, IP00 | Schrack | LP602010T | BMSE_001 | 415 | (__) | [5 empty] | 3 |  | 30 | 30 |  | 0
1 | No |  | Contactor 3‑pole, CUBICO Classic, 5,5kW, 12A, 1NO+1NC, 24VAC | Schrack | LZDC12B0 | BMSE_001 | 415 | (__) | [5 empty] | 3 |  | 7 | 7 |  | 0
1 | No |  | Consumables | Misc |  | BMSE_001 | 415 | (__) | [5 empty] | 3 |  | 50 | 50 |  | 0
1 | No |  | Panel Building | Catania |  | BMSE_001 | 420 | (__) | [5 empty] | 3 |  | 250 | 250 |  | 0
[17 empty] | 0 |  | 0
[17 empty] | 0 |  | 0
d> | 0 |  |  |  |  | ICOST |  |  |  | mu_C | ITEM | [5 empty] | 496.708 |  | 0
|  |  |  | Sell Rate | Sell Total |  |  |  |  | IB | [17 empty] | U_M_Sell | T_M_Sell | U_L_Sell | T_L_Sell | Total_Sell | T_M_Cost | U_L_Phr | T_L_Phr | Mat/Lab=1
1 | No |  | Item: 1.1 | 11595.62 | 11595.62 | ISELL |  |  |  | mu_C | ITEM | [7 empty] | mu: 1.58 | [8 empty] | 636.62 | 636.62 | 10959 | 10959 | 11595.62 | 489.71 | 250 | 250 | 739.71
|  |  | Basic EF Control Panel - With Inverter | [6 empty] | n
[17 empty] | 0 |  | 0
1 | No |  | Wall‑mounted enclosure 1 door IP66 H=500 W=400 D=300mm | Schrack | WSA5040300 | BMSE_001 | 415 | (__) | [5 empty] | 3 |  | 80.91 | 80.91 |  | 0
1 | No |  | Wall-mounting brackets for WSA, WKT, WKA and BUS enclosures | Schrack | WSAWB004 | BMSE_001 | 415 | (__) | [5 empty] | 3 |  | 3.43 | 3.43 |  | 0
1 | No |  | Knitted earthing cable 260mm long, blank | Schrack | WSTCUF260 | BMSE_001 | 415 | (__) | [5 empty] | 3 |  | 2.55 | 2.55 |  | 0
1 | No |  | Selector switch, 3 pos, stay-put, clamp handle | Schrack | MM216872 + accessories | BMSE_001 | 415 | (__) | [5 empty] | 3 |  | 8 | 8 |  | 0
1 | No |  | Motor Protection Circuit Breaker BE2, 3-pole, 6-10A | Schrack | BE201000 | BMSE_001 | 415 | (__) | [5 empty] | 3 |  | 9.55 | 9.55 |  | 0
2 | No |  | Screw earth terminal 6/10 mm², type AVK 6/10 T | Schrack | IK622010 | BMSE_001 | 415 | (__) | [5 empty] | 3 |  | 1.25 | 2.5 |  | 0
2 | No |  | Auxiliary contact, front-mounting for BE2 | Schrack | BE2ZAF11 | BMSE_001 | 415 | (__) | [5 empty] | 3 |  | 0.094 | 0.188 |  | 0
1 | No |  | CAPUS Panel - Switch-disconnector 3 pole 25A | Schrack | SI338120 | BMSE_001 | 415 | (__) | [5 empty] | 3 |  | 16.91 | 16.91 |  | 0
1 | No |  | CAPUS Panel - Set connection space cover | Schrack | SI336940 | BMSE_001 | 415 | (__) | [5 empty] | 3 |  | 5.57 | 5.57 |  | 0
1 | No |  | CAPUS Panel - Extension shaft, length 300 mm | Schrack | SI336820 | BMSE_001 | 415 | (__) | [5 empty] | 3 |  | 5.7 | 5.7 |  | 0
1 | No |  | CAPUS Panel - Rotary handle for door coupling drive, black | Schrack | SI336650 | BMSE_001 | 415 | (__) | [5 empty] | 3 |  | 7.4 | 7.4 |  | 0
1 | No |  | LED-indicator monobloc 230VAC/DC red | Schrack | BZ501215-B | BMSE_001 | 415 | (__) | [5 empty] | 3 |  | 0.98 | 0.98 |  | 0
1 | No |  | LED-indicator monobloc 230VAC/DC green | Schrack | BZ501218-B | BMSE_001 | 415 | (__) | [5 empty] | 3 |  | 0.98 | 0.98 |  | 0
3 | No |  | LED‑indicator monobloc 230VAC/DC white | Schrack | BZ501219-B | BMSE_001 | 415 | (__) | [5 empty] | 3 |  | 0.98 | 2.94 |  | 0
0 | No |  | Digital 1 channel day/week timer | Schrack | BZH14071 | BMSE_001 | 415 | (__) | [5 empty] | 3 |  | 24.4 | 0 |  | 0
5 | No |  | Miniature Circuit Breaker (MCB) AMPARO 10kA, B 2A, 1-pole | Schrack | AM018102 | BMSE_001 | 415 | (__) | [5 empty] | 3 |  | 2.42 | 12.1 |  | 0
1 | No |  | Single Phase Control Transformer 230V/24V, 100VA, IP00 | Schrack | LP602010T | BMSE_001 | 415 | (__) | [5 empty] | 3 |  | 30 | 30 |  | 0
1 | No |  | Inverter Added per Specific Fan Requirement | Fuji Electric | [11 empty] | 0 | 0 |  | 0
1 | No |  | Consumables | Misc |  | BMSE_001 | 415 | (__) | [5 empty] | 3 |  | 50 | 50 |  | 0
1 | No |  | Panel Building | Catania |  | BMSE_001 | 420 | (__) | [5 empty] | 3 |  | 250 | 250 |  | 0
250 | No |  | Labour - Delivery etc | BMS Team |  | BMSE_001 | 420 | (__) | [5 empty] | 3 |  | 0 | 0 | 1 | 250
[17 empty] | 0 |  | 0
[17 empty] | 0 |  | 0
d> | 0 |  |  |  |  | ICOST |  |  |  | mu_C | ITEM | [5 empty] | 489.708 |  | 250
|  |  |  | Sell Rate | Sell Total |  |  |  |  | IB | [17 empty] | U_M_Sell | T_M_Sell | U_L_Sell | T_L_Sell | Total_Sell | T_M_Cost | U_L_Phr | T_L_Phr | Mat/Lab=1
1 | No |  | Item: 1.2 | 1503.92 | 1503.92 | ISELL |  |  |  | mu_C | ITEM | [7 empty] | mu: 1.3 | [8 empty] | 1503.92 | 1503.92 | 0 | 0 | 1503.92 | 1156.86 | 0 | 0 | 1156.86
|  |  | Basic ERV Control Panel | [6 empty] | n
[17 empty] | 0 |  | 0
4 | No |  | Duct/Immersion Temperature sensor 300mm – NTC10K | Distech | TS-DI 300 | BMSE_001 | 416 | (__) | [5 empty] | 3 |  | 20 | 80 |  | 0
2 | No |  | Air Differential Pressure switch, 100..1500 Pa | Distech | PS-DPS1500 | BMSE_001 | 416 | (__) | [5 empty] | 3 |  | 20 | 40 |  | 0
1 | No |  | 4th Pole for LTS63‑LTS80 E | Shrack | IN809003 | BMSE_001 | 416 | (__) | [5 empty] | 3 |  | 7.16 | 7.16 |  | 0
1 | No |  | Indicator light flat, white | Shrack | MM216771 | BMSE_001 | 416 | (__) | [5 empty] | 3 |  | 1.61 | 1.61 |  | 0
2 | No |  | Indicator light flat, red | Shrack | MM216772 | BMSE_001 | 416 | (__) | [5 empty] | 3 |  | 1.6 | 3.2 |  | 0
1 | No |  | Push-button flat, spring-return, black | Shrack | MM216590 | BMSE_001 | 416 | (__) | [5 empty] | 3 |  | 1.69 | 1.69 |  | 0
1 | No |  | Single Phase Control Transformer 230V/24V, 100VA, IP00 | Shrack | LP612010T | BMSE_001 | 416 | (__) | [5 empty] | 3 |  | 27.29 | 27.29 |  | 0
1 | No |  | Buzzer, continous tone, 18 - 30VDC | Shrack | MM229025 | BMSE_001 | 416 | (__) | [5 empty] | 3 |  | 6.57 | 6.57 |  | 0
1 | No |  | Fuse Carrier 3-pole, 32A, 10x38 | Shrack | IS506103 | BMSE_001 | 416 | (__) | [5 empty] | 3 |  | 3.53 | 3.53 |  | 0
2 | No |  | Fuse Carrier 1-pole, 32A, 10x38 | Shrack | IS506101 | BMSE_001 | 416 | (__) | [5 empty] | 3 |  | 1.1 | 2.2 |  | 0
4 | No |  | Cylindrical fuse link 10x38, 1A, characteristic gG, 500VAC | Shrack | ISZ10001 | BMSE_001 | 416 | (__) | [5 empty] | 3 |  | 0.33 | 1.32 |  | 0
1 | No |  | Mini Contactor 3NO + 1NC, 20A, 230 VAC | Shrack | LA100923 | BMSE_001 | 416 | (__) | [5 empty] | 3 |  | 12.15 | 12.15 |  | 0
1 | No |  | Cylindrical fuse link 10x38, 4A, characteristic gG, 500VAC | Shrack | ISZ10004 | BMSE_001 | 416 | (__) | [5 empty] | 3 |  | 0.31 | 0.31 |  | 0
1 | No |  | Miniature Circuit Breaker (MCB) DC-C6/1, 10kA | Shrack | BM015106 | BMSE_001 | 416 | (__) | [5 empty] | 3 |  | 5.12 | 5.12 |  | 0
2 | No |  | Miniature Circuit Breaker (MCB) DC-C2/1, 10kA | Shrack | BM015102 | BMSE_001 | 416 | (__) | [5 empty] | 3 |  | 8.5 | 17 |  | 0
2 | No |  | Auxiliary contact front, 1NO+1NC | Shrack | BE082882 | BMSE_001 | 416 | (__) | [5 empty] | 3 |  | 3.29 | 6.58 |  | 0
5 | No |  | Legend plate holder black, without plate | Shrack | MM216392 | BMSE_001 | 416 | (__) | [5 empty] | 3 |  | 0.24 | 1.2 |  | 0
2 | No |  | Auxiliary contact side, 1NO+1NC BE5/6 | Shrack | BE072896 | BMSE_001 | 416 | (__) | [5 empty] | 3 |  | 2.92 | 5.84 |  | 0
2 | No |  | Exhaust Filter 109x109x19mm, IP54, for IUKNF1523A | Shrack | IUKNE150 | BMSE_001 | 416 | (__) | [5 empty] | 3 |  | 7.89 | 15.78 |  | 0
1 | No |  | Miniature Circuit Breaker (MCB) AMPARO 10kA, B 16A, 1-pole | Shrack | AM018116 | BMSE_001 | 416 | (__) | [5 empty] | 3 |  | 1.53 | 1.53 |  | 0
1 | No |  | Motor Protection Circuit Breaker, 3-pole, 4.0-6.3A | Shrack | BE506300 | BMSE_001 | 416 | (__) | [5 empty] | 3 |  | 4 | 4 |  | 0
1 | No |  | Wall-mounted enclosure 1 door IP65 H=600 W=400 D=155 mm | Shrack | WSA6040150 | BMSE_001 | 416 | (__) | [5 empty] | 3 |  | 72.35 | 72.35 |  | 0
1 | No |  | Wall-mounted enclosure 1 door IP65 H=600 W=400 D=155 mm | Shrack | WSA6040150 | BMSE_001 | 416 | (__) | [5 empty] | 3 |  | 72.35 | 72.35 |  | 0
1 | No |  | Connected System Controller - Control, Automation and Connectivity Server with support of up to 28 I/O points and 3 Modbus devices. Embedded ENVYSION Studio & Viewer. | Distech | ECY-S1000E-28 | BMSE_001 | 416 | (__) | [5 empty] | 3 |  | 250 | 250 |  | 0
1 | No |  | 14 point I/O extension module for Connected System Controller. Inputs: (8) Universal inputs. Outputs: (6) Universal outputs. | Distech | ECY-8UI6UO | BMSE_001 | 416 | (__) | [5 empty] | 3 |  | 205 | 205 |  | 0
1 | No |  | 100 to 240VAC power supply module for Connected System Controller | Distech | ECY-PS100-240 | BMSE_001 | 416 | (__) | [5 empty] | 3 |  | 50 | 50 |  | 0
4 | No |  | Narrow Industrial Relay, 2 CO, 24VAC, 5A, LED | Shrack | RXT21R24 | BMSE_001 | 416 | (__) | [5 empty] | 3 |  | 2.22 | 8.88 |  | 0
4 | No |  | Screw socket, logical arrangement for 2-pole RXT relay | Shrack | YRXT2010 | BMSE_001 | 416 | (__) | [5 empty] | 3 |  | 1.05 | 4.2 |  | 0
1 | No |  | Panel Building | Mark Catania |  | BMSE_001 | 420 | (__) | [5 empty] | 3 |  | 250 | 250 |  | 0
d> | 0 |  |  |  |  | ICOST |  |  |  | mu_C | ITEM | [5 empty] | 1156.86 |  | 0
|  |  |  | Sell Rate | Sell Total |  |  |  |  | IB | [17 empty] | U_M_Sell | T_M_Sell | U_L_Sell | T_L_Sell | Total_Sell | T_M_Cost | U_L_Phr | T_L_Phr | Mat/Lab=1
1 | No |  | Item: 1.3 | 1380.59 | 1380.59 | ISELL |  |  |  | mu_C | ITEM | [7 empty] | mu: 1.3 | [8 empty] | 1380.59 | 1380.59 | 0 | 0 | 1380.59 | 1061.99 | 0 | 0 | 1061.99
|  |  | Basic HRU Control Panel | [6 empty] | n
0 | No |  | Duct/Immersion Temperature sensor 300mm – NTC10K | Distech | TS-DI 300 | BMSE_001 | 416 | (__) | [5 empty] | 3 |  | 20 | 0 |  | 0
3 | No |  | Air Differential Pressure switch, 100..1500 Pa | Distech | PS-DPS1500 | BMSE_001 | 416 | (__) | [5 empty] | 3 |  | 20 | 60 |  | 0
2 | No |  | Duct Humidity and Temperature (2%) transducer - 140mm - 2x 0..10 V | Distech | HS-D TH 140 VV | BMSE_001 | 416 | (__) | [5 empty] | 3 |  | 103.17 | 206.34 |  | 0
1 | No |  | CAPUS Panel - Switch-disconnector 3 pole + N, 80A | Shrack | SI338890-- | BMSE_001 | 416 | (__) | [5 empty] | 3 |  | 49.46 | 49.46 |  | 0
1 | No |  | CAPUS Panel - Set connection space cover | Shrack | SI336980-- | BMSE_001 | 416 | (__) | [5 empty] | 3 |  | 5.29 | 5.29 |  | 0
1 | No |  | CAPUS Panel Rotary handle for door coupling drive yellow-red | Shrack | SI336660-- | BMSE_001 | 416 | (__) | [5 empty] | 3 |  | 7.4 | 7.4 |  | 0
1 | No |  | CAPUS Panel - Extension shaft, length 300 mm | Shrack | SI336820-- | BMSE_001 | 416 | (__) | [5 empty] | 3 |  | 5.7 | 5.7 |  | 0
1 | No |  | CAPUS Panel - Set connection space cover | Shrack | SI336950-- | BMSE_001 | 416 | (__) | [5 empty] | 3 |  | 6.27 | 6.27 |  | 0
4 | No |  | Indicator light flat, white | Shrack | MM216771 | BMSE_001 | 416 | (__) | [5 empty] | 3 |  | 1.61 | 6.44 |  | 0
4 | No |  | Indicator light flat, red | Shrack | MM216772 | BMSE_001 | 416 | (__) | [5 empty] | 3 |  | 1.6 | 6.4 |  | 0
1 | No |  | Push-button flat, spring-return, black | Shrack | MM216590 | BMSE_001 | 416 | (__) | [5 empty] | 3 |  | 1.69 | 1.69 |  | 0
1 | No |  | Buzzer, continous tone, 18 - 30VDC | Shrack | MM229025 | BMSE_001 | 416 | (__) | [5 empty] | 3 |  | 6.57 | 6.57 |  | 0
0 | No |  | Mini Contactor 3NO + 1NC, 20A, 230 VAC (Cut 24V for Emergency Stop or Fire Alarm) | Shrack | LA100923 | BMSE_001 | 416 | (__) | [5 empty] | 3 |  | 12.15 | 0 |  | 0
2 | No |  | Miniature Circuit Breaker (MCB) DC-C6/1, 10kA | Shrack | AM017102 | BMSE_001 | 416 | (__) | [5 empty] | 3 |  | 2.42 | 4.84 |  | 0
2 | No |  | Miniature Circuit Breaker (MCB) DC-C2/1, 10kA | Shrack | AM019106 | BMSE_001 | 416 | (__) | [5 empty] | 3 |  | 2.42 | 4.84 |  | 0
10 | No |  | Legend plate holder black, without plate | Shrack | MM216392 | BMSE_001 | 416 | (__) | [5 empty] | 3 |  | 0.24 | 2.4 |  | 0
0 | No |  | Filter and Fan - To DO | Shrack | IUKNE150 | BMSE_001 | 416 | (__) | [5 empty] | 3 |  | 7.89 | 0 |  | 0
0 | No |  | Filter and Fan - To TO | Shrack | IUKNE150 | BMSE_001 | 416 | (__) | [5 empty] | 3 |  | 7.89 | 0 |  | 0
0 | No |  | Filter and Fan - Thermostat - To Do | Shrack | IUKNE150 | BMSE_001 | 416 | (__) | [5 empty] | 3 |  | 7.89 | 0 |  | 0
4 | No |  | Motor Protection Circuit Breaker, 3-pole, 4.0-6.3A (Cubico Model) | Shrack | XXXXXXX | BMSE_001 | 416 | (__) | [5 empty] | 3 |  | 10 | 40 |  | 0
2 | No |  | Auxiliary contact front, 1NO+1NC | Shrack | XXXXXXX | BMSE_001 | 416 | (__) | [5 empty] | 3 |  | 4 | 8 |  | 0
2 | No |  | Auxiliary contact side, 1NO+1NC BE5/6 | Shrack | XXXXXXX | BMSE_001 | 416 | (__) | [5 empty] | 3 |  | 3 | 6 |  | 0
1 | No |  | Wall-mounted enclosure 1 door IP65 H=600 W=400 D=155 mm | Shrack | WSA6040150 | BMSE_001 | 416 | (__) | [5 empty] | 3 |  | 72.35 | 72.35 |  | 0
0 | No |  | Back Plate - To DO - GRP Boxes only | Shrack | XXXXXXX | BMSE_001 | 416 | (__) | [5 empty] | 3 |  | 4 | 0 |  | 0
1 | No |  | Enclosure Accessories | Shrack | WSAWB004 | BMSE_001 | 416 | (__) | [5 empty] | 3 |  | 4 | 4 |  | 0
1 | No |  | Knitted Earth Cable | Shrack | WSACUF260 | BMSE_001 | 416 | (__) | [5 empty] | 3 |  | 3 | 3 |  | 0
1 | No |  | Single Phase Control Transformer 230V/24V, 100VA, IP00 | Shrack | LP612010T | BMSE_001 | 416 | (__) | [5 empty] | 3 |  | 27.29 | 27.29 |  | 0
1 | No |  | B-BC Connected Equipment Controller with Eclypse Gen 1 software for rooftop and small air handling unit applications with 8 UI, 2 UO, 4 DO (Triac) and 2 DUO (triac or universal). Eclypse Designer Viewer mode only. Pre-loaded apps in SI units. | Distech | ECY-303 (SI) | BMSE_001 | 416 | (__) | [5 empty] | 3 |  | 457.71 | 457.71 |  | 0
0 | No |  | Connected System Controller - Control, Automation and Connectivity Server with support of up to 28 I/O points and 3 Modbus devices. Embedded ENVYSION Studio & Viewer. | Distech | ECY-S1000E-28 | BMSE_001 | 416 | (__) | [5 empty] | 3 |  | 250 | 0 |  | 0
0 | No |  | 14 point I/O extension module for Connected System Controller. Inputs: (8) Universal inputs. Outputs: (6) Universal outputs. | Distech | ECY-8UI6UO | BMSE_001 | 416 | (__) | [5 empty] | 3 |  | 205 | 0 |  | 0
0 | No |  | 100 to 240VAC power supply module for Connected System Controller | Distech | ECY-PS100-240 | BMSE_001 | 416 | (__) | [5 empty] | 3 |  | 50 | 0 |  | 0
0 | No |  | Narrow Industrial Relay, 2 CO, 24VAC, 5A, LED | Shrack | RXT21R24 | BMSE_001 | 416 | (__) | [5 empty] | 3 |  | 2.22 | 0 |  | 0
0 | No |  | Screw socket, logical arrangement for 2-pole RXT relay | Shrack | YRXT2010 | BMSE_001 | 416 | (__) | [5 empty] | 3 |  | 1.05 | 0 |  | 0
1 | No |  | Panel and Enclosure Consumables (Ferruls, Trunking, Labels etc.) | Mark Catania |  | BMSE_001 | 420 | (__) | [5 empty] | 3 |  | 50 | 50 |  | 0
20 | No |  | Wiring - 3c 0.75mm Signal Cabling |  |  | BMSE_001 | 420 | (__) | [5 empty] | 3 |  | 1 | 20 |  | 0
0 | No |  | Panel Building | Mark Catania |  | BMSE_001 | 420 | (__) | [5 empty] | 3 |  | 250 | 0 |  | 0
0 | No |  | Panel Building | Mark Catania |  | BMSE_001 | 420 | (__) | [5 empty] | 3 |  | 250 | 0 |  | 0
0 | No |  | Panel Building | Mark Catania |  | BMSE_001 | 420 | (__) | [5 empty] | 3 |  | 250 | 0 |  | 0
0 | No |  | Panel Building | Mark Catania |  | BMSE_001 | 420 | (__) | [5 empty] | 3 |  | 250 | 0 |  | 0
d> | 0 |  |  |  |  | ICOST |  |  |  | mu_C | ITEM | [5 empty] | 1061.99 |  | 0
|  |  |  | Sell Rate | Sell Total |  |  |  |  | IB | [17 empty] | U_M_Sell | T_M_Sell | U_L_Sell | T_L_Sell | Total_Sell | T_M_Cost | T_L_Phr | Mat/Lab=1
1 | No |  | Item: 1.1 | 0 | 0 | ISELL |  |  |  | mu_A | ITEM | [7 empty] | 0.00 | [8 empty] | 0 | 0 | 0 | 0 | 0 | 0 | 0 | 0
|  |  | FDCP with ECY-303 and Modbus Interfaces | [6 empty] | n
[17 empty] | 0 |  | 0
1 | No |  | Connected Equipment Controller with Eclypse Facilities - 4 UI, 2 UO, 2 DO (Triac) and 2 DUO (triac or universal) onboard IO. Max connectivity 25 connections. No connection included. Includes two years of Atrius Facilities - Organize. | Distech | ECY-103-C1 | BMSE_001 | 410 | (__) | [5 empty] | 3 |  |  | 0 |  | 0
1 | No |  | Modbus I/O Module - 4 digital inputs and 2 relay outputs - IP65, 230V | Distech | MR-DIO4/2-IP65-Modbus_RTU-230V | BMSE_001 | 416 | (__) | [5 empty] | 3 |  |  | 0 |  | 0
[6 empty] | BMSE_001 | 416 | (__) | [5 empty] | 3 |  |  | 0 |  | 0
1 | No |  | Connected System Controller - Control, Automation and Connectivity Server with support of up to 28 I/O points and 3 Modbus devices. Embedded ENVYSION Studio & Viewer. | Distech | ECY-S1000E-28 |  | 410 | (__) | [5 empty] | 3 |  |  | 0 |  | 0
1 | No |  | 14 point I/O extension module for Connected System Controller. Inputs: (8) Universal inputs. Outputs: (6) Universal outputs. | Distech | ECY-8UI6UO | BMSE_001 | 416 | (__) | [5 empty] | 3 |  |  | 0 |  | 0
1 | No |  | 100 to 240VAC power supply module for Connected System Controller | Distech | ECY-PS100-240 | BMSE_001 | 416 | (__) | [5 empty] | 3 |  |  | 0 |  | 0
[6 empty] | BMSE_001 | 416 | (__) | [5 empty] | 3 |  |  | 0 |  | 0
1 | No |  | Single-phase Power Supply pulsing 230VAC/24VDC, 2,5A at 50°C | Schrack | LP412402-- | BMSE_001 | 416 | (__) | [5 empty] | 3 |  |  | 0 |  | 0
1 | No |  | Miniature Circuit Breaker (MCB) AMPARO 10kA, C 6A, 1‑pole | Schrack | AM017106-- | BMSE_001 | 416 | (__) | [5 empty] | 3 |  |  | 0 |  | 0
1 | No |  | Miniature Circuit Breaker (MCB) AMPARO 10kA, C 2A, 1-pole | Schrack | AM017102-- | BMSE_001 | 416 | (__) | [5 empty] | 3 |  |  | 0 |  | 0
1 | No |  | LED-indicator monobloc 230VAC/DC white | Schrack | BZ501219-B | BMSE_001 | 416 | (__) | [5 empty] | 3 |  |  | 0 |  | 0
1 | No |  | Miniature Circuit Breaker (MCB) AMPARO 10kA, C 1A, 1-pole | Schrack | AM017101-- | BMSE_001 | 416 | (__) | [5 empty] | 3 |  |  | 0 |  | 0
1 | No |  | 12Vdc Relay + Socket + Retaining clips + Marking tag + LED module | Schrack |  | BMSE_001 | 416 | (__) | [5 empty] | 3 |  |  | 0 |  | 0
1 | No |  | 24Vac relay (??? - fire signal might be connected directly to input) | Schrack |  | BMSE_001 | 416 | (__) | [5 empty] | 3 |  |  | 0 |  | 0
1 | No |  | Enclosure - Wall Mounted - Size | Schrack |  | BMSE_001 | 416 | (__) | [5 empty] | 3
[17 empty] | 0 |  | 0
d> | 0 |  |  |  |  | ICOST |  |  |  | mu_A | ITEM | [5 empty] | 0 |  | 0
|  |  |  | Sell Rate | Sell Total |  |  |  |  | IB | [17 empty] | U_M_Sell | T_M_Sell | U_L_Sell | T_L_Sell | Total_Sell | T_M_Cost | T_L_Phr | Mat/Lab=1
1 | No |  | Item: 1.1 | 284.92 | 284.92 | ISELL |  |  |  | mu_A | ITEM | [7 empty] | mu :1 | [8 empty] | 284.92 | 284.92 | 0 | 0 | 284.92 | 284.92 | 0 | 284.92
|  |  | Simple Controller - Pump Set | [6 empty] | n
1 | No |  | Selector switch, 3 pos, stay-put, clamp handle | Schrack | MM216872 + accessories | BMSE_001 | 415 | (__) | [5 empty] | 3 |  | 8 | 8 |  | 0
3 | No |  | LED-indicator monobloc 230VAC/DC red | Schrack | BZ501215-B | BMSE_001 | 415 | (__) | [5 empty] | 3 |  | 0.98 | 2.94 |  | 0
1 | No |  | Mini Contactor 3NO + 1NC, 20A, 230 VAC | Shrack | LA100923 | BMSE_001 | 416 | (__) | [5 empty] | 3 |  | 12.15 | 12.15 |  | 0
1 | No |  | Miniature Circuit Breaker (MCB) DC-C2/1, 10kA | Shrack | BM015102 | BMSE_001 | 416 | (__) | [5 empty] | 3 |  | 8.5 | 8.5 |  | 0
1 | No |  | Wall-mounted enclosure 1 door IP65 H=600 W=400 D=155 mm | Shrack | WSA6040150 | BMSE_001 | 416 | (__) | [5 empty] | 3 |  | 72.35 | 72.35 |  | 0
1 | No |  | Wall-mounting brackets for WSA, WKT, WKA and BUS enclosures | Schrack | WSAWB004 | BMSE_001 | 415 | (__) | [5 empty] | 3 |  | 3.43 | 3.43 |  | 0
1 | No |  | Knitted earthing cable 260mm long, blank | Schrack | WSTCUF260 | BMSE_001 | 415 | (__) | [5 empty] | 3 |  | 2.55 | 2.55 |  | 0
1 | No |  | Accessories | [12 empty] | 25 | 25 |  | 0
1 | No |  | Panel Building | [12 empty] | 150 | 150 |  | 0
[17 empty] | 0 |  | 0
d> | 0 |  |  |  |  | ICOST |  |  |  | mu_A | ITEM | [5 empty] | 284.92 |  | 0
|  |  |  | Sell Rate | Sell Total |  |  |  |  | IB | [17 empty] | U_M_Sell | T_M_Sell | U_L_Sell | T_L_Sell | Total_Sell | T_M_Cost | T_L_Phr | Mat/Lab=1
1 | No |  | Item: XYZ | 160042 | 160042 | ISELL |  |  |  | mu_A | ITEM | [7 empty] | mu :1 | [8 empty] | 139447 | 139447 | 20595 | 20595 | 160042 | 139447 | 750 | 140197
|  |  | Basic Panel | [6 empty] | n
250 | No |  | Wall‑mounted enclosure 1 door IP66 H=500 W=400 D=300mm | Schrack | WSA5040300 | BMSE_001 | 415 | (__) | [5 empty] | 3 |  | 80.91 | 20227.5 |  | 0
250 | No |  | Wall-mounting brackets for WSA, WKT, WKA and BUS enclosures | Schrack | WSAWB004 | BMSE_001 | 415 | (__) | [5 empty] | 3 |  | 3.43 | 857.5 |  | 0
250 | No |  | Knitted earthing cable 260mm long, blank | Schrack | WSTCUF260 | BMSE_001 | 415 | (__) | [5 empty] | 3 |  | 2.55 | 637.5 |  | 0
250 | No |  | Selector switch, 3 pos, stay-put, clamp handle | Schrack | MM216872 + accessories | BMSE_001 | 415 | (__) | [5 empty] | 3 |  | 8 | 2000 |  | 0
250 | No |  | Motor Protection Circuit Breaker BE2, 3-pole, 6-10A | Schrack | BE201000 | BMSE_001 | 415 | (__) | [5 empty] | 3 |  | 9.55 | 2387.5 |  | 0
500 | No |  | Screw earth terminal 6/10 mm², type AVK 6/10 T | Schrack | IK622010 | BMSE_001 | 415 | (__) | [5 empty] | 3 |  | 1.25 | 625 |  | 0
500 | No |  | Auxiliary contact, front-mounting for BE2 | Schrack | BE2ZAF11 | BMSE_001 | 415 | (__) | [5 empty] | 3 |  | 0.094 | 47 |  | 0
250 | No |  | CAPUS Panel - Switch-disconnector 3 pole 25A | Schrack | SI338120 | BMSE_001 | 415 | (__) | [5 empty] | 3 |  | 16.91 | 4227.5 |  | 0
250 | No |  | CAPUS Panel - Set connection space cover | Schrack | SI336940 | BMSE_001 | 415 | (__) | [5 empty] | 3 |  | 5.57 | 1392.5 |  | 0
250 | No |  | CAPUS Panel - Extension shaft, length 300 mm | Schrack | SI336820 | BMSE_001 | 415 | (__) | [5 empty] | 3 |  | 5.7 | 1425 |  | 0
250 | No |  | CAPUS Panel - Rotary handle for door coupling drive, black | Schrack | SI336650 | BMSE_001 | 415 | (__) | [5 empty] | 3 |  | 7.4 | 1850 |  | 0
250 | No |  | LED-indicator monobloc 230VAC/DC red | Schrack | BZ501215-B | BMSE_001 | 415 | (__) | [5 empty] | 3 |  | 0.98 | 245 |  | 0
250 | No |  | LED-indicator monobloc 230VAC/DC green | Schrack | BZ501218-B | BMSE_001 | 415 | (__) | [5 empty] | 3 |  | 0.98 | 245 |  | 0
750 | No |  | LED‑indicator monobloc 230VAC/DC white | Schrack | BZ501219-B | BMSE_001 | 415 | (__) | [5 empty] | 3 |  | 0.98 | 735 |  | 0
0 | No |  | Digital 1 channel day/week timer | Schrack | BZH14071 | BMSE_001 | 415 | (__) | [5 empty] | 3 |  | 24.4 | 0 |  | 0
1250 | No |  | Miniature Circuit Breaker (MCB) AMPARO 10kA, B 2A, 1-pole | Schrack | AM018102 | BMSE_001 | 415 | (__) | [5 empty] | 3 |  | 2.42 | 3025 |  | 0
250 | No |  | Single Phase Control Transformer 230V/24V, 100VA, IP00 | Schrack | LP602010T | BMSE_001 | 415 | (__) | [5 empty] | 3 |  | 30 | 7500 |  | 0
250 | No |  | MICRO (AS1) 3 ph / 400 V, without EMC-Filter, IP 20, 0,75kW | Fuji Electric | FVR0.4AS1S-7E | BMSE_001 | 415 | (__) | [5 empty] | 3 |  | 68.08 | 17020 | 2 | 500
250 | No |  | Consumables | Misc |  | BMSE_001 | 415 | (__) | [5 empty] | 3 |  | 50 | 12500 |  | 0
250 | No |  | Panel Building | Catania |  | BMSE_001 | 420 | (__) | [5 empty] | 3 |  | 250 | 62500 |  | 0
250 | No |  | Labour - Delivery etc | BMS Team |  | BMSE_001 | 420 | (__) | [5 empty] | 3 |  | 0 | 0 | 1 | 250
[17 empty] | 0 |  | 0
d> | 0 |  |  |  |  | ICOST |  |  |  | mu_A | ITEM | [5 empty] | 139447 |  | 750
SB
| -5055.584 |  | PAGE : |  | 175452.77 | [5 empty] | PAGE
| Disc: |  |  |  | PAGE SELL | [11 empty] | 142937.186 |  | 1000
[17 empty] | PAGE MAT |  | PAGE LAB
SB! | [28 empty] | T_M_Sell |  | T_L_Sell | Total_Sell
| 0 | cc |  | Controls (mu_A) : | 160326.92 | [23 empty] | 143898.77 |  | 31554 | 175452.77
| 0 | cc |  | Preliminaries (mu_B) : | 0 | [11 empty] | 139731.92 |  | 750 | [9 empty] | 139731.92 |  | 20595
| 0.0042 | cc |  | BMS - Pair (mu_C) : | 15125.85 | [11 empty] | 0 |  | 0 | [9 empty] | 0 |  | 0
| 0 | cc |  | BMS - Tech (mu_D) : | 0 | [11 empty] | 3205.266 |  | 250 | [9 empty] | 4166.8458 |  | 10959
| 0 | cc |  | BMS - Engineer (mu_E) : | 0 | [11 empty] | 0 |  | 0 | [9 empty] | 0 |  | 0
| 0 | cc |  | 0 (mu_F) : | 0 | [11 empty] | 0 |  | 0 | [9 empty] | 0 |  | 0
| 0 | cc |  | 0 (mu_G) : | 0 | [11 empty] | 0 |  | 0 | [9 empty] | 0 |  | 0
| 0 | cc |  | 0 (mu_H) : | 0 | [11 empty] | 0 |  | 0 | [9 empty] | 0 |  | 0
| 0 | cc |  | 0 (mu_I) : | 0 | [11 empty] | 0 |  | 0 | [9 empty] | 0 |  | 0
| 0 |  |  | 0 (mu_J) : | 0 | [11 empty] | 0 |  | 0 | [9 empty] | 0 |  | 0
|  | MATERIAL SUMMARY |  | MU SUMMARY TOTAL | 175452.77 | ISELL | [10 empty] | 0 |  | 0 | [9 empty] | 0 |  | 0
[17 empty] | 142937.186 |  | 1000 | [9 empty] | 143898.7658 |  | 31554 | 175452.7658
| Discy with |  |  | MATERIAL ITEMS TOTAL | [6 empty] | COMP_GT | [17 empty] | 0.0042 |  | 0 | 0.0042
| equal Mus | [15 empty] | 285874.372 |  | 2000
| 5055.584 |  |  | BOQ ITEMS TOTAL | 175452.77 | [5 empty] | ITEM_GT
[17 empty] | 142937.186 |  | 1000
| 175452.77 |  |  | PAGES TOTAL | 175452.77 | [5 empty] | PAGE_GT
[17 empty] | 0 |  | 0
SB | 0 |  |  | SECTIONS TOTAL | 0 | [5 empty] | SECT_GT
END! | [16 empty] | 0 |  | 0
| V:56 |  |  | COSTCODE TOTAL
| 1 | cc | Erection materials |  | 501 | [9 empty] | 1 |  | 142762.186 |  | 1000
| 2 | cc | Busbar Trunking |  | 505 | [9 empty] | 1 |  | 0 |  | 0
| 3 | cc | Switchgear |  | 510 | [9 empty] | 2 |  | 0 |  | 0
| 4 | cc | MCC Equipment |  | 511 | [9 empty] | 2 |  | 0 |  | 0
| 5 | cc | BMS Equipment |  | 512 | [9 empty] | 2 |  | 0 |  | 0
| 6 | cc | PVC Pipes / Ducts |  | 520 | [9 empty] | 1 |  | 0 |  | 0
| 7 | cc | High/medium voltage switchgear |  | 530 | [9 empty] | 2 |  | 0 |  | 0
| 8 | cc | Power Transformers |  | 550 | [9 empty] | 2 |  | 0 |  | 0
| 9 | cc | Control Panels |  | 570 | [9 empty] | 2 |  | 0 |  | 0
| 10 | cc | Electrical Single Core Cables |  | 615 | [9 empty] | 2 |  | 0 |  | 0
| 11 | cc | Electrical Multicore Cables |  | 616 | [9 empty] | 2 |  | 0 |  | 0
| 12 | cc | ELV/BMS/Special Cables |  | 617 | [9 empty] | 2 |  | 0 |  | 0
| 13 | cc | Cables accessories |  | 620 | [9 empty] | 2 |  | 0 |  | 0
| 14 | cc | Galv. Cable Trays |  | 650 | [9 empty] | 1 |  | 0 |  | 0
| 15 | cc | PVC Cable Trays |  | 651 | [9 empty] | 1 |  | 0 |  | 0
| 16 | cc | Galv. Cable Basket |  | 652 | [9 empty] | 1 |  | 0 |  | 0
| 17 | cc | Galv. Cable Ladder |  | 654 | [9 empty] | 1 |  | 0 |  | 0
| 18 | cc | Galv. Cable Trunking |  | 675 | [9 empty] | 1 |  | 0 |  | 0
| 19 | cc | Alum. Cable Trunking |  | 676 | [9 empty] | 1 |  | 0 |  | 0
| 20 | cc | PVC Cable Trunking |  | 680 | [9 empty] | 1 |  | 0 |  | 0
| 21 | cc | Underfloor Cable Trunking |  | 681 | [9 empty] | 1 |  | 0 |  | 0
| 22 | cc | Galv. Conduit |  | 690 | [9 empty] | 1 |  | 0 |  | 0
| 23 | cc | PVC Conduit |  | 700 | [9 empty] | 1 |  | 0 |  | 0
| 24 | cc | Wiring Accessories |  | 705 | [9 empty] | 3 |  | 0 |  | 0
| 25 | cc | Dimming Equipment |  | 706 | [9 empty] | 3 |  | 0 |  | 0
| 26 | cc | Fire Alarm Equipment |  | 725 | [9 empty] | 3 |  | 0 |  | 0
| 27 | cc | Fire Barriers |  | 726 | [9 empty] | 3 |  | 0 |  | 0
| 28 | cc | Security Alarm System |  | 750 | [9 empty] | 3 |  | 0 |  | 0
| 29 | cc | Access Control |  | 751 | [9 empty] | 3 |  | 0 |  | 0
| 30 | cc | Hotel Electronic Lock |  | 752 | [9 empty] | 3 |  | 0 |  | 0
| 31 | cc | Sub-Contracting Installation Elec |  | 753 | [9 empty] | 3 |  | 0 |  | 0
| 32 | cc | Timing Equipment |  | 770 | [9 empty] | 3 |  | 0 |  | 0
| 33 | cc | Public Address |  | 790 | [9 empty] | 3 |  | 0 |  | 0
| 34 | cc | Voice Alarm Equipment |  | 791 | [9 empty] | 3 |  | 0 |  | 0
| 35 | cc | Lightning / Bonding System |  | 810 | [9 empty] | 3 |  | 0 |  | 0
| 36 | cc | T.V System |  | 815 | [9 empty] | 3 |  | 0 |  | 0
| 37 | cc | UPS/Voltage Stabilisers |  | 820 | [9 empty] | 2 |  | 0 |  | 0
| 38 | cc | Data Network Equipment |  | 821 | [9 empty] | 3 |  | 0 |  | 0
| 39 | cc | Light Fittings |  | 835 | [9 empty] | 3 |  | 0 |  | 0
| 40 | cc | Generators, AMF Panels |  | 845 | [9 empty] | 2 |  | 0 |  | 0
| 41 | cc | Telephone Equipment |  | 855 | [9 empty] | 3 |  | 0 |  | 0
| 42 | cc | Intercom |  | 856 | [9 empty] | 3 |  | 0 |  | 0
| 43 | cc | Mechanical for Electrical |  | 857 | [9 empty] | 3 |  | 0 |  | 0
| 44 | cc | Nurse Call |  | 858 | [9 empty] | 3 |  | 0 |  | 0
| 45 | cc | C.C.T.V. Equipment |  | 865 | [9 empty] | 3 |  | 0 |  | 0
| 46 | cc | Tools and Instruments |  | 870 | [9 empty] | 4 |  | 0 |  | 0
| 47 | cc | Consumbles |  | 875 | [9 empty] | 1 |  | 0 |  | 0
| 48 | cc | Drawings/Manuals |  | 880 | [9 empty] | 3 |  | 0 |  | 0
| 49 | cc | Spare Parts |  | 885 | [9 empty] | 4 |  | 0 |  | 0
| 50 | cc | Labour |  | 900 | [9 empty] | 3 |  | 0 |  | 0
| 51 | cc | Dismantling (Labour Only) |  | 901 | [9 empty] | 1 |  | 0 |  | 0
| 52 | cc | Testing & Commissioning |  | 902 | [9 empty] | 3 |  | 0 |  | 0
| 53 | cc | Sub-Contracting Works |  | 960 | [9 empty] | 4 |  | 0 |  | 0
| 54 | cc | Enemalta Application |  | 961 | [9 empty] | 3 |  | 0 |  | 0
| 55 | cc | Crainage and Transportation |  | 962 | [9 empty] | 1 |  | 0 |  | 0
| 57 | cc | Controllers |  | 410 | [9 empty] | 4 |  | 0 |  | 0
| 58 | cc | Controller Modules |  | 411 | [9 empty] | 4 |  | 0 |  | 0
| 59 | cc | Signal Cable |  | 412 | [9 empty] | 4 |  | 0 |  | 0
| 60 | cc | Modbus Cable |  | 413 | [9 empty] | 4 |  | 0 |  | 0
| 61 | cc | CAT Cable |  | 414 | [9 empty] | 4 |  | 0 |  | 0
| 62 | cc | Control Panels MCC DDC Security Fire |  | 415 | [9 empty] | 4 |  | 0 |  | 0
| 63 | cc | Field Devices |  | 416 | [9 empty] | 4 |  | 77450.336 |  | 500
| 64 | cc | DALI - KNX |  | 417 | [9 empty] | 4 |  | 1991.85 |  | 0
| 65 | cc | Fire Equipment |  | 418 | [9 empty] | 4 |  | 0 |  | 0
| 66 | cc | Data Networks Equipment |  | 419 | [9 empty] | 4 |  | 0 |  | 0
| 67 | cc | Panel Building |  | 420 | [9 empty] | 4 |  | 0 |  | 0
| 68 | cc | Termination, Point Testing, FAT |  | 421 | [9 empty] | 4 |  | 63320 |  | 500
| 56 | cc | Provisional Sum |  | 970 | [9 empty] | 4 |  | 0 |  | 0
[17 empty] | 0 |  | 0
|  | cc |  |  | Fix 1 |  | 1
|  | cc |  |  | Fix 2 |  | 2 | [9 empty] | 0 |  | 0
|  | cc |  |  | Fix 3 |  | 2 | [9 empty] | 0 |  | 0
|  | cc |  |  | Others |  | 3 | [9 empty] | 0 |  | 0
|  | cc |  |  | TOTAL | [11 empty] | 142762.186 |  | 1000
| RATE TOTALS IN CURRENT SHEET | RATE TOTALS IN CURRENT SHEET | [14 empty] | 142762.186 |  | 1000
| 0 |  | 000# Controllers
| 0 |  | 000# Controller Modules
| 0 |  | 000# Signal Cable
| 0 |  | 000# Modbus Cable
| 0 |  | 000# CAT Cable
| 0 |  | 000# Control Panels MCC DDC Security Fire
| 0 |  | 000# Field Devices
| 0 |  | 000# DALI - KNX
| 0 |  | 000# Fire Equipment
| 0 |  | 000# Data Networks Equipment
| 0 |  | 000# Panel Building
| 0 |  | 000# Termination, Point Testing, FAT
| 0 |  | 000#
| 0 |  | #REF!
| 0 |  | #REF!
| 0 |  | #REF!
| 0 |  | #REF!
| 0 |  | #REF!
| 0 |  | #REF!
| 0 |  | #REF!
| 0 |  | #REF!
| 0 |  | #REF!
| 0 |  | #REF!
| 0 |  | #REF!
| 0 |  | #REF!
| 0 |  | #REF!
| 0 |  | #REF!
| 0 |  | #REF!
| 0 |  | #REF!
| 0 |  | #REF!
| 0 |  | #REF!
| 0 |  | #REF!
| 0 |  | #REF!
| 0 |  | #REF!
| 0 |  | #REF!
| 0 |  | #REF!
SB!
Note on AK225: Michael Vella: This cell should be exactly equal to the MU SUMMARY TOTAL.
Note on AH237: Michael Vella: This discrepancy must be small
Note on AJ237: Michael Vella: This discrepancy must be small
Note on AK237: Michael Vella: This discrepancy must be small

## E_BOQ
ITEM NO. | DESCRIPTION | QTY | UNIT | RATE | TOTAL
checkdesc |  |  |  | € | €
Page Total -
Contract Discount -
SB | Discounted Page Total - |  | VAT EXCL. | € | 0 | 0 | 0 | 0 | 0 | 0 | 0 | 0 | 0 | 0 | 0
ITEM NO. | DESCRIPTION | QTY | UNIT | RATE | TOTAL
|  |  |  | € | €
SB |  |  |  | System total - carried forward to summary page : | 0
ITEM NO. | DESCRIPTION | QTY | UNIT | RATE | TOTAL
|  |  |  | € | €
SB |  |  |  | System total - carried forward to summary page : | 0
ITEM NO. | DESCRIPTION | QTY | UNIT | RATE | TOTAL
|  |  |  | € | €
SB |  |  |  | System total - carried forward to summary page : | 0
ITEM NO. | DESCRIPTION | QTY | UNIT | RATE | TOTAL
|  |  |  | € | €
SB |  |  |  | System total - carried forward to summary page : | 0
ITEM NO. | DESCRIPTION | QTY | UNIT | RATE | TOTAL
|  |  |  | € | €
SB |  |  |  | System total - carried forward to summary page : | 0
ITEM NO. | DESCRIPTION | QTY | UNIT | RATE | TOTAL
|  |  |  | € | €
SB |  |  |  | System total - carried forward to summary page : | 0
ITEM NO. | DESCRIPTION | QTY | UNIT | RATE | TOTAL
|  |  |  | € | €
SB |  |  |  | System total - carried forward to summary page : | 0
ITEM NO. | DESCRIPTION | QTY | UNIT | RATE | TOTAL
|  |  |  | € | €
SB |  |  |  | System total - carried forward to summary page : | 0
ITEM NO. | DESCRIPTION | QTY | UNIT | RATE | TOTAL
|  |  |  | € | €
SB |  |  |  | System total - carried forward to summary page : | 0
Remember to edit Page Totals !

## E_DBOQ
ITEM | DESCRIPTION | QTY |  |  |  | UNIT | RATE | TOTAL | Unit | Total
|  | BOQ | TDWG | ACT | DIFF |  | € | € | Hrs | Hrs
SB |  |  |  |  | System total - carried forward to summary page : |  | VAT EXCL. | 0 |  | 0
ITEM | DESCRIPTION | QTY |  |  |  | UNIT | RATE | TOTAL | Unit | Total
|  | BOQ | TDWG | ACT | DIFF |  | € | € | Hrs | Hrs
SB |  |  |  |  | System total - carried forward to summary page : |  | VAT EXCL. | 0 |  | 0
ITEM | DESCRIPTION | QTY |  |  |  | UNIT | RATE | TOTAL | Unit | Total
|  | BOQ | TDWG | ACT | DIFF |  | € | € | Hrs | Hrs
SB |  |  |  |  | System total - carried forward to summary page : |  | VAT EXCL. | 0 |  | 0
ITEM | DESCRIPTION | QTY |  |  |  | UNIT | RATE | TOTAL | Unit | Total
|  | BOQ | TDWG | ACT | DIFF |  | € | € | Hrs | Hrs
SB |  |  |  |  | System total - carried forward to summary page : |  | VAT EXCL. | 0 |  | 0
ITEM | DESCRIPTION | QTY |  |  |  | UNIT | RATE | TOTAL | Unit | Total
|  | BOQ | TDWG | ACT | DIFF |  | € | € | Hrs | Hrs
SB |  |  |  |  | System total - carried forward to summary page : |  | VAT EXCL. | 0 |  | 0
ITEM | DESCRIPTION | QTY |  |  |  | UNIT | RATE | TOTAL | Unit | Total
|  | BOQ | TDWG | ACT | DIFF |  | € | € | Hrs | Hrs
SB |  |  |  |  | System total - carried forward to summary page : |  | VAT EXCL. | 0 |  | 0
ITEM | DESCRIPTION | QTY |  |  |  | UNIT | RATE | TOTAL | Unit | Total
|  | BOQ | TDWG | ACT | DIFF |  | € | € | Hrs | Hrs
SB |  |  |  |  | System total - carried forward to summary page : |  | VAT EXCL. | 0 |  | 0
ITEM | DESCRIPTION | QTY |  |  |  | UNIT | RATE | TOTAL | Unit | Total
|  | BOQ | TDWG | ACT | DIFF |  | € | € | Hrs | Hrs
SB |  |  |  |  | System total - carried forward to summary page : |  | VAT EXCL. | 0 |  | 0
ITEM | DESCRIPTION | QTY |  |  |  | UNIT | RATE | TOTAL | Unit | Total
|  | BOQ | TDWG | ACT | DIFF |  | € | € | Hrs | Hrs
SB |  |  |  |  | System total - carried forward to summary page : |  | VAT EXCL. | 0 |  | 0
ITEM | DESCRIPTION | QTY |  |  |  | UNIT | RATE | TOTAL | Unit | Total
|  | BOQ | TDWG | ACT | DIFF |  | € | € | Hrs | Hrs
SB |  |  |  |  | System total - carried forward to summary page : |  | VAT EXCL. | 0 |  | 0

## Sheet1
Qty | Unit | Description | Part No | Job Ref | Code | (__) | Work Pkg | Rate | Rate Total | Labour | Labour Total
*** Panel and Inverter - MDP ***
1 | No | Wall-mounted Enclosure IP66 500x400x300mm | WSA5040300 | BMSE_001 | 415 | (__) | 3 | 100 | 100 | 0 | 0
1 | No | Motor Protection Circuit Breaker BE2 6-10A | BE201000 | BMSE_001 | 415 | (__) | 3 | 9.55 | 9.55 | 0 | 0
2 | No | Screw Earth Terminal AVK 6/10T | IK622010 | BMSE_001 | 415 | (__) | 3 | 1.25 | 2.5 | 0 | 0
2 | No | Auxiliary Contact Front BE2 | BE2ZAF11 | BMSE_001 | 415 | (__) | 3 | 0.09 | 0.18 | 0 | 0
1 | No | LED Indicator Red 230VAC | BZ501215-B | BMSE_001 | 415 | (__) | 3 | 0.98 | 0.98 | 0 | 0
1 | No | LED Indicator Green 230VAC | BZ501218-B | BMSE_001 | 415 | (__) | 3 | 0.98 | 0.98 | 0 | 0
3 | No | LED Indicator White 230VAC | BZ501219-B | BMSE_001 | 415 | (__) | 3 | 0.98 | 2.94 | 0 | 0
5 | No | MCB AMPARO 10kA B2A 1-pole | AM018102 | BMSE_001 | 415 | (__) | 3 | 2.42 | 12.1 | 0 | 0
1 | No | Control Transformer 230V/24V 100VA | LP602010T | BMSE_001 | 415 | (__) | 3 | 30 | 30 | 0 | 0
1 | No | Consumables | Misc | BMSE_001 | 875 | (__) | 3 | 50 | 50 | 0 | 0
1 | No | Panel Building | Catania | BMSE_001 | 420 | (__) | 3 | 400 | 400 | 0 | 0
1 | No | Dry Run Protection - Pressure Switch and Sundries | PS-PL-PSA1 | BMSE_001 | 416 | (__) | 3 | 100 | 100 | 0 | 0
1 | No | AQUA (AQ1) 3 ph 400 V, incl. EMC-Filter, DC-reactor and operator panel, protection category IP21, capacity 5,5kW | FRN5.5AQ1M-4E | BMSE_001 | 416 | (__) | 3 | 430.02 | 430.02 | 0 | 0
1 | No | Fan and Thermostat |  | BMSE_001 | 421 | (__) | 3 | 100 | 100 | 0 | 0
1 | hr | Installation and Functional Testing — BMS Engineer |  | BMSE_001 | 902 | (__) | 3 | 32 | 32 | 0 | 0
4 | hr | Installation and Functional Testing — AGV Pair |  | BMSE_001 | 902 | (__) | 3 | 24.288 | 97.15 | 0 | 0