## SUMM PG
SUMMARY OF BILLS
| € |  | €
PRELIMINARIES
Collection from page 2
Collection from page 3 |  |  | 0
ELECTRICAL INFRASTRUCTURE
Collection from page 4
Collection from page 5
Collection from page 6
Collection from page 7
Collection from page 8
Collection from page 9 |  |  | 0
FIRE STOPPING
Collection from page 10 |  |  | 0
DISMANTLING EXISTING SERVICES
Collection from page 11 |  |  | 0
CHILLERS DISMANTLING
Collection from page 12 | 0 |  | 0
BOILERS DISMANTLING
Collection from page 13 | 283.28 |  | 283.28
CHILLERS NEW
Collection from page 14 | 17970.63
Collection from page 15 | 14968.5
Collection from page 16 | 14194.89
Collection from page 17 | 15236.34
Collection from page 18 | 136.56
Collection from page 19 | 4769.23
Collection from page 20 | 138.28
Collection from page 21 | 76.62
Collection from page 22 | 0 |  | 67491.05
HTHP NEW
Collection from page 23 | 62.88
Collection from page 24 | 153.92
Collection from page 25 | 458.73
Collection from page 26 | 2791.26
Collection from page 27 | 0
Collection from page 28 | 331.8
Collection from page 29 | 0 |  | 3798.59
PUMPS DISMANTLING
Collection from page 30 | 0
Collection from page 31 | 0
Collection from page 32 | 0
Collection from page 33 | 929.03 |  | 929.03
CENTRAL CONTROLLER
Collection from page 34
Collection from page 35 |  |  | 0
PUMPS NEW
Collection from page 36 | 517.88
Collection from page 37 | 335.04
Collection from page 38 | 182.84
Collection from page 39 | 0
Collection from page 40 | 0
Collection from page 41 | 0
Collection from page 42 | 0
Collection from page 43 | 0
Collection from page 44 | 0
Collection from page 45 | 0
Collection from page 46 | 0
Collection from page 47 | 0
Collection from page 48 | 0
Collection from page 49 | 0
Collection from page 50 | 0
Collection from page 51 | 0
Collection from page 52 | 0
Collection from page 53 | 0
Collection from page 54 | 0
Collection from page 55 | 1697.13
Collection from page 56 | 331.8
Collection from page 57 | 517.88
Collection from page 58 | 335.04
Collection from page 59 | 182.84 |  | 4100.45
AHU MOTORS NEW
Collection from page 60 | 5699.05
Collection from page 61 | 33944.91
Collection from page 62 | 27686.3
Collection from page 63 | 5486.79 |  | 72817.05
EXTRACT FANS
Collection from page 64 | 15366.1 |  | 15366.1
AC SPLIT UNITS
Collection from page 65 | 58 |  | 58
BUILDING MANAGEMENT SYSTEM
Collection from page 66 |  |  | 0
COMMISSIONING AND DOCUMENTATION
Collection from page 67 | 0 |  | 0
MAINTENANCE
Collection from page 68 | 0 |  | 0
PROVISIONAL SUM
Collection from page 69 |  |  | 0
Add / Omit (to specify):
Total: |  |  | 164843.55
V.A.T. @ 18% |  |  | 29671.839
Overall Total in Euro: |  | € | 194515.389
Signature:
Name in Block:
Occupation:
I.D. Card No.:
VAT Reg. No.:
For and on behalf of:
Company Reg. No.:
Address:
Telephone No.:
Fax No.:
E-mail Address:
Date:

## Notes
NOTES
ELECTRICAL
General
1 | Dismantling works - We covered disconnecting of equipment and dismantling of any related controls installations. Dismantling of power cables is excluded. No carting away of electrical material is being allowed as we assume this can be carted away along with the equipment in your quotation.
Chiller New Installation
1 | Rate includes for installation of a flow switch and pump/chiller interlocks. Connection of power supplies to chillers is included in the electrical BOQ
2 | Energy Meters and Motorised valves - Any unions / reducers that may be required to fit the device are excluded
High temperature heat pumps
1 | Rate includes for installation of a flow switch and heat pump/chiller interlocks. Connection of power supplies to chillers is included in the electrical BOQ
2 | Pumps - rate include connecting of pumps to local power supplies where quoted.
3 | Energy Meters and Motorised valves - Any unions / reducers that may be required to fit the device are excluded
New Pumps
1 | New pumps will be connected to the existing power cables. We assume these are adequatly sized and long enough to reach the new pump location.
2 | Any modifcations and upgrading of the MCC supplying the new pumps is excluded.

## Quote
PANTA CONTRACTING LIMITED
ELEC-FOR-MECH INTERNAL QUOTATION
| ATT: | [15 empty] | Dated: | 2025-09-25 15:33
| CLIENT: | Link to ML_SUM $D1 | Eden Lesuire Group
| PROJECT: | Link to ML_SUM $D2 | Intercontinental - Plant Retrofit
| JOB DESC: | Link to ML_SUM $D3 | Retrofitting works for the HVAC plant at Intercontinental Revision A
| QUOTE No: | Link to ML_SUM $D4 | ELM25-0465A
| CLIENT's Ref: | Link to ML_SUM $D5 | Tender
|  |  | Material Cost (€) : | 129825.1275 | VAT EXCL. | VAT EXCLUDED. | VAT EXCLUDED. | VAT EXCLUDED. | VAT EXCLUDED. | VAT EXCLUDED. | VAT EXCLUDED. | VAT EXCLUDED. | VAT EXCLUDED. | VAT EXCLUDED. | VAT EXCLUDED.
|  |  | Labour Pair Hours : | 949.23
Signed for and on behalf of | [15 empty] | Signed for and on behalf of
Electrical Division | [15 empty] | Division
Records
Mr. K. Micallef
File
CONDITIONS:
1) Payment - 100% on completion / as per contract.
2) Quote is valid for 30 days from above date.
3) Commencement - to be confirmed at time of order.
4) Works are proceeding. / Works await approval in order to proceed. / First and second fix works are
proceeding but supply of equipment awaits approval.
5) Execution Approx. ?? working weeks
6) Delivery of Equipment - ?? weeks, most other materials are available ex-stock, subject to being unsold.
7) The above selling price includes the contract discount and is additional to the contract value.
8) The original contract value for BOQ Items / that have remained unchanged / that are related to system / is to be claimed in full.
9) We have assumed that we will be allowed to work unhindered between 7.00 to 15.30 on weekdays.
EXCLUSIONS:
1) Any builders' work except conduit chases in walls / as per contract.
2) Work outside our normal working hours.
3) Security of the works after normal working hours.
4) Cutting of holes in gypsum partitions or false ceilings to accommodate electrical devices.
5) Dismantling of any existing installation / false ceiling / furnishings unless included in attached BOQ.
6) Anything not mentioned in our Bill of Quantities.
DESCRIPTION OF WORKS / SPECIFICATIONS:
1) As per the attached BOQ. / This quotation covers the supply, installation and commissioning ……..
2) Technical literature for the items offered is attached.

## ML_Sum
| CLIENT: | 1 | Eden Lesuire Group |  |  | TRUE | TRUE | 1 | 1 | 1 | 1 | 1 | 1 | 1 |  | € | Recon /Lab.Cont >> | R | 1 | 1 | BOQ | x | x | x | x | x | x | x
| PROJECT: | 1 | Intercontinental - Plant Retrofit |  | Electrical | TRUE |  | 2 | 1 | 1 | 1 | 1 | 1 | 1 |  |  | A) 1.35-1.35 | 1.35 | 37.071 |  |  | x | x | x | x | x | x | x
| JOB DESC: | 1 | Retrofitting works for the HVAC plant at Intercontinental Revision A |  | Technician | TRUE |  | 3 | 1 | 1 | 1 | 1 | 1 | 1 |  |  | B) 1.35-1.66 | 1.35 | 45.522 |  |  | x | x | x | x | x | x | x
| INT. QUOT No: | 1 | ELM25-0465A |  | Engineer (Man Hours) | TRUE |  | 4 | 1 | 1 | 1 | 1 | 1 | 1 |  |  | C) 1.35-1.47 | 1.35 | 40.5 |  |  | x | x | x | x | x | x | x
| CLIENTs REF: | 1 | Tender |  | Megaline | TRUE |  | 5 | 1 | 1 | 1 | 1 | 1 | 1 |  |  | D) 1-1.35 | 1 | 37.071 |  |  | x | x | x | x | x | x | x
| VAT: | 1 | VAT EXCL. |  |  | TRUE |  | 6 | 1 | 1 | 1 | 1 | 1 | 1 |  |  | E) |  |  |  |  | x | x | x | x | x | x | x
| SAVED ON: | 1 | 2025-07-24 |  |  | TRUE |  | 7 | 1 | 1 | 1 | 1 | 1 |  |  |  | F) |  |  |  |  | x | x | x | x | x | x | x
| ESTIMATOR: | 1 | T.Sammut |  |  | TRUE |  | 8 | 1 | 1 | 1 | 1 | 1 |  |  |  | G) |  |  |  |  | x | x | x | x | x | x | x
| LAB. COST: | 1 | 27.46 | Electrician Pairs |  | TRUE |  | 9 | 1 | 1 | 1 | 1 | 1 |  |  |  | H) |  |  |  |  | x | x | x | x | x | x | x
|  | 1 | 33.72 | Technician Pairs - By Guy 25.07.2025 |  | TRUE |  | 10 | 1 | 1 | 1 | 1 | 1 | 1 |  |  | I) |  |  |  |  | x | x | x | x | x | x | x
|  | 1 | 30 | Engineer Man Hours - By Guy 25.07.2025 | [12 empty] | J) |  |  |  |  | x | x | x | x | x | x | x
|  | 1 |  |  |  | SYSTEMS | SYSTEMS | SYSTEMS | SYSTEMS | SYSTEMS | SYSTEMS | SYSTEMS | SYSTEMS | SYSTEMS | SYSTEMS |  | MIXED - X,Y ) | MAT MU | LAB RATE |  |  | x | x | x | x | x | x | x
| MATERIAL & LABOUR SUMMARY |  |  |  |  | ItemCode | CostCode | MAKE | PART_NO | MARKUP | TYPE | LIST_P | SET | FIX | DATE | %Dsct in BOQ | MATMU-LABMU | MAT CONT >> | 1
[22 empty] | x | x | x | x | x | x | x
[16 empty] | 100% | Average Discount applied in BOQ (Q2-Q12) |  |  |  |  | x | x | x | x | x | x | x
[16 empty] | #DIV/0! | Average Discount applied on Totals (Q23-Q32) |  |  |  |  | x | x | x | x | x | x | x
[16 empty] | 0% | Overall Discount
[16 empty] | 1.3431 | Overall Markup (Final Selling Excl.VAT/Total Cost )
|  |  |  | DISCOUNTED | SELLING | [10 empty] | % Discnt | MATERIAL |  | LABOUR
Discy.A-J | Markup/LRate |  |  | SELLING € | € | VAT/DISC | MU | LABRATE | LABCOST | [6 empty] | on Totals | € |  | Pair Hrs.
0.045045 | A) 1.35, 37.07 |  | Electrical | 59159.25 | 59159.25 | 1 | 1.35 | 37.071 | 27.46 | [7 empty] | 24030.3875 |  | 720.73
0.048 | A) 1.35, 45.52 |  | Technician | 139537.56 | 139537.56 | 1 | 1.35 | 45.522 | 27.46 | [7 empty] | 98353.7 |  | 148.5
0.01 | A) ---, 40.5 |  | Engineer (Man Hours) | 3240.01 | 3240.01 | 1 | 1.35 | 40.5 | 27.46 | [7 empty] | 0 |  | 80
0 | A) 1 |  | Megaline | 7441.04 | 7441.04 | 1 | 1 | 37.071 | 27.46 | [7 empty] | 7441.04 |  | 0
|  |  |  | 0 | 0 | 1 | 0 | 0 | 27.46 | [7 empty] | 0 |  | 0
|  |  |  | 0 | 0 | 1 | 0 | 0 | 27.46 | [7 empty] | 0 |  | 0
|  |  |  | 0 | 0 | 1 | 0 | 0 | 27.46 | [7 empty] | 0 |  | 0
|  |  |  | 0 | 0 | 1 | 0 | 0 | 27.46 | [7 empty] | 0 |  | 0
|  |  |  | 0 | 0 | 1 | 0 | 0 | 27.46 | [7 empty] | 0 |  | 0
|  |  |  | 0 | 0 | 1 | 0 | 0 | 27.46 | [7 empty] | 0 |  | 0
MIXED
Discy.L |  |  |  | 209377.86 | [12 empty] | 129825.1275 |  | 949.23
0.00 | BOQ TOTAL |  |  | ESTIM TOTAL (€)
1.125 | <1 Actual LabCont | [15 empty] | 129825.0785 | C.C.Totals | 949.22
<2 Phrs @ 1.00
| <3 Phrs @ Actual | [14 empty] | Discy.T >> | -0.049 | PRINT | -0.01
| Values Only on : |  | 2025-09-11 | [13 empty] | 100965.0475 |  | 881.23
REMARKS:
1) VAT and Duties as above.
2)
ESTIMATOR: |  |  | T.Sammut | [12 empty] | APPROVED BY:
SIGNED: | [15 empty] | DATE APPROVED:
FILE LOCATION: |  |  | \\Pclnas\ele\est\Intercontinental Hotel\Estimates\Estimates Sept 2025\As Awarded Contract\[E25_0477_IH_Retro_Elec_Est_Rev_A.xlsx]SUMM PG
PANTA CONTRACTING LTD. - ELECTRICAL DIVISION
CONTRACT / VARIATION INPUT DOCUMENT
Copy to:-
|  |  | Client: | Eden Lesuire Group | [13 empty] | Ms. V. Vella
|  |  | Project: | Intercontinental - Plant Retrofit | [13 empty] | Mr. K. Micallef
|  |  | Job Description: | Retrofitting works for the HVAC plant at Intercontinental Revision A | [13 empty] | Mr. A. Sciberras
|  |  | Quote No: | ELM25-0465A
|  |  | Client's Ref: | Tender
File:-
File No:
Ext. Ref:
Contract /Variation (Excl. VAT)
|  | 209377.86 |  | Estim.Sell before Discounts excl.VAT (€): | 209377.86
|  |  |  | Overall Discount: | 0%
|  |  |  | Final Sell after Discounts excl.VAT (€): | 209377.86
|  |  |  | Labour Rate - | 27.46 | [11 empty] | Mech. Cost to us
|  |  | Mat. Cost | Labour | Total Cost | [11 empty] | Sell Excl.VAT / Total Cost
|  |  | € | Pair.Hrs | €
|  |  | 129825.0785 | 949.22 | 155890.6597 | [11 empty] | 1.3431
( From CostCode Totals )
Advanced Payment:
Retention:
Awarded Date:
Estimated Start Date:
Estimated Completion Date:
.................
|  |  | K. Micallef | [13 empty] | Date issued:
2025-09-25 15:33
PANTA CONTRACTING LTD. - ELECTRICAL DIVISION
ELECTRICAL AND ELV CONTRACT / VARIATION BUDGET COST
|  |  | Project: | Intercontinental - Plant Retrofit
|  |  | Job Desc: | Retrofitting works for the HVAC plant at Intercontinental Revision A
|  |  | Client's Ref: | Tender
|  |  | COSTCODE |  | Cost | [10 empty] | Mat. | Mat Cost | Lab Cost @ | Labour
[5 empty] | Code | [10 empty] | Cont. | € | 27.46 | Pair.Hrs
| V:56 |  | BOQ RateOnly Items | [11 empty] | FIX | 1
| 1(J) | cc | Erection materials |  | 501 | [9 empty] | 1 | 1 | 1948.364 | 0 | 0
| 2 | cc | Busbar Trunking |  | 505 | [9 empty] | 1 | 1 | 0 | 0 | 0
| 3 | cc | Switchgear |  | 510 | [9 empty] | 2 | 1 | 0 | 0 | 0
| 4 | cc | MCC Equipment |  | 511 | [9 empty] | 2 | 1 | 0 | 0 | 0
| 5 | cc | BMS Equipment |  | 512 | [9 empty] | 2 | 1 | 70901.5 | 2196.8 | 80
| 6 | cc | PVC Pipes / Ducts |  | 520 | [9 empty] | 1 | 1 | 0 | 0 | 0
| 7 | cc | High/medium voltage switchgear |  | 530 | [9 empty] | 2 | 1 | 0 | 0 | 0
| 8 | cc | Power Transformers |  | 550 | [9 empty] | 2 | 1 | 0 | 0 | 0
| 9 | cc | Control Panels |  | 570 | [9 empty] | 2 | 1 | 35715 | 6210.3536 | 226.16
| 10 | cc | Electrical Single Core Cables |  | 615 | [9 empty] | 2 | 1 | 185 | 172.998 | 6.3
| 11(K) | cc | Electrical Multicore Cables |  | 616 | [9 empty] | 2 | 1 | 853.62 | 268.5588 | 9.78
| 12 | cc | ELV/BMS/Special Cables |  | 617 | [9 empty] | 2 | 1 | 3794.9375 | 2207.784 | 80.4
| 13 | cc | Cable Accessories |  | 620 | [9 empty] | 2 | 1 | 1415.06 | 2307.1892 | 84.02
| 14 | cc | Galv. Cable Trays |  | 650 | [9 empty] | 1 | 1 | 221.872 | 242.1972 | 8.82
| 15 | cc | PVC Cable Trays |  | 651 | [9 empty] | 1 | 1 | 0 | 0 | 0
| 16 | cc | Galv. Cable Basket |  | 652 | [9 empty] | 1 | 1 | 0 | 0 | 0
| 17 | cc | Galv. Cable Ladder |  | 654 | [9 empty] | 1 | 1 | 0 | 0 | 0
| 18 | cc | Galv. Cable Trunking |  | 675 | [9 empty] | 1 | 1 | 0 | 0 | 0
| 19 | cc | Alum. Cable Trunking |  | 676 | [9 empty] | 1 | 1 | 0 | 0 | 0
| 20 | cc | PVC Cable Trunking |  | 680 | [9 empty] | 1 | 1 | 0 | 0 | 0
| 21(L) | cc | Underfloor Cable Trunking |  | 681 | [9 empty] | 1 | 1 | 0 | 0 | 0
| 22 | cc | Galv. Conduit |  | 690 | [9 empty] | 1 | 1 | 4793.84 | 7169.806 | 261.1
| 23 | cc | PVC Conduit |  | 700 | [9 empty] | 1 | 1 | 0 | 0 | 0
| 24 | cc | Wiring Accessories |  | 705 | [9 empty] | 3 | 1 | 0 | 0 | 0
| 25 | cc | Dimming Equipment |  | 706 | [9 empty] | 3 | 1 | 0 | 0 | 0
| 26 | cc | Fire Alarm Equipment |  | 725 | [9 empty] | 3 | 1 | 0 | 0 | 0
| 27 | cc | Fire Barriers |  | 726 | [9 empty] | 3 | 1 | 0 | 0 | 0
| 28 | cc | Security Alarm System |  | 750 | [9 empty] | 3 | 1 | 0 | 0 | 0
| 29 | cc | Access Control |  | 751 | [9 empty] | 3 | 1 | 0 | 0 | 0
| 30 | cc | Hotel Electronic Lock |  | 752 | [9 empty] | 3 | 1 | 0 | 0 | 0
| 31(M) | cc | Sub-Contracting Installation Elec |  | 753 | [9 empty] | 3 | 1 | 0 | 0 | 0
| 32 | cc | Timing Equipment |  | 770 | [9 empty] | 3 | 1 | 0 | 0 | 0
| 33 | cc | Public Address |  | 790 | [9 empty] | 3 | 1 | 0 | 0 | 0
| 34 | cc | Voice Alarm Equipment |  | 791 | [9 empty] | 3 | 1 | 0 | 0 | 0
| 35 | cc | Lightning / Bonding System |  | 810 | [9 empty] | 3 | 1 | 0 | 0 | 0
| 36 | cc | T.V System |  | 815 | [9 empty] | 3 | 1 | 0 | 0 | 0
| 37 | cc | UPS/Voltage Stabilisers |  | 820 | [9 empty] | 2 | 1 | 0 | 0 | 0
| 38 | cc | Data Network Equipment |  | 821 | [9 empty] | 3 | 1 | 0 | 0 | 0
| 39 | cc | Light Fittings |  | 835 | [9 empty] | 3 | 1 | 0 | 0 | 0
| 40 | cc | Generators, AMF Panels |  | 845 | [9 empty] | 2 | 1 | 0 | 0 | 0
| 41(N) | cc | Telephone Equipment |  | 855 | [9 empty] | 3 | 1 | 0 | 0 | 0
| 42 | cc | Intercom |  | 856 | [9 empty] | 3 | 1 | 0 | 0 | 0
| 43 | cc | Mechanical for Electrical |  | 857 | [9 empty] | 4 | 1 | 0 | 0 | 0
| 44 | cc | Nurse Call |  | 858 | [9 empty] | 3 | 1 | 0 | 0 | 0
| 45 | cc | C.C.T.V. Equipment |  | 865 | [9 empty] | 3 | 1 | 0 | 0 | 0
| 46 | cc | Tools and Instruments |  | 870 | [9 empty] | 4 | 1 | 0 | 0 | 0
| 47 | cc | Consumbles |  | 875 | [9 empty] | 1 | 1 | 35.805 | 0 | 0
| 48 | cc | Drawings/Manuals |  | 880 | [9 empty] | 3 | 1 | 719.04 | 0 | 0
| 49 | cc | Spare Parts |  | 885 | [9 empty] | 4 | 1 | 0 | 0 | 0
| 50 | cc | Labour |  | 900 | [9 empty] | 3 | 1 | 1800 | 4013.0044 | 146.14
| 51(O) | cc | Dismantling (Labour Only) |  | 901 | [9 empty] | 1 | 1 | 0 | 508.01 | 18.5
| 52 | cc | Testing & Commissioning |  | 902 | [9 empty] | 3 | 1 | 0 | 768.88 | 28
| 53 | cc | Sub-Contracting Works |  | 960 | [9 empty] | 4 | 1 | 7441.04 | 0 | 0
| 54 | cc | Enemalta Application |  | 961 | [9 empty] | 3 | 1 | 0 | 0 | 0
| 55 | cc | Crainage and Transportation |  | 962 | [9 empty] | 1 | 1 | 0 | 0 | 0
| 56 | cc | Provisional Sum |  | 970 | [9 empty] | 4 | 1 | 0 | 0 | 0
|  |  | Totals | [13 empty] | 129825.0785 | 26065.5812 | 949.22
|  | cc |  |  | Fix 1 |  | 1 | [9 empty] | 6999.881 |  | 288.42
|  | cc |  |  | Fix 2 |  | 2 | [9 empty] | 112865.1175 |  | 486.66
|  | cc |  |  | Fix 3 |  | 2 | [9 empty] | 2519.04 |  | 174.14
|  | cc |  |  | Others |  | 3 | [9 empty] | 7441.04 |  | 0
|  | cc |  |  | TOTAL | [11 empty] | 129825.0785 |  | 949.22
.................
K. Micallef
2025-09-25 15:33
Comment / Change in Scope
1.Form/0Mat
2.VAT
3.DiscyA-J
4.MU/LabRate
5.Ov.Dsct/MU
6ab.Lab.Cont.
7.Mat.Cont.
8.BOQ
9.Recon.
11.ValsOnly
10.Avg.Rates OK?
Note on C1: Michael Vella: Insert Foreign Currency here (say: 1.55 - $US) and change Q1 accordingly
Note on W1: Michael Vella: BOQ - Use numbers in BOQ column TDWG - Use numbers in TDWG column ACT - Use numbers in ACT column DIF_TD - Use (TDWG - BOQ) difference DIF_A - Use (ACT - BOQ) difference
Note on R2: Michael Vella: When you want to uplift markups to offset a discount, first generate your estimate without any discount and paste the estimate totals as values-only. Then divide markups by (1-Dsct%) to get to your original values-only totals.
Note on B3: Michael Vella: When job description starts with "Supply only" and the Quote No. is "EL" then the Quote Title in the Quote worksheet will change from PANTA CONTRACTING LTD to PANTA RETAIL LTD.
Note on D7: Michael Vella: Press <CTRL :> to enter the current date.
Note on R12: Michael Vella: Enter the markups used in this cell to make Mario aware eg: (MIXED I,J). Preferably dedicated markups should be used for the mixed subitems which are not used anywhere else. Also the same discount value should then be entered for all three (MIXED, I and J)
Note on A33: Michael Vella: Select MIXED if mixed markups are used. Leave empty if mixed markups are not used.
Note on C33: Michael Vella: If a <%Discount on Totals> is required on Mixed Item Blocks you must use dedicated markups (say I and J) for the SubItems that make up these blocks. These markups must then NOT be used for anything else in this estimate. Enter the markups used in this cell to make Mario aware as (MIXED I,J). Also the same discount value should then be entered for both these markups.
Note on R33: Michael Vella: If a <%Discount on Totals> is required on Mixed Item Blocks you must use dedicated markups (say I and J) for the SubItems that make up these blocks. These markups must then NOT be used for anything else in this estimate. Enter the markups used in this cell to make Mario aware as (MIXED I,J). Also the same discount value should then be entered for both these markups.
Note on A37: Michael Vella: Step 1. Enter the Actual Labour Contingency ($T1) used in this cell.
Note on S37: Michael Vella: Cost Code Totals for entry into P.I.T. by Amanda
Note on A38: Michael Vella: Step 2. Paste the Labour PairHours ($T35) as a value with the Labour Contingency set at 1.00 in this cell.
Note on A39: Michael Vella: Step 3. Paste the Labour PairHours ($T35) as a value with the actual Labour Contingency used in this cell.
Note on S39: Michael Vella: Select <Test for 0.00> and confirm that DiscyT are both 0.00, then make sure that you select PRINT again before printing.
Note on D41: Michael Vella: Press <CTRL :> to enter the current date.

## Elec_Rates
| CLIENT: | 1 | Eden Lesuire Group |  | 0 |  |  | 1 | 1 | 1 | 1 | 1 | 1 | 1 |  | € | R/Lab Cont | R | 1 | BOQ | INCL | MULT | AREA | BOQ | TDWG | ACT | DIFF
| PROJECT: | 1 | Intercontinental - Plant Retrofit |  | Electrical |  |  | 2 | 1 | 1 | 1 | 1 | 1 | 1 |  | 0 | mu_A | 1.35 | 37.071
| JOB DESC: | 1 | Retrofitting works for the HVAC plant at Intercontinental Revision A |  | Technician |  |  | 3 | 1 | 1 | 1 | 1 | 1 | 1 |  | 0 | mu_B | 1.35 | 45.522
| QUOTE No: | 1 | ELM25-0465A |  | Engineer (Man Hours) |  |  | 4 | 1 | 1 | 1 | 1 | 1 | 1 |  | 0 | mu_C | 1.35 | 40.5
| CLIENTs REF: | 1 | Tender |  | Megaline |  |  | 5 | 1 | 1 | 1 | 1 | 1 | 1 |  | 0 | mu_D | 1 | 37.071
| VAT/DUTIES: | 1 | VAT EXCL. |  | 0 |  |  | 6 | 1 | 1 | 1 | 1 | 1 | 1 |  | 0 | mu_E | 0 | 0
| SAVED ON: | 1 | 2007-10-09 |  | 0 |  |  | 7 | 1 | 1 | 1 | 1 | 1 | 0 |  | 0 | mu_F | 0 | 0
| ESTIMATOR: | 1 | T.Sammut |  | 0 |  |  | 8 | 1 | 1 | 1 | 1 | 1 | 0 |  | 0 | mu_G | 0 | 0
| LABOUR RATE: | 1 | 27.46 |  | 0 |  |  | 9 | 1 | 1 | 1 | 1 | 1 | 0 |  | 0 | mu_H | 0 | 0
|  | 1 |  |  | 0 |  |  | 10 | 1 | 1 | 1 | 1 | 1 | 1 |  | 0 | mu_I | 0 | 0
|  | 1 |  |  | 0 | [10 empty] | 0 | mu_J | 0 | 0
|  | 1 |  |  | 0 | [10 empty] | 0 | MIXED | MAT MU | LAB RATE
[6 empty] | I_CODE | C_CODE | MAKE | PART_NO | MARKUP | TYPE | LIST_P | P_FACT | FIX | DATE | %Dsct in BOQ | MU TYPE | MAT MU | LAB RATE
|  | t | Item:
Start Typing Header
Multip
1 | 2 |  | 001# Connecting up of 3.0 kW 400Volt motor (Standard) | [6 empty] | RATE | RATE |  |  |  |  | 2 | 11.12 |  | 1.46
Based on: Star/Delta Starting
4 | No |  | Gland Indoor 20S BWL 4*1.5/2.5mm2 |  |  | CAAC_042 | 620 | CMP | [5 empty] | 2 | 1997-01-01 | 3.56 | 14.24 | 0.3 | 1.2
4 | m |  | Cable Marker 8 digit c/w Carrier Strip |  |  | CAAC_091 | 620 | (__) | [5 empty] | 2 | 2004-06-10 | 1.5 | 6 | 0.08 | 0.32
20 | No |  | Cable Lug 2.5 mm2 |  |  | CAAC_005 | 620 | CTT | [5 empty] | 2 | 1994-12-01 | 0.1 | 2 | 0.02 | 0.4
2 | No |  | Labour to Connect Up (FIX 3) |  |  | LABO_003 | 900 | MISC | [5 empty] | 3 | 1995-04-01 |  | 0 | 0.5 | 1
|  | << ==== TOTAL UNITS | [14 empty] | 0 |  | 0
d> | 0 |  | Sell_A | 69.14 | 138.28 |  |  |  |  | ITEM | ITEM | [5 empty] | 22.24 |  | 2.92
Multip
1 | 4 |  | 002# Connecting up of 7.5 kW 400Volt motor (Standard) | [6 empty] | RATE | RATE |  |  |  |  | 4 | 13.92 |  | 1.56
Based on: Star/Delta Starting
8 | No |  | Gland Indoor 20 BWL 4*4/6mm2 |  |  | CAAC_040 | 620 | CMP | [5 empty] | 2 | 1997-01-01 | 4.71 | 37.68 | 0.35 | 2.8
8 | m |  | Cable Marker 8 digit c/w Carrier Strip |  |  | CAAC_091 | 620 | (__) | [5 empty] | 2 | 2004-06-10 | 1.5 | 12 | 0.08 | 0.64
40 | No |  | Cable Lug 4.0 mm2 |  |  | CAAC_006 | 620 | CTT | [5 empty] | 2 | 1994-12-01 | 0.15 | 6 | 0.02 | 0.8
4 | No |  | Labour to Connect Up (FIX 3) |  |  | LABO_003 | 900 | MISC | [5 empty] | 3 | 1995-04-01 |  | 0 | 0.5 | 2
|  | << ==== TOTAL UNITS | [14 empty] | 0 |  | 0
d> | 0 |  | Sell_A | 76.62 | 306.48 |  |  |  |  | ITEM | ITEM | [5 empty] | 55.68 |  | 6.24
Multip
1 | 3 |  | 003# Connecting up of 11.0 kW 400Volt motor (Standard) | [6 empty] | RATE | RATE |  |  |  |  | 3 | 14.42 |  | 1.66
Based on: Star/Delta Starting
6 | No |  | Gland Indoor 20 BWL 4*4/6mm2 |  |  | CAAC_040 | 620 | CMP | [5 empty] | 2 | 1997-01-01 | 4.71 | 28.26 | 0.35 | 2.1
6 | m |  | Cable Marker 8 digit c/w Carrier Strip |  |  | CAAC_091 | 620 | (__) | [5 empty] | 2 | 2004-06-10 | 1.5 | 9 | 0.08 | 0.48
30 | No |  | Cable Lug 6.0 mm2 |  |  | CAAC_007 | 620 | CTT | [5 empty] | 2 | 1994-12-01 | 0.2 | 6 | 0.03 | 0.9
3 | No |  | Labour to Connect Up (FIX 3) |  |  | LABO_003 | 900 | MISC | [5 empty] | 3 | 1995-04-01 |  | 0 | 0.5 | 1.5
|  | << ==== TOTAL UNITS | [14 empty] | 0 |  | 0
d> | 0 |  | Sell_A | 81 | 243 |  |  |  |  | ITEM | ITEM | [5 empty] | 43.26 |  | 4.98
Multip
1 | 16 |  | 004# Connecting up of 3.0/4.0 kW 400Volt motor (VFD) | [6 empty] | RATE | RATE |  |  |  |  | 16 | 5.56 |  | 0.98
Based on: VFD Starting
16 | No |  | Gland Indoor 20S BWL 4*1.5/2.5mm2 |  |  | CAAC_042 | 620 | CMP | [5 empty] | 2 | 1997-01-01 | 3.56 | 56.96 | 0.3 | 4.8
16 | m |  | Cable Marker 8 digit c/w Carrier Strip |  |  | CAAC_091 | 620 | (__) | [5 empty] | 2 | 2004-06-10 | 1.5 | 24 | 0.08 | 1.28
80 | No |  | Cable Lug 2.5 mm2 |  |  | CAAC_005 | 620 | CTT | [5 empty] | 2 | 1994-12-01 | 0.1 | 8 | 0.02 | 1.6
16 | No |  | Labour to Connect Up (FIX 3) |  |  | LABO_003 | 900 | MISC | [5 empty] | 3 | 1995-04-01 |  | 0 | 0.5 | 8
|  | << ==== TOTAL UNITS | [14 empty] | 0 |  | 0
d> | 0 |  | Sell_A | 43.84 | 701.44 |  |  |  |  | ITEM | ITEM | [5 empty] | 88.96 |  | 15.68
Multip
1 | 8 |  | 005# Connecting up of 7.5 kW 400Volt motor (VFD) | [6 empty] | RATE | RATE |  |  |  |  | 8 | 6.96 |  | 1.03
Based on: VFD Starting
8 | No |  | Gland Indoor 20 BWL 4*4/6mm2 |  |  | CAAC_040 | 620 | CMP | [5 empty] | 2 | 1997-01-01 | 4.71 | 37.68 | 0.35 | 2.8
8 | m |  | Cable Marker 8 digit c/w Carrier Strip |  |  | CAAC_091 | 620 | (__) | [5 empty] | 2 | 2004-06-10 | 1.5 | 12 | 0.08 | 0.64
40 | No |  | Cable Lug 4.0 mm2 |  |  | CAAC_006 | 620 | CTT | [5 empty] | 2 | 1994-12-01 | 0.15 | 6 | 0.02 | 0.8
8 | No |  | Labour to Connect Up (FIX 3) |  |  | LABO_003 | 900 | MISC | [5 empty] | 3 | 1995-04-01 |  | 0 | 0.5 | 4
|  | << ==== TOTAL UNITS | [14 empty] | 0 |  | 0
d> | 0 |  | Sell_A | 47.58 | 380.64 |  |  |  |  | ITEM | ITEM | [5 empty] | 55.68 |  | 8.24
Multip
1 | 16 |  | 006# Connecting up of 11.0/18.0 kW 400Volt motor (VFD) | [6 empty] | RATE | RATE |  |  |  |  | 16 | 10.66 |  | 1.28
Based on: VFD Starting
16 | No |  | Gland Indoor 25 BWL 4*10/16mm2 |  |  | CAAC_043 | 620 | CMP | [5 empty] | 2 | 1997-01-01 | 7.66 | 122.56 | 0.4 | 6.4
16 | m |  | Cable Marker 8 digit c/w Carrier Strip |  |  | CAAC_091 | 620 | (__) | [5 empty] | 2 | 2004-06-10 | 1.5 | 24 | 0.08 | 1.28
80 | No |  | Cable Lug 16 mm2 |  |  | CAAC_009 | 620 | CTT | [5 empty] | 2 | 1994-12-01 | 0.3 | 24 | 0.06 | 4.8
16 | No |  | Labour to Connect Up (FIX 3) |  |  | LABO_003 | 900 | MISC | [5 empty] | 3 | 1995-04-01 |  | 0 | 0.5 | 8
|  | << ==== TOTAL UNITS | [14 empty] | 0 |  | 0
d> | 0 |  | Sell_A | 61.84 | 989.44 |  |  |  |  | ITEM | ITEM | [5 empty] | 170.56 |  | 20.48
Multip
57 | 0 |  | 007# 200mm galvanised steel cable tray | [6 empty] | RATE | RATE |  |  |  |  | 0 | 0 |  | 0
Based on:
0 | m |  | Tray 200mm Galv. | Ardic | HDG | TRGV_023 | 650 | (__) | [5 empty] | 1 | 2001-01-06 | 6.61 | 0 | 0.3 | 0
0 | m |  | Tray Coupler Galv. | Ardic |  | TRGV_051 | 650 | (__) | [5 empty] | 1 | 1997-10-02 | 0.51 | 0 |  | 0
0 | No |  | Roofing Bolt |  |  | CONS_031 | 875 | (__) |  | 02-005 |  |  |  | 1 | 1994-12-01 | 0.07 | 0 |  | 0
0 | No |  | Wing Nut Hilti M6 |  |  | EMAT_059 | 501 | HIL | MKN-FM8 | 04-002 |  |  |  | 1 | 1999-01-15 | 0.51 | 0 |  | 0
0 | No |  | Hex.Set Screws M6x20 |  |  | EMAT_025 | 501 | (__) |  | 05-002 |  |  |  | 1 |  | 0.05 | 0 |  | 0
0 | No |  | Earth Strips Copper |  |  | CONS_012 | 875 | (__) |  | 01-011 |  |  |  | 1 | 1994-12-01 | 0.5 | 0 | 0 | 0
|  | << ==== TOTAL UNITS | [14 empty] | 0 |  | 0
d> | 0 |  | Sell_A | 0 | 0 |  |  |  |  | ITEM | ITEM | [5 empty] | 0 |  | 0
Multip
137 | 0 |  | 008# Bracket for 200-300mm cable tray | [6 empty] | RATE | RATE |  |  |  |  | 0 | 0 |  | 0
Based on: 1metres intervals as per specs
|  |  | Hanging below ceiling | [13 empty] | 0 |  | 0
0 | No |  | Anchor 8mm Hilti HKD-SM8x30 |  |  | CONS_003 | 875 | HIL | HKD-SM8x30 |  |  |  |  | 1 | 1999-01-15 | 0.1165 | 0 |  | 0
0 | m |  | Threaded Rod Galv. 8mm | Ardic |  | EMAT_043 | 501 | [6 empty] | 1 | 1999-01-15 | 1.1 | 0 |  | 0
0 | No |  | Hilti Channel 40x20 Endcap MQZ-E21 |  |  | EMAT_064 | 501 | [6 empty] | 1 |  | 0.12 | 0 |  | 0
0 | m |  | Channel SHALLOW-Galv. Hilti MS-213M | Ardic |  | EMAT_020 | 501 | HIL | MS-213m |  |  |  |  | 1 | 1999-01-15 | 1.67 | 0 |  | 0
0 | No |  | Labour to manufacture brackets |  |  | LABO_008 | 501 | MISC | [5 empty] | 3 |  |  | 0 | 0.25 | 0 | NoMat?
0 | No |  | Galv. Nut 8mm |  |  | EMAT_022 | 501 | [6 empty] | 1 |  | 0.0699 | 0 |  | 0
0 | No |  | Tray Washers M8 |  |  | EMAT_057 | 501 | [6 empty] | 1 |  | 0.0233 | 0 |  | 0
|  | << ==== TOTAL UNITS | [14 empty] | 0 |  | 0
d> | 0 |  | Sell_A | 0 | 0 |  |  |  |  | ITEM | ITEM | [5 empty] | 0 |  | 0
Multip
1 | 3 |  | 009# Energy Meter M-Bus | [6 empty] | RATE | RATE |  |  |  |  | 3 | 226.8 |  | 11.7
Based on:
3 | m |  | Conduit Galv. FLEX 20mm |  |  | COGV_010 | 690 | BAR | 20mm |  |  |  |  | 1 | 1994-12-01 | 1.86 | 5.58 | 0.2 | 0.6
6 | m |  | Conduit BRASS ADAP.FLEX 20mm |  |  | COGV_006 | 690 | BAR | 20mm |  |  |  |  | 1 | 1994-12-01 | 0.98 | 5.88 |  | 0
144 | m |  | Conduit Galv. 20mm RATE |  |  | COGV_011 | 690 | BAR | 20mm |  |  |  |  | 1 | 1994-12-01 | 3.66 | 527.04 | 0.2 | 28.8
165 | m |  | M-bus Cab;le |  | Guy | CASP_083 | 617 | Lappkabel | 0034703 UNITRONIC LiYCY |  |  |  |  | 2 | 2005-03-22 | 0.86 | 141.9 | 0.03 | 4.95
3 | No |  | Labour to connect Mech Equip (FIX 3) |  | Meter | LABO_009 | 900 | MISC | [5 empty] | 1 |  |  | 0 | 0.25 | 0.75
|  | << ==== TOTAL UNITS | [14 empty] | 0 |  | 0
d> | 0 |  | Sell_A | 739.91 | 2219.73 |  |  |  |  | ITEM | ITEM | [5 empty] | 680.4 |  | 35.1
Multip
1 | 0 |  | 010# Motorised valve | two cables each as per Siegfried | [5 empty] | RATE | RATE |  |  |  |  | 0 | 0 |  | 0
Based on:
0 | m |  | Conduit Galv. FLEX 20mm |  |  | COGV_010 | 690 | BAR | 20mm |  |  |  |  | 1 | 1994-12-01 | 1.86 | 0 | 0.2 | 0
0 | m |  | Conduit BRASS ADAP.FLEX 20mm |  |  | COGV_006 | 690 | BAR | 20mm |  |  |  |  | 1 | 1994-12-01 | 0.98 | 0 |  | 0
0 | m |  | Conduit Galv. 20mm RATE |  |  | COGV_011 | 690 | BAR | 20mm |  |  |  |  | 1 | 1994-12-01 | 3.66 | 0 | 0.2 | 0
0 | m |  | Indoor Screened 3c Cable 0.75sqmm |  | Batt Cables | CASP_083 | 617 | Lappkabel | 0034703 UNITRONIC LiYCY |  |  |  |  | 2 | 2005-03-22 | 1.4525 | 0 | 0.03 | 0
0 | No |  | Labour to connect Mech Equip (FIX 3) |  | Motorised Valve | LABO_009 | 900 | MISC | [5 empty] | 1 |  |  | 0 | 0.25 | 0
|  | << ==== TOTAL UNITS | [14 empty] | 0 |  | 0
d> | 0 |  | Sell_A | 0 | 0 |  |  |  |  | ITEM | ITEM | [5 empty] | 0 |  | 0
Multip
1 | 3 |  | 004# Power supply to control panel (4core x 2.5sqmm) | [6 empty] | RATE | RATE |  |  |  |  | 3 | 62.41 |  | 3.06
Based on:
9 | m | 0 | Tray 100mm Galv. | HDG | Price from Torrent Pharma | TRGV_009 | 650 | [6 empty] | 1 | 2001-01-06 | 3.36 | 30.24 | 0.2 | 1.8
6 | m | 0 | Tray Coupler Galv. |  |  | TRGV_051 | 650 | [6 empty] | 1 | 1997-10-02 | 0.49 | 2.94 |  | 0
30 | No | 0 | Roofing Bolt |  |  | CONS_031 | 875 | [6 empty] | 1 | 1994-12-01 | 0.08575 | 2.5725 |  | 0
9 | No | 0 | Wing Nut Hilti M6 |  |  | EMAT_059 | 501 | HIL | MKN-FM8 | 04-002 |  |  |  | 1 | 1999-01-15 | 0.62475 | 5.6227 |  | 0
9 | No | 0 | Hex.Set Screws M6x25 |  |  | EMAT_026 | 501 | (__) |  | 05-003 |  |  |  | 1 |  | 0.06 | 0.54 |  | 0
9 | No. | 0 | Tray Earth Links |  |  | EMAT_027 | 650 | [6 empty] | 1 |  | 1.596 | 14.364 | 0.01 | 0.09
9 | No | 0 | Tray Washers M6 |  |  | EMAT_057 | 501 | (__) |  | 07-003 |  |  |  | 1 |  | 0.01225 | 0.11025 |  | 0
1.5 | m |  | Channel SHALLOW-Galv. Hilti MS-213M |  |  | EMAT_020 | 501 | HIL | MS-213m | 02-017 |  |  |  | 1 | 1999-01-15 | 3.07 | 4.605 |  | 0
18 | No |  | Hilti Channel 40x20 Endcap MQZ-E21 |  |  | EMAT_064 | 501 | (__) |  | 02-019 |  |  |  | 1 |  | 0.15 | 2.7 |  | 0
9 | No |  | Labour to manufacture Brackets (FIX 1) |  |  | LABO_008 | 900 | MISC | [5 empty] | 1 |  |  | 0 | 0.17 | 1.53 | NoMat?
9 | m |  | Power Cable 4c 2.5 mm2 XLPE SWA-PVC |  |  | CAMC_017 | 616 | CRO | 2.5mm2 |  |  |  |  | 2 | 2011-08-12 | 3.6 | 32.4 | 0.06 | 0.54
6 | No |  | Gland 20S A2 BRASS |  |  | CAAC_029 | 620 | CMP | [5 empty] | 2 | 1997-01-01 | 3.59 | 21.54 | 0.2 | 1.2
6 | m |  | Cable Marker 8 digit c/w Carrier Strip |  |  | CAAC_091 | 620 | (__) | [5 empty] | 2 | 2004-06-10 | 1 | 6 | 0.08 | 0.48
30 | No |  | Cable Lug 2.5 mm2 |  |  | CAAC_005 | 620 | CTT | [5 empty] | 2 | 1994-12-01 | 0.1 | 3 | 0.02 | 0.6
3 | No |  | Labour to Connect Up (FIX 3) |  | in isolator | LABO_003 | 900 | MISC | [5 empty] | 3 | 1995-04-01 |  | 0 | 0.25 | 0.75 | NoMat?
VSD bypass in MCC
60 | m |  | Wiring Cable 1c 2.5 mm2 PVC Non-Arm |  |  | CASC_018 | 615 | CRO |  | 02-003 |  |  |  | 2 | 2006-09-28 | 0.45 | 27 | 0.02 | 1.2
24 | No |  | Cable Marker |  |  | CAAC_025 | 620 | (__) | [5 empty] | 2 |  | 0.05 | 1.2 |  | 0
24 | No |  | Cable Lug 2.5 mm2 |  |  | CAAC_006 | 620 | CTT | [5 empty] | 2 | 1994-12-01 | 0.1 | 2.4 | 0.02 | 0.48
3 | No |  | Material contingency |  |  | CAAC_007 | 620 | CTT | [5 empty] | 2 | 1994-12-01 | 10 | 30 |  | 0
3 | No |  | Labour only (FIX 2) |  | Opening and reclosing of trunking | LABO_006 | 900 | MISC | [5 empty] | 2 |  |  | 0 | 0.16667 | 0.5 | NoMat?
|  | << ==== TOTAL UNITS | [14 empty] | 0 |  | 0
d> | 0 |  | Sell_A | 197.57 | 592.71 |  |  |  |  | ITEM | ITEM | [5 empty] | 187.2345 |  | 9.17
Multip
1 | 10 |  | 011# Power supply to control panel (4core x 4.0sqmm) and VDS by pass in MCC | [6 empty] | RATE | RATE |  |  |  |  | 10 | 74.24 |  | 3.17
Based on:
Power supply to control panel (4core x 4.0sqmm)
30 | m | 0 | Tray 100mm Galv. | HDG | Price from Torrent Pharma | TRGV_009 | 650 | [6 empty] | 1 | 2001-01-06 | 3.36 | 100.8 | 0.2 | 6
20 | m | 0 | Tray Coupler Galv. |  |  | TRGV_051 | 650 | [6 empty] | 1 | 1997-10-02 | 0.49 | 9.8 |  | 0
100 | No | 0 | Roofing Bolt |  |  | CONS_031 | 875 | [6 empty] | 1 | 1994-12-01 | 0.08575 | 8.575 |  | 0
30 | No | 0 | Wing Nut Hilti M6 |  |  | EMAT_059 | 501 | HIL | MKN-FM8 | 04-002 |  |  |  | 1 | 1999-01-15 | 0.62475 | 18.7425 |  | 0
30 | No | 0 | Hex.Set Screws M6x25 |  |  | EMAT_026 | 501 | (__) |  | 05-003 |  |  |  | 1 |  | 0.06 | 1.8 |  | 0
30 | No. | 0 | Tray Earth Links |  |  | EMAT_027 | 650 | [6 empty] | 1 |  | 1.596 | 47.88 | 0.01 | 0.3
30 | No | 0 | Tray Washers M6 |  |  | EMAT_057 | 501 | (__) |  | 07-003 |  |  |  | 1 |  | 0.01225 | 0.3675 |  | 0
5 | m |  | Channel SHALLOW-Galv. Hilti MS-213M |  |  | EMAT_020 | 501 | HIL | MS-213m | 02-017 |  |  |  | 1 | 1999-01-15 | 3.07 | 15.35 |  | 0
60 | No |  | Hilti Channel 40x20 Endcap MQZ-E21 |  |  | EMAT_064 | 501 | (__) |  | 02-019 |  |  |  | 1 |  | 0.15 | 9 |  | 0
30 | No |  | Labour to manufacture Brackets (FIX 1) |  |  | LABO_008 | 900 | MISC | [5 empty] | 1 |  |  | 0 | 0.17 | 5.1 | NoMat?
30 | m |  | Power Cable 4c 4.0 mm2 XLPE SWA-PVC |  |  | CAMC_019 | 616 | CRO | 4.0mm2 |  |  |  |  | 2 | 2011-08-12 | 5.91 | 177.3 | 0.07 | 2.1
20 | No |  | Gland 20S A2 BRASS |  |  | CAAC_029 | 620 | CMP | [5 empty] | 2 | 1997-01-01 | 3.59 | 71.8 | 0.2 | 4
20 | m |  | Cable Marker 8 digit c/w Carrier Strip |  |  | CAAC_091 | 620 | (__) | [5 empty] | 2 | 2004-06-10 | 1 | 20 | 0.08 | 1.6
100 | No |  | Cable Lug 4.0 mm2 |  |  | CAAC_006 | 620 | CTT | [5 empty] | 2 | 1994-12-01 | 0.15 | 15 | 0.02 | 2
10 | No |  | Labour to Connect Up (FIX 3) |  | in isolator | LABO_003 | 900 | MISC | [5 empty] | 3 | 1995-04-01 |  | 0 | 0.25 | 2.5 | NoMat?
VSD bypass in MCC
200 | m |  | Wiring Cable 1c 4.0 mm2 PVC Non-Arm |  |  | CASC_019 | 615 | CRO |  | 02-004 |  |  |  | 2 | 2006-09-28 | 0.65 | 130 | 0.02 | 4
80 | No |  | Cable Marker |  |  | CAAC_025 | 620 | (__) | [5 empty] | 2 |  | 0.05 | 4 |  | 0
80 | No |  | Cable Lug 4.0 mm2 |  |  | CAAC_006 | 620 | CTT | [5 empty] | 2 | 1994-12-01 | 0.15 | 12 | 0.02 | 1.6
10 | No |  | Material contingency |  |  | CAAC_007 | 620 | CTT | [5 empty] | 2 | 1994-12-01 | 10 | 100 |  | 0
10 | No |  | Labour only (FIX 2) |  | Opening and reclosing of trunking | LABO_006 | 900 | MISC | [5 empty] | 2 |  |  | 0 | 0.25 | 2.5 | NoMat?
|  | << ==== TOTAL UNITS | [14 empty] | 0 |  | 0
d> | 0 |  | Sell_A | 217.74 | 2177.4 |  |  |  |  | ITEM | ITEM | [5 empty] | 742.415 |  | 31.7
Multip
1 | 1 |  | 012# Power supply to control panel (4core x 10.0sqmm) | [6 empty] | RATE | RATE |  |  |  |  | 1 | 92.8 |  | 3.68
Based on:
3 | m | 0 | Tray 100mm Galv. | HDG | Price from Torrent Pharma | TRGV_009 | 650 | [6 empty] | 1 | 2001-01-06 | 3.36 | 10.08 | 0.2 | 0.6
2 | m | 0 | Tray Coupler Galv. |  |  | TRGV_051 | 650 | [6 empty] | 1 | 1997-10-02 | 0.49 | 0.98 |  | 0
10 | No | 0 | Roofing Bolt |  |  | CONS_031 | 875 | [6 empty] | 1 | 1994-12-01 | 0.08575 | 0.8575 |  | 0
3 | No | 0 | Wing Nut Hilti M6 |  |  | EMAT_059 | 501 | HIL | MKN-FM8 | 04-002 |  |  |  | 1 | 1999-01-15 | 0.62475 | 1.8742 |  | 0
3 | No | 0 | Hex.Set Screws M6x25 |  |  | EMAT_026 | 501 | (__) |  | 05-003 |  |  |  | 1 |  | 0.06 | 0.18 |  | 0
3 | No. | 0 | Tray Earth Links |  |  | EMAT_027 | 650 | [6 empty] | 1 |  | 1.596 | 4.788 | 0.01 | 0.03
3 | No | 0 | Tray Washers M6 |  |  | EMAT_057 | 501 | (__) |  | 07-003 |  |  |  | 1 |  | 0.01225 | 0.03675 |  | 0
0.5 | m |  | Channel SHALLOW-Galv. Hilti MS-213M |  |  | EMAT_020 | 501 | HIL | MS-213m | 02-017 |  |  |  | 1 | 1999-01-15 | 3.07 | 1.535 |  | 0
6 | No |  | Hilti Channel 40x20 Endcap MQZ-E21 |  |  | EMAT_064 | 501 | (__) |  | 02-019 |  |  |  | 1 |  | 0.15 | 0.9 |  | 0
3 | No |  | Labour to manufacture Brackets (FIX 1) |  |  | LABO_008 | 900 | MISC | [5 empty] | 1 |  |  | 0 | 0.17 | 0.51 | NoMat?
3 | m |  | Power Cable 4c 10.0 mm2 XLPE SWA-PVC |  |  | CAMC_021 | 616 | CRO | 6.0mm2 |  |  |  |  | 2 | 2011-08-12 | 7.79 | 23.37 | 0.08 | 0.24
2 | No |  | Gland 25 A2 BRASS |  |  | CAAC_030 | 620 | CMP | [5 empty] | 2 | 1997-01-01 | 6.57 | 13.14 | 0.3 | 0.6
2 | m |  | Cable Marker 8 digit c/w Carrier Strip |  |  | CAAC_091 | 620 | (__) | [5 empty] | 2 | 2004-06-10 | 1 | 2 | 0.08 | 0.16
10 | No |  | Cable Lug 10.0 mm2 |  |  | CAAC_007 | 620 | CTT | [5 empty] | 2 | 1994-12-01 | 0.25 | 2.5 | 0.03 | 0.3
1 | No |  | Labour to Connect Up (FIX 3) |  | in isolator | LABO_003 | 900 | MISC | [5 empty] | 3 | 1995-04-01 |  | 0 | 0.25 | 0.25 | NoMat?
VSD bypass in MCC
20 | m |  | Wiring Cable 1c 10.0 mm2 PVC Non-Arm |  |  | CASC_020 | 615 | CRO |  | 02-005 |  |  |  | 2 | 2006-09-28 | 0.9 | 18 | 0.025 | 0.5
8 | No |  | Cable Marker |  |  | CAAC_025 | 620 | (__) | [5 empty] | 2 |  | 0.05 | 0.4 |  | 0
8 | No |  | Cable Lug 10.0 mm2 |  |  | CAAC_007 | 620 | CTT | [5 empty] | 2 | 1994-12-01 | 0.27 | 2.16 | 0.03 | 0.24
1 | No |  | Material contingency |  |  | CAAC_007 | 620 | CTT | [5 empty] | 2 | 1994-12-01 | 10 | 10 |  | 0
1 | No |  | Labour only (FIX 2) |  | Opening and reclosing of trunking | LABO_006 | 900 | MISC | [5 empty] | 2 |  |  | 0 | 0.25 | 0.25 | NoMat?
|  | << ==== TOTAL UNITS | [14 empty] | 0 |  | 0
d> | 0 |  | Sell_A | 261.7 | 261.7 |  |  |  |  | ITEM | ITEM | [5 empty] | 92.8015 |  | 3.68
Multip
1 | 13 |  | 013# Installation of Rosenger control panel | [6 empty] | RATE | RATE |  |  |  |  | 13 | 20 |  | 2
Based on:
13 | No |  | Control Panel 1 |  | Supplied by Rosenberg | CPAN_259 | 570 | (__) | [5 empty] | 2 | 2005-04-01 |  | 0 | 2 | 26
13 | No |  | Erection Material |  |  | EMAT_063 | 501 | (__) |  | 01-002 |  |  |  | 1 |  | 20 | 260 |  | 0
|  | << ==== TOTAL UNITS | [14 empty] | 0 |  | 0
d> | 0 |  | Sell_A | 101.14 | 1314.82 |  |  |  |  | ITEM | ITEM | [5 empty] | 260 |  | 26
Multip
1 | 35 |  | 014# Installation of cable harness to fans | [6 empty] | RATE | RATE |  |  |  |  | 35 | 20 |  | 1
Based on:
35 | No |  | Labour only (FIX 2) |  | Installaiton of fan harness | LABO_006 | 900 | MISC | [5 empty] | 2 |  |  | 0 | 1 | 35
35 | No |  | Erection Material |  |  | EMAT_063 | 501 | (__) |  | 01-002 |  |  |  | 1 |  | 20 | 700 |  | 0
|  | << ==== TOTAL UNITS | [14 empty] | 0 |  | 0
d> | 0 |  | Sell_A | 64.07 | 2242.45 |  |  |  |  | ITEM | ITEM | [5 empty] | 700 |  | 35
Multip
1 | 14 |  | 015# Installation of control panels by ECA | [6 empty] | RATE | RATE |  |  |  |  | 14 | 30 |  | 1
Based on:
14 | No |  | Control Panel 1 | Termination and points testing inlcuded by ECA | Supplied by ECA | CPAN_259 | 570 | (__) | [5 empty] | 2 | 2005-04-01 |  | 0 | 1 | 14
14 | No |  | Erection Material |  | for power supply and data patch lead | EMAT_063 | 501 | (__) |  | 01-002 |  |  |  | 1 |  | 30 | 420 |  | 0
|  | << ==== TOTAL UNITS | [14 empty] | 0 |  | 0
d> | 0 |  | Sell_A | 77.57 | 1085.98 |  |  |  |  | ITEM | ITEM | [5 empty] | 420 |  | 14
Multip
1 | 14 |  | 016# Installation of sensors on AHUs | [6 empty] | RATE | RATE |  |  |  |  | 14 | 354.24 |  | 17.99
Based on: 7No. Sensors per AHU
784 | m |  | Conduit Galv. 20mm RATE |  |  | COGV_011 | 690 | BAR | 20mm |  |  |  |  | 1 | 1994-12-01 | 3.66 | 2869.44 | 0.2 | 156.8
980 | m |  | Indoor Screened 3c Cable 0.75sqmm |  |  | CASP_083 | 617 | Lappkabel | 0034703 UNITRONIC LiYCY |  |  |  |  | 2 | 2005-03-22 | 1.4525 | 1423.45 | 0.03 | 29.4
392 | No |  | Gland 20 A2 PVC |  |  | CAAC_027 | 620 | (__) | [5 empty] | 2 | 1997-01-01 | 0.35 | 137.2 |  | 0
196 | No |  | Cable Marker Wrap Around Type |  |  | CAAC_025 | 620 | (__) | [5 empty] | 2 |  | 0.2 | 39.2 |  | 0
98 | No |  | Labour to Install Mech Equip (FIX 3) |  | Sensor and Actutor | LABO_009 | 900 | MISC | [5 empty] | 1 |  |  | 0 | 0.5 | 49
98 | No |  | Junction box |  |  | CPAN_259 | 570 | (__) | [5 empty] | 2 | 2005-04-01 | 5 | 490 | 0.17 | 16.66
|  | << ==== TOTAL UNITS | [14 empty] | 0 |  | 0
d> | 0 |  | Sell_A | 1145.12 | 16031.68 |  |  |  |  | ITEM | ITEM | [5 empty] | 4959.29 |  | 251.86
END!
END! |  |  | RATE SHEET GRAND TOTAL | [13 empty] | MATERIAL |  | LABOUR
END!
END! |  |  | COMPONENTS | [7 empty] | COMP_RT | [5 empty] | 8478.521 |  | 465.05
END! |  |  | RATE SUMS (ITEMS) | [7 empty] | ITEM_RT | [5 empty] | 8478.521 |  | 465.05
SB!
| V:56 |  |  | COSTCODE TOTAL | [12 empty] | 8478.521 |  | 465.05
| 1 | cc | Erection materials |  | 501 | [9 empty] | 1 |  | 1443.364 |  | 0
| 2 | cc | Busbar Trunking |  | 505 | [9 empty] | 1 |  | 0 |  | 0
| 3 | cc | Switchgear |  | 510 | [9 empty] | 2 |  | 0 |  | 0
| 4 | cc | MCC Equipment |  | 511 | [9 empty] | 2 |  | 0 |  | 0
| 5 | cc | BMS Equipment |  | 512 | [9 empty] | 2 |  | 0 |  | 0
| 6 | cc | PVC Pipes / Ducts |  | 520 | [9 empty] | 1 |  | 0 |  | 0
| 7 | cc | High/medium voltage switchgear |  | 530 | [9 empty] | 2 |  | 0 |  | 0
| 8 | cc | Power Transformers |  | 550 | [9 empty] | 2 |  | 0 |  | 0
| 9 | cc | Control Panels |  | 570 | [9 empty] | 2 |  | 490 |  | 56.66
| 10 | cc | Electrical Single Core Cables |  | 615 | [9 empty] | 2 |  | 175 |  | 5.7
| 11 | cc | Electrical Multicore Cables |  | 616 | [9 empty] | 2 |  | 233.07 |  | 2.88
| 12 | cc | ELV/BMS/Special Cables |  | 617 | [9 empty] | 2 |  | 1565.35 |  | 34.35
| 13 | cc | Cables accessories |  | 620 | [9 empty] | 2 |  | 929.92 |  | 47.3
| 14 | cc | Galv. Cable Trays |  | 650 | [9 empty] | 1 |  | 221.872 |  | 8.82
| 15 | cc | PVC Cable Trays |  | 651 | [9 empty] | 1 |  | 0 |  | 0
| 16 | cc | Galv. Cable Basket |  | 652 | [9 empty] | 1 |  | 0 |  | 0
| 17 | cc | Galv. Cable Ladder |  | 654 | [9 empty] | 1 |  | 0 |  | 0
| 18 | cc | Galv. Cable Trunking |  | 675 | [9 empty] | 1 |  | 0 |  | 0
| 19 | cc | Alum. Cable Trunking |  | 676 | [9 empty] | 1 |  | 0 |  | 0
| 20 | cc | PVC Cable Trunking |  | 680 | [9 empty] | 1 |  | 0 |  | 0
| 21 | cc | Underfloor Cable Trunking |  | 681 | [9 empty] | 1 |  | 0 |  | 0
| 22 | cc | Galv. Conduit |  | 690 | [9 empty] | 1 |  | 3407.94 |  | 186.2
| 23 | cc | PVC Conduit |  | 700 | [9 empty] | 1 |  | 0 |  | 0
| 24 | cc | Wiring Accessories |  | 705 | [9 empty] | 3 |  | 0 |  | 0
| 25 | cc | Dimming Equipment |  | 706 | [9 empty] | 3 |  | 0 |  | 0
| 26 | cc | Fire Alarm Equipment |  | 725 | [9 empty] | 3 |  | 0 |  | 0
| 27 | cc | Fire Barriers |  | 726 | [9 empty] | 3 |  | 0 |  | 0
| 28 | cc | Security Alarm System |  | 750 | [9 empty] | 3 |  | 0 |  | 0
| 29 | cc | Access Control |  | 751 | [9 empty] | 3 |  | 0 |  | 0
| 30 | cc | Hotel Electronic Lock |  | 752 | [9 empty] | 3 |  | 0 |  | 0
| 31 | cc | Sub-Contracting Installation Elec |  | 753 | [9 empty] | 3 |  | 0 |  | 0
| 32 | cc | Timing Equipment |  | 770 | [9 empty] | 3 |  | 0 |  | 0
| 33 | cc | Public Address |  | 790 | [9 empty] | 3 |  | 0 |  | 0
| 34 | cc | Voice Alarm Equipment |  | 791 | [9 empty] | 3 |  | 0 |  | 0
| 35 | cc | Lightning / Bonding System |  | 810 | [9 empty] | 3 |  | 0 |  | 0
| 36 | cc | T.V System |  | 815 | [9 empty] | 3 |  | 0 |  | 0
| 37 | cc | UPS/Voltage Stabilisers |  | 820 | [9 empty] | 2 |  | 0 |  | 0
| 38 | cc | Data Network Equipment |  | 821 | [9 empty] | 3 |  | 0 |  | 0
| 39 | cc | Light Fittings |  | 835 | [9 empty] | 3 |  | 0 |  | 0
| 40 | cc | Generators, AMF Panels |  | 845 | [9 empty] | 2 |  | 0 |  | 0
| 41 | cc | Telephone Equipment |  | 855 | [9 empty] | 3 |  | 0 |  | 0
| 42 | cc | Intercom |  | 856 | [9 empty] | 3 |  | 0 |  | 0
| 43 | cc | Mechanical for Electrical |  | 857 | [9 empty] | 3 |  | 0 |  | 0
| 44 | cc | Nurse Call |  | 858 | [9 empty] | 3 |  | 0 |  | 0
| 45 | cc | C.C.T.V. Equipment |  | 865 | [9 empty] | 3 |  | 0 |  | 0
| 46 | cc | Tools and Instruments |  | 870 | [9 empty] | 4 |  | 0 |  | 0
| 47 | cc | Consumbles |  | 875 | [9 empty] | 1 |  | 12.005 |  | 0
| 48 | cc | Drawings/Manuals |  | 880 | [9 empty] | 3 |  | 0 |  | 0
| 49 | cc | Spare Parts |  | 885 | [9 empty] | 4 |  | 0 |  | 0
| 50 | cc | Labour |  | 900 | [9 empty] | 3 |  | 0 |  | 123.14
| 51 | cc | Dismantling (Labour Only) |  | 901 | [9 empty] | 1 |  | 0 |  | 0
| 52 | cc | Testing & Commissioning |  | 902 | [9 empty] | 3 |  | 0 |  | 0
| 53 | cc | Sub-Contracting Works |  | 960 | [9 empty] | 4 |  | 0 |  | 0
| 54 | cc | Enemalta Application |  | 961 | [9 empty] | 3 |  | 0 |  | 0
| 55 | cc | Crainage and Transportation |  | 962 | [9 empty] | 1 |  | 0 |  | 0
| 56 | cc | Provisional Sum |  | 970 | [9 empty] | 4 |  | 0 |  | 0
|  | cc |  |  | Fix 1 |  | 1 | [9 empty] | 5085.181 |  | 195.02
|  | cc |  |  | Fix 2 |  | 2 | [9 empty] | 3393.34 |  | 146.89
|  | cc |  |  | Fix 3 |  | 2 | [9 empty] | 0 |  | 123.14
|  | cc |  |  | Others |  | 3 | [9 empty] | 0 |  | 0
|  | cc |  |  | TOTAL | [11 empty] | 8478.521 |  | 465.05

## Elec_Est
| CLIENT: | 1 | Eden Lesuire Group |  | 0 |  |  | 1 | 1 | 1 | 1 | 1 | 1 | 1 |  | € | R/Lab Cont | R | 1 | BOQ | INCL | MULT | AREA | BOQ | TDWG | ACT | DIFF
| PROJECT: | 1 | Intercontinental - Plant Retrofit |  | Electrical |  |  | 2 | 1 | 1 | 1 | 1 | 1 | 1 |  | 0 | mu_A | 1.35 | 37.071
| JOB DESC: | 1 | Retrofitting works for the HVAC plant at Intercontinental Revision A |  | Technician |  |  | 3 | 1 | 1 | 1 | 1 | 1 | 1 |  | 0 | mu_B | 1.35 | 45.522
| QUOTE No: | 1 | ELM25-0465A |  | Engineer (Man Hours) |  |  | 4 | 1 | 1 | 1 | 1 | 1 | 1 |  | 0 | mu_C | 1.35 | 40.5
| CLIENTs REF: | 1 | Tender |  | Megaline |  |  | 5 | 1 | 1 | 1 | 1 | 1 | 1 |  | 0 | mu_D | 1 | 37.071
| VAT/DUTIES: | 1 | VAT EXCL. |  | 0 |  |  | 6 | 1 | 1 | 1 | 1 | 1 | 1 |  | 0 | mu_E | 0 | 0
| SAVED ON: | 1 | 2007-10-09 |  | 0 |  |  | 7 | 1 | 1 | 1 | 1 | 1 | 0 |  | 0 | mu_F | 0 | 0
| ESTIMATOR: | 1 | T.Sammut |  | 0 |  |  | 8 | 1 | 1 | 1 | 1 | 1 | 0 |  | 0 | mu_G | 0 | 0
| LABOUR RATE: | 1 | 27.46 |  | 0 |  |  | 9 | 1 | 1 | 1 | 1 | 1 | 0 |  | 0 | mu_H | 0 | 0
|  | 1 |  |  | 0 |  |  | 10 | 1 | 1 | 1 | 1 | 1 | 1 |  | 0 | mu_I | 0 | 0
|  | 1 |  |  | 0 | [10 empty] | 0 | mu_J | 0 | 0
|  | 1 |  |  | 0 | [10 empty] | 0 | MIXED | MAT MU | LAB RATE
[6 empty] | ISELL | C_CODE | MAKE | PART_NO | MARKUP | TYPE | LIST_P | P_FACT | FIX | DATE | %Dsct in BOQ | MU TYPE | MAT MU | LAB RATE | [14 empty] | Tot Mat Cost | Unit Lab phr. | Tot Lab phr. | < for ELM / MEE
TB
t
CHILLER DISMANTLING
TB
t
CHILLERS - EDEN ARENA
|  |  |  | Sell Rate | Sell Total |  |  |  |  | IB | [17 empty] | U_M_Sell | T_M_Sell | U_L_Sell | T_L_Sell | Total_Sell |  | T_M_Cost | T_L_Phr | Mat/Lab=1
1 | LS |  | Item: 3 | 0 | 0 | ISELL |  |  |  | mu_A | ITEM |  |  |  |  | Included in Electrical - Note by Megaline |  |  | 0.00 | [8 empty] | 0 | 0 | 0 | 0 | 0 |  | 0 | 0 | 0
Allow for disconnection of all existing power, control and piping connections, draining down of existing chillers and making safe including dismantling and removal of existing piping from adjacent isolating valves. To include for disposal of chillers and refrigerant gas in accordance with all current legislation.
1 | LS |  | Subcontracting Works (Specify Contractor Name) |  | Megaline | SUBC_007 | 960 | MISC | [5 empty] | 4 | 2005-08-30 |  | 0 |  | 0
[17 empty] | 0 |  | 0
d> | 0 |  |  |  |  | ICOST |  |  |  | mu_A | ITEM | [5 empty] | 0 |  | 0
|  |  |  | Sell Rate | Sell Total |  |  |  |  | IB | [17 empty] | U_M_Sell | T_M_Sell | U_L_Sell | T_L_Sell | Total_Sell |  | T_M_Cost | T_L_Phr | Mat/Lab=1
1 | LS |  | Item: 4 | 0 | 0 | ISELL |  |  |  | mu_A | ITEM |  |  |  |  | Included in Electrical - Note by Megaline |  |  | 0.00 | [8 empty] | 0 | 0 | 0 | 0 | 0 |  | 0 | 0 | 0
Allow for dismantling and carting away all existing power, cable containment, control and piping services in plantroom at Level 2 and all piping, insulation and brackets between level 2 and level 4 plantrooms
1 | LS |  | Subcontracting Works (Specify Contractor Name) |  | Megaline | SUBC_007 | 960 | MISC | [5 empty] | 4 | 2005-08-30 |  | 0 |  | 0
[17 empty] | 0 |  | 0
d> | 0 |  |  |  |  | ICOST |  |  |  | mu_A | ITEM | [5 empty] | 0 |  | 0
SB
| 0 |  | PAGE: |  | 0 | [5 empty] | PAGE | [5 empty] | 0 |  | 0
| Discy: |  |  |  | PAGE SELL | [11 empty] | PAGE MAT |  | PAGE LAB
TB
t
CHILLERS - NEW INSTALLATION
TB
t
Take delivery at site inside Car Park of Trane chillers procured by client, hoist into place, install and set to work all systems listed below and as described in the specifications.
TB
t
CHILLERS - HOTEL
|  |  |  | Sell Rate | Sell Total |  |  |  |  | IB | [6 empty] | Installation for flow switch | [10 empty] | U_M_Sell | T_M_Sell | U_L_Sell | T_L_Sell | Total_Sell |  | T_M_Cost | T_L_Phr | Mat/Lab=1
3 | No. |  | Item: 1 | 777.51 | 2332.53 | ISELL |  |  |  |  | ITEM |  |  |  |  | READY | Connecting up of chiller included in electrical BOQ |  | mu :1.35 | [8 empty] | 384.55 | 1153.65 | 392.96 | 1178.88 | 2332.53 |  | 854.57 | 31.8 | 2659.11
Install only Screw type reversible chillers ref. C-1, C-2 and C-3 inclusive of flexible bellows, AVM's, flow switches, controls, etc. as specified.
|  |  |  | 0.01 | Discrepancy
|  |  | Electrical | 2332.52 | 2332.52 |  |  |  |  | mu_A | SUBI
| >>> mu_A material here >>> |  | Flow switch installation | [13 empty] | 0 |  | 0
6 | m |  | Conduit Galv. FLEX 20mm |  |  | COGV_010 | 690 | BAR | 20mm |  |  |  |  | 1 | 1994-12-01 | 1.86 | 11.16 | 0.2 | 1.2
12 | m |  | Conduit BRASS ADAP.FLEX 20mm |  |  | COGV_006 | 690 | BAR | 20mm |  |  |  |  | 1 | 1994-12-01 | 0.98 | 11.76 |  | 0
30 | m |  | Conduit Galv. 20mm RATE |  |  | COGV_011 | 690 | BAR | 20mm |  |  |  |  | 1 | 1994-12-01 | 3.66 | 109.8 | 0.2 | 6
150 | m |  | Indoor Screened 3c Cable 0.75sqmm |  | Batt Cables | CASP_083 | 617 | Lappkabel | 0034703 UNITRONIC LiYCY |  |  |  |  | 2 | 2005-03-22 | 1.4525 | 217.875 | 0.03 | 4.5
3 | No |  | Labour to connect Mech Equip (FIX 3) |  | Flow switch | LABO_009 | 900 | MISC | [5 empty] | 1 |  |  | 0 | 0.25 | 0.75
| >>> mu_A material here >>> |  | Pump Chiller interlocks | [13 empty] | 0 |  | 0
6 | m |  | Conduit Galv. FLEX 20mm |  |  | COGV_010 | 690 | BAR | 20mm |  |  |  |  | 1 | 1994-12-01 | 1.86 | 11.16 | 0.2 | 1.2
12 | m |  | Conduit BRASS ADAP.FLEX 20mm |  |  | COGV_006 | 690 | BAR | 20mm |  |  |  |  | 1 | 1994-12-01 | 0.98 | 11.76 |  | 0
60 | m |  | Conduit Galv. 20mm RATE |  |  | COGV_011 | 690 | BAR | 20mm |  |  |  |  | 1 | 1994-12-01 | 3.66 | 219.6 | 0.2 | 12
180 | m |  | Indoor Screened 3c Cable 0.75sqmm |  | Batt Cables | CASP_083 | 617 | Lappkabel | 0034703 UNITRONIC LiYCY |  |  |  |  | 2 | 2005-03-22 | 1.4525 | 261.45 | 0.03 | 5.4
3 | No |  | Labour to connect Mech Equip (FIX 3) |  |  | LABO_009 | 900 | MISC | [5 empty] | 1 |  |  | 0 | 0.25 | 0.75
Connecting up of chiller included in electrical BOQ
[17 empty] | 0 |  | 0
d> | 0 | [8 empty] | mu_A | SUBI | [5 empty] | 854.565 |  | 31.8 | [8 empty] | 1153.66
|  |  | Technician | 0 | 0 |  |  |  |  | mu_B | SUBI
| >>> mu_B material here >>> | [15 empty] | 0 |  | 0
[17 empty] | 0 |  | 0
[17 empty] | 0 |  | 0
d> | 0 | [8 empty] | mu_B | SUBI | [5 empty] | 0 |  | 0 | [8 empty] | 0
|  |  | Engineer (Man Hours) | 0 | 0.01 |  |  |  |  | mu_C | SUBI
| >>> mu_C material here >>> | [15 empty] | 0 |  | 0
[17 empty] | 0 |  | 0
[17 empty] | 0 |  | 0
d> | 0 | [8 empty] | mu_C | SUBI | [5 empty] | 0 |  | 0 | [8 empty] | 0
[6 empty] | ICOST |  |  |  |  | ITEM | [5 empty] | 854.565 |  | 31.8
TB
|  | t | Item: 5.0
Energy Meter with M-Bus output
|  |  |  | Sell Rate | Sell Total |  |  |  |  | IB | [17 empty] | U_M_Sell | T_M_Sell | U_L_Sell | T_L_Sell | Total_Sell |  | T_M_Cost | T_L_Phr | Mat/Lab=1
3 | No. |  | Item: 5.0a. | 3991.72 | 11975.16 | ISELL |  |  |  |  | ITEM |  |  |  |  | READY | Supply of meter complete with wiring to hydronic controller |  | mu :1.35 | [8 empty] | 3946.2 | 11838.6 | 45.52 | 136.56 | 11975.16 |  | 8769.33 | 3 | 26316.99
|  |  | DN150 | [6 empty] | n
|  |  |  | 0 | Discrepancy
|  |  | Electrical | 0 | 0 |  |  |  |  | mu_A | SUBI |  |  |  |  | Wiring Included in BMS
|  | h | [E25_0465_IH_Retro_Elec4Mech_Est_Rev_A.xlsx]Elec_Rates!$D$97 |  |  | RATE_AAA
0 | 1 | 0 | 009# Energy Meter M-Bus |  | Local Rate | RTLO_001 | [9 empty] | 226.8 | 0 | 11.7 | 0
[17 empty] | 0 |  | 0
d> | 0 | [8 empty] | mu_A | SUBI | [5 empty] | 0 |  | 0 | [8 empty] | 0
|  |  | Technician | 11975.16 | 11975.16 |  |  |  |  | mu_B | SUBI
3 | No |  | BMS EQUIPMENT | Energy Meter | Raymond - 11.09.2025 | BMSE_001 | 512 | (__) | [5 empty] | 3 |  | 2923.11 | 8769.33 | 1 | 3
[17 empty] | 0 |  | 0
d> | 0 | [8 empty] | mu_B | SUBI | [5 empty] | 8769.33 |  | 3 | [8 empty] | 11838.6
[6 empty] | ICOST |  |  |  |  | ITEM | [5 empty] | 8769.33 |  | 3
TB
|  | t | Item: 6.0
Motorised Valve
|  |  |  | Sell Rate | Sell Total |  |  |  |  | IB | [17 empty] | U_M_Sell | T_M_Sell | U_L_Sell | T_L_Sell | Total_Sell |  | T_M_Cost | T_L_Phr | Mat/Lab=1
3 | No. |  | Item: 6.0a. | 1220.98 | 3662.94 | ISELL |  |  |  |  | ITEM |  |  |  |  | READY | Supply of valve complete with wiring to hydronic controller |  | mu :1.35 | [8 empty] | 1198.22 | 3594.66 | 22.76 | 68.28 | 3662.94 |  | 2662.71 | 1.5 | 7992.63
|  |  | DN150 | [6 empty] | n
|  |  |  | 0 | Discrepancy
|  |  | Electrical | 0 | 0 |  |  |  |  | mu_A | SUBI |  |  |  |  | Wiring Included in BMS
|  | h | [E25_0465_IH_Retro_Elec4Mech_Est_Rev_A.xlsx]Elec_Rates!$D$107 |  |  | RATE_AAA
0 | 1 | 0 | 010# Motorised valve |  | Local Rate | RTLO_002 | [9 empty] | 0 | 0 | 0 | 0
[17 empty] | 0 |  | 0
d> | 0 | [8 empty] | mu_A | SUBI | [5 empty] | 0 |  | 0 | [8 empty] | 0
|  |  | Technician | 3662.94 | 3662.94 |  |  |  |  | mu_B | SUBI
3 | No |  | BMS EQUIPMENT | Motorised Valve | Raymond - 11.09.2025 | BMSE_001 | 512 | (__) | [5 empty] | 3 |  | 887.57 | 2662.71 | 0.5 | 1.5
[17 empty] | 0 |  | 0
d> | 0 | [8 empty] | mu_B | SUBI | [5 empty] | 2662.71 |  | 1.5 | [8 empty] | 3594.66
[6 empty] | ICOST |  |  |  |  | ITEM | [5 empty] | 2662.71 |  | 1.5
TB
|  | t | Item: 9.0
3- way motorised valve modulating 0-10V
|  |  |  | Sell Rate | Sell Total |  |  |  |  | IB | [17 empty] | U_M_Sell | T_M_Sell | U_L_Sell | T_L_Sell | Total_Sell |  | T_M_Cost | T_L_Phr | Mat/Lab=1
6 | No. |  | Item: 9.0a. | 2368.98 | 14213.88 | ISELL |  |  |  |  | ITEM |  |  |  |  | READY |  |  | mu :1.35 | [8 empty] | 2346.22 | 14077.32 | 22.76 | 136.56 | 14213.88 |  | 10427.64 | 3 | 62583.84
|  |  | DN150 | [6 empty] | n
|  |  |  | 0 | Discrepancy
|  |  | Electrical | 0 | 0 |  |  |  |  | mu_A | SUBI |  |  |  |  | Wiring Included in BMS
|  | h | [E25_0465_IH_Retro_Elec4Mech_Est_Rev_A.xlsx]Elec_Rates!$D$107 |  |  | RATE_AAA
0 | 1 | 0 | 010# Motorised valve |  | Local Rate | RTLO_002 | [9 empty] | 0 | 0 | 0 | 0
[17 empty] | 0 |  | 0
d> | 0 | [8 empty] | mu_A | SUBI | [5 empty] | 0 |  | 0 | [8 empty] | 0
|  |  | Technician | 14213.88 | 14213.88 |  |  |  |  | mu_B | SUBI
6 | No |  | BMS EQUIPMENT | 3way Motorised Valve | Raymond - 11.09.2025 | BMSE_001 | 512 | (__) | [5 empty] | 3 |  | 1737.94 | 10427.64 | 0.5 | 3
[17 empty] | 0 |  | 0
d> | 0 | [8 empty] | mu_B | SUBI | [5 empty] | 10427.64 |  | 3 | [8 empty] | 14077.31
[6 empty] | ICOST |  |  |  |  | ITEM | [5 empty] | 10427.64 |  | 3
|  |  |  | Sell Rate | Sell Total |  |  |  |  | IB | [17 empty] | U_M_Sell | T_M_Sell | U_L_Sell | T_L_Sell | Total_Sell |  | T_M_Cost | T_L_Phr | Mat/Lab=1
3 | No |  | Item: 10.0 | 129.4 | 388.2 | ISELL |  |  |  | mu_B | ITEM |  |  |  |  | Wiring Included in BMS |  |  | mu: 1.4 | [8 empty] | 106.64 | 319.92 | 22.76 | 68.28 | 388.2 |  | 236.97 | 1.5 | 715.41
|  |  | Flow switch | [6 empty] | n
| >>> mu_A material here >>> |  | Flow switch installation | [13 empty] | 0 |  | 0
0 | m |  | Conduit Galv. FLEX 20mm |  |  | COGV_010 | 690 | BAR | 20mm |  |  |  |  | 1 | 1994-12-01 | 1.86 | 0 | 0.2 | 0
0 | m |  | Conduit BRASS ADAP.FLEX 20mm |  |  | COGV_006 | 690 | BAR | 20mm |  |  |  |  | 1 | 1994-12-01 | 0.98 | 0 |  | 0
0 | m |  | Conduit Galv. 20mm RATE |  |  | COGV_011 | 690 | BAR | 20mm |  |  |  |  | 1 | 1994-12-01 | 3.66 | 0 | 0.2 | 0
0 | m |  | Indoor Screened 3c Cable 0.75sqmm |  |  | CASP_083 | 617 | Lappkabel | 0034703 UNITRONIC LiYCY |  |  |  |  | 2 | 2005-03-22 | 1.4525 | 0 | 0.03 | 0
0 | No |  | Gland 20 A2 PVC |  |  | CAAC_027 | 620 | (__) | [5 empty] | 2 | 1997-01-01 | 0.35 | 0 |  | 0
0 | No |  | Cable Marker Wrap Around Type |  |  | CAAC_025 | 620 | (__) | [5 empty] | 2 |  | 0.2 | 0 |  | 0
0 | No |  | Junction box |  |  | CPAN_259 | 570 | (__) | [5 empty] | 2 | 2005-04-01 | 5 | 0 | 0.17 | 0
3 | No |  | BMS EQUIPMENT | Flow Switch | Raymond - 11.09.2025 | BMSE_001 | 512 | (__) | [5 empty] | 3 |  | 78.99 | 236.97 | 0.5 | 1.5
[17 empty] | 0 |  | 0
d> | 0 |  |  |  |  | ICOST |  |  |  | mu_B | ITEM | [5 empty] | 236.97 |  | 1.5
|  |  |  | Sell Rate | Sell Total |  |  |  |  | IB | [17 empty] | U_M_Sell | T_M_Sell | U_L_Sell | T_L_Sell | Total_Sell |  | T_M_Cost | T_L_Phr | Mat/Lab=1
6 | No |  | Item: 10.0 | 22.76 | 136.56 | ISELL |  |  |  | mu_B | ITEM |  |  |  |  | Wiring Included in BMS |  |  | mu: 1.66 | [8 empty] | 0 | 0 | 22.76 | 136.56 | 136.56 |  | 0 | 3 | 18
|  |  | Install only temperature sensors (free issued by Trane) | [6 empty] | n
| >>> mu_A material here >>> |  | Temperature sensor installation only | [13 empty] | 0 |  | 0
0 | m |  | Conduit Galv. FLEX 20mm |  |  | COGV_010 | 690 | BAR | 20mm |  |  |  |  | 1 | 1994-12-01 | 1.86 | 0 | 0.2 | 0 | 0
0 | m |  | Conduit BRASS ADAP.FLEX 20mm |  |  | COGV_006 | 690 | BAR | 20mm |  |  |  |  | 1 | 1994-12-01 | 0.98 | 0 |  | 0 | 0
0 | m |  | Conduit Galv. 20mm RATE |  |  | COGV_011 | 690 | BAR | 20mm |  |  |  |  | 1 | 1994-12-01 | 3.66 | 0 | 0.2 | 0 | 0
0 | m |  | Indoor Screened 3c Cable 0.75sqmm |  |  | CASP_083 | 617 | Lappkabel | 0034703 UNITRONIC LiYCY |  |  |  |  | 2 | 2005-03-22 | 1.4525 | 0 | 0.03 | 0 | 0
0 | No |  | Gland 20 A2 PVC |  |  | CAAC_027 | 620 | (__) | [5 empty] | 2 | 1997-01-01 | 0.35 | 0 |  | 0 | 0
0 | No |  | Cable Marker Wrap Around Type |  |  | CAAC_025 | 620 | (__) | [5 empty] | 2 |  | 0.2 | 0 |  | 0 | 0
0 | No |  | Junction box |  |  | CPAN_259 | 570 | (__) | [5 empty] | 2 | 2005-04-01 | 5 | 0 | 0.17 | 0 | 0
6 | No |  | BMS EQUIPMENT | Temperature Sensor - Install only |  | BMSE_001 | 512 | (__) | [5 empty] | 3 |  |  | 0 | 0.5 | 3
[17 empty] | 0 |  | 0
d> | 0 |  |  |  |  | ICOST |  |  |  | mu_B | ITEM | [5 empty] | 0 |  | 3
TB
|  | t | Item: 15.0
Chilled water circulating pumps, complete with anti-vibration mountings, differential pressure switch connected to BMS, and pipe flexible connections, etc. as specified.
|  |  |  | Sell Rate | Sell Total |  |  |  |  | IB | [17 empty] | U_M_Sell | T_M_Sell | U_L_Sell | T_L_Sell | Total_Sell |  | T_M_Cost | T_L_Phr | Mat/Lab=1
1 | No. |  | Item: a. | 76.62 | 76.62 | ISELL |  |  |  |  | ITEM |  |  |  |  | READY | Connect pump to existing power supply - cable not extended |  | mu :1.35 | [8 empty] | 18.79 | 18.79 | 57.83 | 57.83 | 76.62 |  | 13.92 | 1.56 | 15.48
|  |  | a. P-201 | [6 empty] | n
|  |  |  | 0 | Discrepancy
|  |  | Electrical | 76.62 | 76.62 |  |  |  |  | mu_A | SUBI
|  | h | [E25_0465_IH_Retro_Elec4Mech_Est_Rev_A.xlsx]Elec_Rates!$D$28 |  |  | RATE_AAA
1 | 1 | 1 | 002# Connecting up of 7.5 kW 400Volt motor (Standard) |  | Local Rate | RTLO_001 | [9 empty] | 13.92 | 13.92 | 1.56 | 1.56
[17 empty] | 0 |  | 0
d> | 0 | [8 empty] | mu_A | SUBI | [5 empty] | 13.92 |  | 1.56 | [8 empty] | 18.79
|  |  | Technician | 0 | 0 |  |  |  |  | mu_B | SUBI
| >>> mu_B material here >>> | [15 empty] | 0 |  | 0
[17 empty] | 0 |  | 0
[17 empty] | 0 |  | 0
d> | 0 | [8 empty] | mu_B | SUBI | [5 empty] | 0 |  | 0 | [8 empty] | 0
|  |  | Engineer (Man Hours) | 0 | 0 |  |  |  |  | mu_C | SUBI
| >>> mu_C material here >>> | [15 empty] | 0 |  | 0
[17 empty] | 0 |  | 0
[17 empty] | 0 |  | 0
d> | 0 | [8 empty] | mu_C | SUBI | [5 empty] | 0 |  | 0 | [8 empty] | 0
[6 empty] | ICOST |  |  |  |  | ITEM | [5 empty] | 13.92 |  | 1.56
|  |  |  | Sell Rate | Sell Total |  |  |  |  | IB | [17 empty] | U_M_Sell | T_M_Sell | U_L_Sell | T_L_Sell | Total_Sell |  | T_M_Cost | T_L_Phr | Mat/Lab=1
1 | No. |  | Item: b. | 76.62 | 76.62 | ISELL |  |  |  |  | ITEM |  |  |  |  | READY | Connect pump to existing power supply - cable not extended |  | mu :1.35 | [8 empty] | 18.79 | 18.79 | 57.83 | 57.83 | 76.62 |  | 13.92 | 1.56 | 15.48
|  |  | b. P-202 | [6 empty] | n
|  |  |  | 0 | Discrepancy
|  |  | Electrical | 76.62 | 76.62 |  |  |  |  | mu_A | SUBI
|  | h | [E25_0465_IH_Retro_Elec4Mech_Est_Rev_A.xlsx]Elec_Rates!$D$28 |  |  | RATE_AAA
1 | 1 | 1 | 002# Connecting up of 7.5 kW 400Volt motor (Standard) |  | Local Rate | RTLO_001 | [9 empty] | 13.92 | 13.92 | 1.56 | 1.56
[17 empty] | 0 |  | 0
d> | 0 | [8 empty] | mu_A | SUBI | [5 empty] | 13.92 |  | 1.56 | [8 empty] | 18.79
|  |  | Technician | 0 | 0 |  |  |  |  | mu_B | SUBI
| >>> mu_B material here >>> | [15 empty] | 0 |  | 0
[17 empty] | 0 |  | 0
[17 empty] | 0 |  | 0
d> | 0 | [8 empty] | mu_B | SUBI | [5 empty] | 0 |  | 0 | [8 empty] | 0
|  |  | Engineer (Man Hours) | 0 | 0 |  |  |  |  | mu_C | SUBI
| >>> mu_C material here >>> | [15 empty] | 0 |  | 0
[17 empty] | 0 |  | 0
[17 empty] | 0 |  | 0
d> | 0 | [8 empty] | mu_C | SUBI | [5 empty] | 0 |  | 0 | [8 empty] | 0
[6 empty] | ICOST |  |  |  |  | ITEM | [5 empty] | 13.92 |  | 1.56
|  |  |  | Sell Rate | Sell Total |  |  |  |  | IB | [17 empty] | U_M_Sell | T_M_Sell | U_L_Sell | T_L_Sell | Total_Sell |  | T_M_Cost | T_L_Phr | Mat/Lab=1
1 | No. |  | Item: c. | 76.62 | 76.62 | ISELL |  |  |  |  | ITEM |  |  |  |  | READY | Connect pump to existing power supply - cable not extended |  | mu :1.35 | [8 empty] | 18.79 | 18.79 | 57.83 | 57.83 | 76.62 |  | 13.92 | 1.56 | 15.48
|  |  | c. P-203 | [6 empty] | n
|  |  |  | 0 | Discrepancy
|  |  | Electrical | 76.62 | 76.62 |  |  |  |  | mu_A | SUBI
|  | h | [E25_0465_IH_Retro_Elec4Mech_Est_Rev_A.xlsx]Elec_Rates!$D$28 |  |  | RATE_AAA
1 | 1 | 1 | 002# Connecting up of 7.5 kW 400Volt motor (Standard) |  | Local Rate | RTLO_001 | [9 empty] | 13.92 | 13.92 | 1.56 | 1.56
[17 empty] | 0 |  | 0
d> | 0 | [8 empty] | mu_A | SUBI | [5 empty] | 13.92 |  | 1.56 | [8 empty] | 18.79
|  |  | Technician | 0 | 0 |  |  |  |  | mu_B | SUBI
| >>> mu_B material here >>> | [15 empty] | 0 |  | 0
[17 empty] | 0 |  | 0
[17 empty] | 0 |  | 0
d> | 0 | [8 empty] | mu_B | SUBI | [5 empty] | 0 |  | 0 | [8 empty] | 0
|  |  | Engineer (Man Hours) | 0 | 0 |  |  |  |  | mu_C | SUBI
| >>> mu_C material here >>> | [15 empty] | 0 |  | 0
[17 empty] | 0 |  | 0
[17 empty] | 0 |  | 0
d> | 0 | [8 empty] | mu_C | SUBI | [5 empty] | 0 |  | 0 | [8 empty] | 0
[6 empty] | ICOST |  |  |  |  | ITEM | [5 empty] | 13.92 |  | 1.56
TB
|  | t | Item: 27.0
Energy Meter with M-Bus output
|  |  |  | Sell Rate | Sell Total |  |  |  |  | IB | [17 empty] | U_M_Sell | T_M_Sell | U_L_Sell | T_L_Sell | Total_Sell |  | T_M_Cost | T_L_Phr | Mat/Lab=1
3 | No. |  | Item: a. | 4731.63 | 14194.89 | ISELL |  |  |  |  | ITEM |  |  |  |  | READY | Supply of meter complete with wiring to hydronic controller |  | mu :1.35 | [8 empty] | 4252.38 | 12757.14 | 479.25 | 1437.75 | 14194.89 |  | 9449.73 | 38.1 | 28463.49
|  |  | DN150 | [6 empty] | n
|  |  |  | 0 | Discrepancy
|  |  | Electrical | 2219.73 | 2219.73 |  |  |  |  | mu_A | SUBI
|  | h | [E25_0465_IH_Retro_Elec4Mech_Est_Rev_A.xlsx]Elec_Rates!$D$97 |  |  | RATE_AAA
3 | 1 | 3 | 009# Energy Meter M-Bus |  | Local Rate | RTLO_001 | [9 empty] | 226.8 | 680.4 | 11.7 | 35.1
[17 empty] | 0 |  | 0
d> | 0 | [8 empty] | mu_A | SUBI | [5 empty] | 680.4 |  | 35.1 | [8 empty] | 918.54
|  |  | Technician | 11975.16 | 11975.16 |  |  |  |  | mu_B | SUBI
3 | No |  | BMS EQUIPMENT | Energy Meter | Raymond - 11.09.2025 | BMSE_001 | 512 | (__) | [5 empty] | 3 |  | 2923.11 | 8769.33 | 1 | 3
[17 empty] | 0 |  | 0
[17 empty] | 0 |  | 0
d> | 0 | [8 empty] | mu_B | SUBI | [5 empty] | 8769.33 |  | 3 | [8 empty] | 11838.6
[6 empty] | ICOST |  |  |  |  | ITEM | [5 empty] | 9449.73 |  | 38.1
TB
|  | t | Item: 29.0
3- way motorised valve on/off
|  |  |  | Sell Rate | Sell Total |  |  |  |  | IB | [17 empty] | U_M_Sell | T_M_Sell | U_L_Sell | T_L_Sell | Total_Sell |  | T_M_Cost | T_L_Phr | Mat/Lab=1
6 | No. |  | Item: a. | 2368.98 | 14213.88 | ISELL |  |  |  |  | ITEM |  |  |  |  | Wiring Included in BMS |  |  | mu :1.35 | [8 empty] | 2346.22 | 14077.32 | 22.76 | 136.56 | 14213.88 |  | 10427.64 | 3 | 62583.84
|  |  | DN150 | [6 empty] | n
|  |  |  | 0 | Discrepancy
|  |  | Electrical | 0 | 0 |  |  |  |  | mu_A | SUBI
|  | h | [E25_0465_IH_Retro_Elec4Mech_Est_Rev_A.xlsx]Elec_Rates!$D$107 |  |  | RATE_AAA
0 | 1 | 0 | 010# Motorised valve |  | Local Rate | RTLO_002 | [9 empty] | 0 | 0 | 0 | 0
[17 empty] | 0 |  | 0
d> | 0 | [8 empty] | mu_A | SUBI | [5 empty] | 0 |  | 0 | [8 empty] | 0
|  |  | Technician | 14213.88 | 14213.88 |  |  |  |  | mu_B | SUBI
6 | No |  | BMS EQUIPMENT | Motorised Valve | Raymond - 11.09.2025 | BMSE_001 | 512 | (__) | [5 empty] | 3 |  | 1737.94 | 10427.64 | 0.5 | 3
[17 empty] | 0 |  | 0
[17 empty] | 0 |  | 0
d> | 0 | [8 empty] | mu_B | SUBI | [5 empty] | 10427.64 |  | 3 | [8 empty] | 14077.31
[6 empty] | ICOST |  |  |  |  | ITEM | [5 empty] | 10427.64 |  | 3
|  |  |  | Sell Rate | Sell Total |  |  |  |  | IB | [17 empty] | U_M_Sell | T_M_Sell | U_L_Sell | T_L_Sell | Total_Sell |  | T_M_Cost | T_L_Phr | Mat/Lab=1
3 | No |  | Item: 30.0 | 129.4 | 388.2 | ISELL |  |  |  | mu_B | ITEM |  |  |  |  | Wiring Included in BMS |  |  | mu: 1.4 | [8 empty] | 106.64 | 319.92 | 22.76 | 68.28 | 388.2 |  | 236.97 | 1.5 | 715.41
|  |  | Flow switch | [6 empty] | n
| >>> mu_A material here >>> |  | Flow switch installation | [13 empty] | 0 |  | 0
0 | m |  | Conduit Galv. FLEX 20mm |  |  | COGV_010 | 690 | BAR | 20mm |  |  |  |  | 1 | 1994-12-01 | 1.86 | 0 | 0.2 | 0
0 | m |  | Conduit BRASS ADAP.FLEX 20mm |  |  | COGV_006 | 690 | BAR | 20mm |  |  |  |  | 1 | 1994-12-01 | 0.98 | 0 |  | 0
0 | m |  | Conduit Galv. 20mm RATE |  |  | COGV_011 | 690 | BAR | 20mm |  |  |  |  | 1 | 1994-12-01 | 3.66 | 0 | 0.2 | 0
0 | m |  | Indoor Screened 3c Cable 0.75sqmm |  |  | CASP_083 | 617 | Lappkabel | 0034703 UNITRONIC LiYCY |  |  |  |  | 2 | 2005-03-22 | 1.4525 | 0 | 0.03 | 0
0 | No |  | Gland 20 A2 PVC |  |  | CAAC_027 | 620 | (__) | [5 empty] | 2 | 1997-01-01 | 0.35 | 0 |  | 0
0 | No |  | Cable Marker Wrap Around Type |  |  | CAAC_025 | 620 | (__) | [5 empty] | 2 |  | 0.2 | 0 |  | 0
0 | No |  | Junction box |  |  | CPAN_259 | 570 | (__) | [5 empty] | 2 | 2005-04-01 | 5 | 0 | 0.17 | 0
3 | No |  | BMS EQUIPMENT | Flow Switch | Raymond - 11.09.2025 | BMSE_001 | 512 | (__) | [5 empty] | 3 |  | 78.99 | 236.97 | 0.5 | 1.5
[17 empty] | 0 |  | 0
d> | 0 |  |  |  |  | ICOST |  |  |  | mu_B | ITEM | [5 empty] | 236.97 |  | 1.5
|  |  |  | Sell Rate | Sell Total |  |  |  |  | IB | [17 empty] | U_M_Sell | T_M_Sell | U_L_Sell | T_L_Sell | Total_Sell |  | T_M_Cost | T_L_Phr | Mat/Lab=1
6 | No |  | Item: 31.0 | 22.76 | 136.56 | ISELL |  |  |  | mu_B | ITEM |  |  |  |  | Wiring Included in BMS |  |  | mu: 1.66 | [8 empty] | 0 | 0 | 22.76 | 136.56 | 136.56 |  | 0 | 3 | 18
|  |  | Install only temperature sensors (free issued by Trane) | [6 empty] | n
| >>> mu_A material here >>> |  | Temperature sensor installation only | [13 empty] | 0 |  | 0
0 | m |  | Conduit Galv. FLEX 20mm |  |  | COGV_010 | 690 | BAR | 20mm |  |  |  |  | 1 | 1994-12-01 | 1.86 | 0 | 0.2 | 0
0 | m |  | Conduit BRASS ADAP.FLEX 20mm |  |  | COGV_006 | 690 | BAR | 20mm |  |  |  |  | 1 | 1994-12-01 | 0.98 | 0 |  | 0
0 | m |  | Conduit Galv. 20mm RATE |  |  | COGV_011 | 690 | BAR | 20mm |  |  |  |  | 1 | 1994-12-01 | 3.66 | 0 | 0.2 | 0
0 | m |  | Indoor Screened 3c Cable 0.75sqmm |  |  | CASP_083 | 617 | Lappkabel | 0034703 UNITRONIC LiYCY |  |  |  |  | 2 | 2005-03-22 | 1.4525 | 0 | 0.03 | 0
0 | No |  | Gland 20 A2 PVC |  |  | CAAC_027 | 620 | (__) | [5 empty] | 2 | 1997-01-01 | 0.35 | 0 |  | 0
0 | No |  | Cable Marker Wrap Around Type |  |  | CAAC_025 | 620 | (__) | [5 empty] | 2 |  | 0.2 | 0 |  | 0
0 | No |  | Junction box |  |  | CPAN_259 | 570 | (__) | [5 empty] | 2 | 2005-04-01 | 5 | 0 | 0.17 | 0
6 | No |  | BMS EQUIPMENT | Temperature Sensor - Install only |  | BMSE_001 | 512 | (__) | [5 empty] | 3 |  |  | 0 | 0.5 | 3
[17 empty] | 0 |  | 0
d> | 0 |  |  |  |  | ICOST |  |  |  | mu_B | ITEM | [5 empty] | 0 |  | 3
TB
|  | t | Item: 35.0
Heating water circulating pumps, complete with anti-vibration mountings, differential pressure switch connected to BMS, and pipe flexible connections, etc. as specified.
|  |  |  | Sell Rate | Sell Total |  |  |  |  | IB | [17 empty] | U_M_Sell | T_M_Sell | U_L_Sell | T_L_Sell | Total_Sell |  | T_M_Cost | T_L_Phr | Mat/Lab=1
1 | No. |  | Item: a. | 165.9 | 165.9 | ISELL |  |  |  |  | ITEM |  |  |  |  | READY | Connect pump to local isolator |  | mu :1.35 | [8 empty] | 69.15 | 69.15 | 96.75 | 96.75 | 165.9 |  | 51.22 | 2.61 | 53.83
|  |  | a. P-206 | [6 empty] | n
|  |  |  | 0 | Discrepancy
|  |  | Electrical | 165.9 | 165.9 |  |  |  |  | mu_A | SUBI
|  |  | Connecting up of power supply |  |  | CAMC_024 | 616 | CRO | 16mm2 |  |  |  |  | 2 | 2011-08-12 |  | 0 |  | 0
3 | m |  | Power Cable 5c 16 mm2 XLPE SWA-PVC |  | AJ Electric | CAMC_024 | 616 | CRO | 16mm2 |  |  |  |  | 2 | 2011-08-12 | 10.45 | 31.35 | 0.1 | 0.3
3 | No |  | Cable Tie 225mm |  |  | CONS_009 | 875 | (__) |  | 01-003 |  |  |  | 1 | 1994-12-01 | 0.05 | 0.15 |  | 0
2 | No |  | Gland Indoor 25 BWL 4*10/16mm2 |  |  | CAAC_043 | 620 | CMP | [5 empty] | 2 | 1997-01-01 | 7.66 | 15.32 | 0.4 | 0.8
2 | m |  | Cable Marker 8 digit c/w Carrier Strip |  |  | CAAC_091 | 620 | (__) | [5 empty] | 2 | 2004-06-10 | 1.5 | 3 | 0.08 | 0.16
10 | No |  | Cable Lug 16 mm2 |  |  | CAAC_009 | 620 | CTT | [5 empty] | 2 | 1994-12-01 | 0.14 | 1.4 | 0.06 | 0.6
1 | No |  | Labour to connect Mech Equip (FIX 3) |  | Pump | LABO_009 | 900 | MISC | [5 empty] | 1 |  |  | 0 | 0.5 | 0.5
1 | No |  | Labour to connect Mech Equip (FIX 3) |  | Differential pressure switch in on board inverter drive | LABO_009 | 900 | MISC | [5 empty] | 1 |  |  | 0 | 0.25 | 0.25
[17 empty] | 0 |  | 0
d> | 0 | [8 empty] | mu_A | SUBI | [5 empty] | 51.22 |  | 2.61 | [8 empty] | 69.15
|  |  | Technician | 0 | 0 |  |  |  |  | mu_B | SUBI
| >>> mu_B material here >>> | [15 empty] | 0 |  | 0
[17 empty] | 0 |  | 0
[17 empty] | 0 |  | 0
d> | 0 | [8 empty] | mu_B | SUBI | [5 empty] | 0 |  | 0 | [8 empty] | 0
|  |  | Engineer (Man Hours) | 0 | 0 |  |  |  |  | mu_C | SUBI
| >>> mu_C material here >>> | [15 empty] | 0 |  | 0
[17 empty] | 0 |  | 0
[17 empty] | 0 |  | 0
d> | 0 | [8 empty] | mu_C | SUBI | [5 empty] | 0 |  | 0 | [8 empty] | 0
[6 empty] | ICOST |  |  |  |  | ITEM | [5 empty] | 51.22 |  | 2.61
|  |  |  | Sell Rate | Sell Total |  |  |  |  | IB | [17 empty] | U_M_Sell | T_M_Sell | U_L_Sell | T_L_Sell | Total_Sell |  | T_M_Cost | T_L_Phr | Mat/Lab=1
1 | No. |  | Item: b. | 165.9 | 165.9 | ISELL |  |  |  |  | ITEM |  |  |  |  | READY | Connect pump to local isolator |  | mu :1.35 | [8 empty] | 69.15 | 69.15 | 96.75 | 96.75 | 165.9 |  | 51.22 | 2.61 | 53.83
|  |  | b. P-207 | [6 empty] | n
|  |  |  | 0 | Discrepancy
|  |  | Electrical | 165.9 | 165.9 |  |  |  |  | mu_A | SUBI
|  |  | Connecting up of power supply |  |  | CAMC_024 | 616 | CRO | 16mm2 |  |  |  |  | 2 | 2011-08-12 |  | 0 |  | 0
3 | m |  | Power Cable 5c 16 mm2 XLPE SWA-PVC |  | AJ Electric | CAMC_024 | 616 | CRO | 16mm2 |  |  |  |  | 2 | 2011-08-12 | 10.45 | 31.35 | 0.1 | 0.3
3 | No |  | Cable Tie 225mm |  |  | CONS_009 | 875 | (__) |  | 01-003 |  |  |  | 1 | 1994-12-01 | 0.05 | 0.15 |  | 0
2 | No |  | Gland Indoor 25 BWL 4*10/16mm2 |  |  | CAAC_043 | 620 | CMP | [5 empty] | 2 | 1997-01-01 | 7.66 | 15.32 | 0.4 | 0.8
2 | m |  | Cable Marker 8 digit c/w Carrier Strip |  |  | CAAC_091 | 620 | (__) | [5 empty] | 2 | 2004-06-10 | 1.5 | 3 | 0.08 | 0.16
10 | No |  | Cable Lug 16 mm2 |  |  | CAAC_009 | 620 | CTT | [5 empty] | 2 | 1994-12-01 | 0.14 | 1.4 | 0.06 | 0.6
1 | No |  | Labour to connect Mech Equip (FIX 3) |  | Pump | LABO_009 | 900 | MISC | [5 empty] | 1 |  |  | 0 | 0.5 | 0.5
1 | No |  | Labour to connect Mech Equip (FIX 3) |  | Differential pressure switch in on board inverter drive | LABO_009 | 900 | MISC | [5 empty] | 1 |  |  | 0 | 0.25 | 0.25
[17 empty] | 0 |  | 0
d> | 0 | [8 empty] | mu_A | SUBI | [5 empty] | 51.22 |  | 2.61 | [8 empty] | 69.15
|  |  | Technician | 0 | 0 |  |  |  |  | mu_B | SUBI
| >>> mu_B material here >>> | [15 empty] | 0 |  | 0
[17 empty] | 0 |  | 0
[17 empty] | 0 |  | 0
d> | 0 | [8 empty] | mu_B | SUBI | [5 empty] | 0 |  | 0 | [8 empty] | 0
|  |  | Engineer (Man Hours) | 0 | 0 |  |  |  |  | mu_C | SUBI
| >>> mu_C material here >>> | [15 empty] | 0 |  | 0
[17 empty] | 0 |  | 0
[17 empty] | 0 |  | 0
d> | 0 | [8 empty] | mu_C | SUBI | [5 empty] | 0 |  | 0 | [8 empty] | 0
[6 empty] | ICOST |  |  |  |  | ITEM | [5 empty] | 51.22 |  | 2.61
|  |  |  | Sell Rate | Sell Total |  |  |  |  | IB | [17 empty] | U_M_Sell | T_M_Sell | U_L_Sell | T_L_Sell | Total_Sell |  | T_M_Cost | T_L_Phr | Mat/Lab=1
1 | No. |  | Item: c. | 165.9 | 165.9 | ISELL |  |  |  |  | ITEM |  |  |  |  | READY | Connect pump to local isolator |  | mu :1.35 | [8 empty] | 69.15 | 69.15 | 96.75 | 96.75 | 165.9 |  | 51.22 | 2.61 | 53.83
|  |  | c. P-208 | [6 empty] | n
|  |  |  | 0 | Discrepancy
|  |  | Electrical | 165.9 | 165.9 |  |  |  |  | mu_A | SUBI
|  |  | Connecting up of power supply |  |  | CAMC_024 | 616 | CRO | 16mm2 |  |  |  |  | 2 | 2011-08-12 |  | 0 |  | 0
3 | m |  | Power Cable 5c 16 mm2 XLPE SWA-PVC |  | AJ Electric | CAMC_024 | 616 | CRO | 16mm2 |  |  |  |  | 2 | 2011-08-12 | 10.45 | 31.35 | 0.1 | 0.3
3 | No |  | Cable Tie 225mm |  |  | CONS_009 | 875 | (__) |  | 01-003 |  |  |  | 1 | 1994-12-01 | 0.05 | 0.15 |  | 0
2 | No |  | Gland Indoor 25 BWL 4*10/16mm2 |  |  | CAAC_043 | 620 | CMP | [5 empty] | 2 | 1997-01-01 | 7.66 | 15.32 | 0.4 | 0.8
2 | m |  | Cable Marker 8 digit c/w Carrier Strip |  |  | CAAC_091 | 620 | (__) | [5 empty] | 2 | 2004-06-10 | 1.5 | 3 | 0.08 | 0.16
10 | No |  | Cable Lug 16 mm2 |  |  | CAAC_009 | 620 | CTT | [5 empty] | 2 | 1994-12-01 | 0.14 | 1.4 | 0.06 | 0.6
1 | No |  | Labour to connect Mech Equip (FIX 3) |  | Pump | LABO_009 | 900 | MISC | [5 empty] | 1 |  |  | 0 | 0.5 | 0.5
1 | No |  | Labour to connect Mech Equip (FIX 3) |  | Differential pressure switch in on board inverter drive | LABO_009 | 900 | MISC | [5 empty] | 1 |  |  | 0 | 0.25 | 0.25
[17 empty] | 0 |  | 0
d> | 0 | [8 empty] | mu_A | SUBI | [5 empty] | 51.22 |  | 2.61 | [8 empty] | 69.15
|  |  | Technician | 0 | 0 |  |  |  |  | mu_B | SUBI
| >>> mu_B material here >>> | [15 empty] | 0 |  | 0
[17 empty] | 0 |  | 0
[17 empty] | 0 |  | 0
d> | 0 | [8 empty] | mu_B | SUBI | [5 empty] | 0 |  | 0 | [8 empty] | 0
|  |  | Engineer (Man Hours) | 0 | 0 |  |  |  |  | mu_C | SUBI
| >>> mu_C material here >>> | [15 empty] | 0 |  | 0
[17 empty] | 0 |  | 0
[17 empty] | 0 |  | 0
d> | 0 | [8 empty] | mu_C | SUBI | [5 empty] | 0 |  | 0 | [8 empty] | 0
[6 empty] | ICOST |  |  |  |  | ITEM | [5 empty] | 51.22 |  | 2.61
TB
|  | t | Item: 42.0
Install only temperature sensors (free issued by Trane)
|  |  |  | Sell Rate | Sell Total |  |  |  |  | IB | [17 empty] | U_M_Sell | T_M_Sell | U_L_Sell | T_L_Sell | Total_Sell |  | T_M_Cost | T_L_Phr | Mat/Lab=1
6 | No |  | Item: c | 22.76 | 136.56 | ISELL |  |  |  | mu_B | ITEM |  |  |  |  | Wiring Included in BMS |  |  | mu: 1.66 | [8 empty] | 0 | 0 | 22.76 | 136.56 | 136.56 |  | 0 | 3 | 18
|  |  | DN150 | [6 empty] | n
| >>> mu_A material here >>> |  | Temperature sensor installation only | [13 empty] | 0 |  | 0
0 | m |  | Conduit Galv. FLEX 20mm |  |  | COGV_010 | 690 | BAR | 20mm |  |  |  |  | 1 | 1994-12-01 | 1.86 | 0 | 0.2 | 0
0 | m |  | Conduit BRASS ADAP.FLEX 20mm |  |  | COGV_006 | 690 | BAR | 20mm |  |  |  |  | 1 | 1994-12-01 | 0.98 | 0 |  | 0
0 | m |  | Conduit Galv. 20mm RATE |  |  | COGV_011 | 690 | BAR | 20mm |  |  |  |  | 1 | 1994-12-01 | 3.66 | 0 | 0.2 | 0
0 | m |  | Indoor Screened 3c Cable 0.75sqmm |  |  | CASP_083 | 617 | Lappkabel | 0034703 UNITRONIC LiYCY |  |  |  |  | 2 | 2005-03-22 | 1.4525 | 0 | 0.03 | 0
0 | No |  | Gland 20 A2 PVC |  |  | CAAC_027 | 620 | (__) | [5 empty] | 2 | 1997-01-01 | 0.35 | 0 |  | 0
0 | No |  | Cable Marker Wrap Around Type |  |  | CAAC_025 | 620 | (__) | [5 empty] | 2 |  | 0.2 | 0 |  | 0
0 | No |  | Junction box |  |  | CPAN_259 | 570 | (__) | [5 empty] | 2 | 2005-04-01 | 5 | 0 | 0.17 | 0
6 | No |  | BMS EQUIPMENT | Temperature Sensor - Install only |  | BMSE_001 | 512 | (__) | [5 empty] | 3 |  |  | 0 | 0.5 | 3
[17 empty] | 0 |  | 0
d> | 0 |  |  |  |  | ICOST |  |  |  | mu_B | ITEM | [5 empty] | 0 |  | 3
t
Supply, deliver to site, install and set to work all systems listed below and as described in the specifications.
TB
t
CHILLERS - EDEN ARENA
|  |  |  | Sell Rate | Sell Total |  |  |  |  | IB | [6 empty] | Installation for flow switch | [10 empty] | U_M_Sell | T_M_Sell | U_L_Sell | T_L_Sell | Total_Sell |  | T_M_Cost | T_L_Phr | Mat/Lab=1
1 | No. |  | Item: 46.0 | 777.51 | 777.51 | ISELL |  |  |  |  | ITEM |  |  |  |  | READY | Connecting up of chiller included in electrical BOQ |  | mu :1.35 | [8 empty] | 384.55 | 384.55 | 392.96 | 392.96 | 777.51 |  | 284.86 | 10.6 | 295.46
Install only Screw type cooling only chiller ref. C-4 inclusive of flexible bellows, AVM's, flow switches, controls, etc. as specified.
|  |  |  | 0 | Discrepancy
|  |  | Electrical | 777.51 | 777.51 |  |  |  |  | mu_A | SUBI
| >>> mu_A material here >>> |  | Flow switch installation | [13 empty] | 0 |  | 0
2 | m |  | Conduit Galv. FLEX 20mm |  |  | COGV_010 | 690 | BAR | 20mm |  |  |  |  | 1 | 1994-12-01 | 1.86 | 3.72 | 0.2 | 0.4
4 | m |  | Conduit BRASS ADAP.FLEX 20mm |  |  | COGV_006 | 690 | BAR | 20mm |  |  |  |  | 1 | 1994-12-01 | 0.98 | 3.92 |  | 0
10 | m |  | Conduit Galv. 20mm RATE |  |  | COGV_011 | 690 | BAR | 20mm |  |  |  |  | 1 | 1994-12-01 | 3.66 | 36.6 | 0.2 | 2
50 | m |  | Indoor Screened 3c Cable 0.75sqmm |  |  | CASP_083 | 617 | Lappkabel | 0034703 UNITRONIC LiYCY |  |  |  |  | 2 | 2005-03-22 | 1.4525 | 72.625 | 0.03 | 1.5
1 | No |  | Labour to connect Mech Equip (FIX 3) |  |  | LABO_009 | 900 | MISC | [5 empty] | 1 |  |  | 0 | 0.25 | 0.25
| >>> mu_A material here >>> |  | Pump Chiller interlocks | [13 empty] | 0 |  | 0
2 | m |  | Conduit Galv. FLEX 20mm |  |  | COGV_010 | 690 | BAR | 20mm |  |  |  |  | 1 | 1994-12-01 | 1.86 | 3.72 | 0.2 | 0.4
4 | m |  | Conduit BRASS ADAP.FLEX 20mm |  |  | COGV_006 | 690 | BAR | 20mm |  |  |  |  | 1 | 1994-12-01 | 0.98 | 3.92 |  | 0
20 | m |  | Conduit Galv. 20mm RATE |  |  | COGV_011 | 690 | BAR | 20mm |  |  |  |  | 1 | 1994-12-01 | 3.66 | 73.2 | 0.2 | 4
60 | m |  | Indoor Screened 3c Cable 0.75sqmm |  |  | CASP_083 | 617 | Lappkabel | 0034703 UNITRONIC LiYCY |  |  |  |  | 2 | 2005-03-22 | 1.4525 | 87.15 | 0.03 | 1.8
1 | No |  | Labour to connect Mech Equip (FIX 3) |  |  | LABO_009 | 900 | MISC | [5 empty] | 1 |  |  | 0 | 0.25 | 0.25
Connecting up of chiller included in electrical BOQ
[17 empty] | 0 |  | 0
d> | 0 | [8 empty] | mu_A | SUBI | [5 empty] | 284.855 |  | 10.6 | [8 empty] | 384.55
|  |  | Technician | 0 | 0 |  |  |  |  | mu_B | SUBI
| >>> mu_B material here >>> | [15 empty] | 0 |  | 0
[17 empty] | 0 |  | 0
[17 empty] | 0 |  | 0
d> | 0 | [8 empty] | mu_B | SUBI | [5 empty] | 0 |  | 0 | [8 empty] | 0
|  |  | Engineer (Man Hours) | 0 | 0 |  |  |  |  | mu_C | SUBI
| >>> mu_C material here >>> | [15 empty] | 0 |  | 0
[17 empty] | 0 |  | 0
[17 empty] | 0 |  | 0
d> | 0 | [8 empty] | mu_C | SUBI | [5 empty] | 0 |  | 0 | [8 empty] | 0
[6 empty] | ICOST |  |  |  |  | ITEM | [5 empty] | 284.855 |  | 10.6
TB
|  | t | Item: 50.0
Energy Meter with M-Bus output
|  |  |  | Sell Rate | Sell Total |  |  |  |  | IB | [17 empty] | U_M_Sell | T_M_Sell | U_L_Sell | T_L_Sell | Total_Sell |  | T_M_Cost | T_L_Phr | Mat/Lab=1
1 | No. |  | Item: 50.0a. | 3991.72 | 3991.72 | ISELL |  |  |  |  | ITEM |  |  |  |  | READY | Wiring Included in BMS |  | mu :1.35 | [8 empty] | 3946.2 | 3946.2 | 45.52 | 45.52 | 3991.72 |  | 2923.11 | 1 | 2924.11
|  |  | DN150 | [6 empty] | n
|  |  |  | 0 | Discrepancy
|  |  | Electrical | 0 | 0 |  |  |  |  | mu_A | SUBI
|  | h | [E25_0465_IH_Retro_Elec4Mech_Est_Rev_A.xlsx]Elec_Rates!$D$97 |  |  | RATE_AAA
0 | 1 | 0 | 009# Energy Meter M-Bus |  | Local Rate | RTLO_001 | [9 empty] | 226.8 | 0 | 11.7 | 0
[17 empty] | 0 |  | 0
d> | 0 | [8 empty] | mu_A | SUBI | [5 empty] | 0 |  | 0 | [8 empty] | 0
|  |  | Technician | 3991.72 | 3991.72 |  |  |  |  | mu_B | SUBI
1 | No |  | BMS EQUIPMENT | Energy Meter | Raymond - 11.09.2025 | BMSE_001 | 512 | (__) | [5 empty] | 3 |  | 2923.11 | 2923.11 | 1 | 1
[17 empty] | 0 |  | 0
d> | 0 | [8 empty] | mu_B | SUBI | [5 empty] | 2923.11 |  | 1 | [8 empty] | 3946.2
[6 empty] | ICOST |  |  |  |  | ITEM | [5 empty] | 2923.11 |  | 1
TB
|  | t | Item: 56.0
Chilled water circulating pumps, complete with anti-vibration mountings, differential pressure switch connected to BMS, and pipe flexible connections, etc. as specified.
|  |  |  | Sell Rate | Sell Total |  |  |  |  | IB | [17 empty] | U_M_Sell | T_M_Sell | U_L_Sell | T_L_Sell | Total_Sell |  | T_M_Cost | T_L_Phr | Mat/Lab=1
1 | No. |  | Item: d. | 69.14 | 69.14 | ISELL |  |  |  |  | ITEM |  |  |  |  | READY | Connect pump to existing power supply - cable not extended |  | mu :1.35 | [8 empty] | 15.01 | 15.01 | 54.13 | 54.13 | 69.14 |  | 11.12 | 1.46 | 12.58
|  |  | d. P-204 | [6 empty] | n
|  |  |  | 0 | Discrepancy
|  |  | Electrical | 69.14 | 69.14 |  |  |  |  | mu_A | SUBI
|  | h | [E25_0465_IH_Retro_Elec4Mech_Est_Rev_A.xlsx]Elec_Rates!$D$19 |  |  | RATE_AAA
1 | 1 | 1 | 001# Connecting up of 3.0 kW 400Volt motor (Standard) |  | Local Rate | RTLO_002 | [9 empty] | 11.12 | 11.12 | 1.46 | 1.46
[17 empty] | 0 |  | 0
d> | 0 | [8 empty] | mu_A | SUBI | [5 empty] | 11.12 |  | 1.46 | [8 empty] | 15.01
|  |  | Technician | 0 | 0 |  |  |  |  | mu_B | SUBI
| >>> mu_B material here >>> | [15 empty] | 0 |  | 0
[17 empty] | 0 |  | 0
[17 empty] | 0 |  | 0
d> | 0 | [8 empty] | mu_B | SUBI | [5 empty] | 0 |  | 0 | [8 empty] | 0
|  |  | Engineer (Man Hours) | 0 | 0 |  |  |  |  | mu_C | SUBI
| >>> mu_C material here >>> | [15 empty] | 0 |  | 0
[17 empty] | 0 |  | 0
[17 empty] | 0 |  | 0
d> | 0 | [8 empty] | mu_C | SUBI | [5 empty] | 0 |  | 0 | [8 empty] | 0
[6 empty] | ICOST |  |  |  |  | ITEM | [5 empty] | 11.12 |  | 1.46
|  |  |  | Sell Rate | Sell Total |  |  |  |  | IB | [17 empty] | U_M_Sell | T_M_Sell | U_L_Sell | T_L_Sell | Total_Sell |  | T_M_Cost | T_L_Phr | Mat/Lab=1
1 | No. |  | Item: e. | 69.14 | 69.14 | ISELL |  |  |  |  | ITEM |  |  |  |  | READY | Connect pump to existing power supply - cable not extended |  | mu :1.35 | [8 empty] | 15.01 | 15.01 | 54.13 | 54.13 | 69.14 |  | 11.12 | 1.46 | 12.58
|  |  | e. P-205 | [6 empty] | n
|  |  |  | 0 | Discrepancy
|  |  | Electrical | 69.14 | 69.14 |  |  |  |  | mu_A | SUBI
|  | h | [E25_0465_IH_Retro_Elec4Mech_Est_Rev_A.xlsx]Elec_Rates!$D$19 |  |  | RATE_AAA
1 | 1 | 1 | 001# Connecting up of 3.0 kW 400Volt motor (Standard) |  | Local Rate | RTLO_002 | [9 empty] | 11.12 | 11.12 | 1.46 | 1.46
[17 empty] | 0 |  | 0
d> | 0 | [8 empty] | mu_A | SUBI | [5 empty] | 11.12 |  | 1.46 | [8 empty] | 15.01
|  |  | Technician | 0 | 0 |  |  |  |  | mu_B | SUBI
| >>> mu_B material here >>> | [15 empty] | 0 |  | 0
[17 empty] | 0 |  | 0
[17 empty] | 0 |  | 0
d> | 0 | [8 empty] | mu_B | SUBI | [5 empty] | 0 |  | 0 | [8 empty] | 0
|  |  | Engineer (Man Hours) | 0 | 0 |  |  |  |  | mu_C | SUBI
| >>> mu_C material here >>> | [15 empty] | 0 |  | 0
[17 empty] | 0 |  | 0
[17 empty] | 0 |  | 0
d> | 0 | [8 empty] | mu_C | SUBI | [5 empty] | 0 |  | 0 | [8 empty] | 0
[6 empty] | ICOST |  |  |  |  | ITEM | [5 empty] | 11.12 |  | 1.46
TB
|  | t | Item: 68.0
Condenser circulating pumps, complete with anti-vibration mountings, differential pressure switch connected to BMS, and pipe flexible connections, etc. as specified.
|  |  |  | Sell Rate | Sell Total |  |  |  |  | IB | [17 empty] | U_M_Sell | T_M_Sell | U_L_Sell | T_L_Sell | Total_Sell |  | T_M_Cost | T_L_Phr | Mat/Lab=1
1 | No. |  | Item: a. | 76.62 | 76.62 | ISELL |  |  |  |  | ITEM |  |  |  |  | READY | Connect pump to existing power supply - cable not extended |  | mu :1.35 | [8 empty] | 18.79 | 18.79 | 57.83 | 57.83 | 76.62 |  | 13.92 | 1.56 | 15.48
|  |  | d. P-104 | [6 empty] | n
|  |  |  | 0 | Discrepancy
|  |  | Electrical | 76.62 | 76.62 |  |  |  |  | mu_A | SUBI
|  | h | [E25_0465_IH_Retro_Elec4Mech_Est_Rev_A.xlsx]Elec_Rates!$D$28 |  |  | RATE_AAA
1 | 1 | 1 | 002# Connecting up of 7.5 kW 400Volt motor (Standard) |  | Local Rate | RTLO_002 | [9 empty] | 13.92 | 13.92 | 1.56 | 1.56
[17 empty] | 0 |  | 0
d> | 0 | [8 empty] | mu_A | SUBI | [5 empty] | 13.92 |  | 1.56 | [8 empty] | 18.79
|  |  | Technician | 0 | 0 |  |  |  |  | mu_B | SUBI
| >>> mu_B material here >>> | [15 empty] | 0 |  | 0
[17 empty] | 0 |  | 0
[17 empty] | 0 |  | 0
d> | 0 | [8 empty] | mu_B | SUBI | [5 empty] | 0 |  | 0 | [8 empty] | 0
|  |  | Engineer (Man Hours) | 0 | 0 |  |  |  |  | mu_C | SUBI
| >>> mu_C material here >>> | [15 empty] | 0 |  | 0
[17 empty] | 0 |  | 0
[17 empty] | 0 |  | 0
d> | 0 | [8 empty] | mu_C | SUBI | [5 empty] | 0 |  | 0 | [8 empty] | 0
[6 empty] | ICOST |  |  |  |  | ITEM | [5 empty] | 13.92 |  | 1.56
SB
| 223.9447 |  | PAGE: |  | 67491.05 | [5 empty] | PAGE | [5 empty] | 46505.1 |  | 120.99
| Discy: |  |  |  | PAGE SELL | [11 empty] | PAGE MAT |  | PAGE LAB
TB
|  | t | Item:
BOILERS DISMANTLING
TB
t
Dismantle and cart away all systems listed below and as described in the specifications.
TB
t
PLANTROOM (LEVEL 4)
TB
t
BOILERS
|  |  |  | Sell Rate | Sell Total |  |  |  |  | IB | [6 empty] | Disconnecting of 2No. boilers and dismantling of controls - cartigng away to be included by Mech Div | [10 empty] | U_M_Sell | T_M_Sell | U_L_Sell | T_L_Sell | Total_Sell |  | T_M_Cost | T_L_Phr | Mat/Lab=1
1 | LS |  | Item: 2 | 283.28 | 283.28 | ISELL |  |  |  |  | ITEM |  |  |  |  | READY |  |  | mu :1.35 | [8 empty] | 135 | 135 | 148.28 | 148.28 | 283.28 |  | 100 | 4 | 104
Allow for disconnection of all existing power, control and piping connections, draining down of existing boilers and making safe including dismantling and removal of existing piping from adjacent isolating valves. To include for adjustment and blanking off of chimney and disposal of boilers in accordance with all current legislation.
|  |  |  | 0 | Discrepancy
|  |  | Electrical | 283.28 | 283.28 |  |  |  |  | mu_A | SUBI
| >>> mu_A material here >>> | [15 empty] | 0 |  | 0
2 | LS |  | Dismantling |  |  | DISM_002 | 901 | MISC | [5 empty] | 1 | 2011-03-11 |  | 0 | 2 | 4
2 | No |  | Erection Material |  |  | EMAT_063 | 501 | (__) |  | 01-002 |  |  |  | 1 |  | 50 | 100 |  | 0
[17 empty] | 0 |  | 0
d> | 0 | [8 empty] | mu_A | SUBI | [5 empty] | 100 |  | 4 | [8 empty] | 135
|  |  | Technician | 0 | 0 |  |  |  |  | mu_B | SUBI
| >>> mu_B material here >>> | [15 empty] | 0 |  | 0
[17 empty] | 0 |  | 0
[17 empty] | 0 |  | 0
d> | 0 | [8 empty] | mu_B | SUBI | [5 empty] | 0 |  | 0 | [8 empty] | 0
[6 empty] | ICOST |  |  |  |  | ITEM | [5 empty] | 100 |  | 4
SB
| -0.004 |  | PAGE: |  | 283.28 | [5 empty] | PAGE | [5 empty] | 100 |  | 4
| Discy: |  |  |  | PAGE SELL | [11 empty] | PAGE MAT |  | PAGE LAB
TB
|  | t | Item: 5.0
Packaged pressurisation unit c/w expansion vessel & safety valve
|  |  |  | Sell Rate | Sell Total |  |  |  |  | IB | [17 empty] | U_M_Sell | T_M_Sell | U_L_Sell | T_L_Sell | Total_Sell |  | T_M_Cost | T_L_Phr | Mat/Lab=1
1 | No. |  | Item: a. | 62.88 | 62.88 | ISELL |  |  |  |  | ITEM |  |  |  |  | READY | Connecting up of pump to local isolator |  | mu :1.35 | [8 empty] | 16.54 | 16.54 | 46.34 | 46.34 | 62.88 |  | 12.25 | 1.25 | 13.5
|  |  | PU-HTW1 | [6 empty] | n
|  |  |  | 0 | Discrepancy
|  |  | Electrical | 62.88 | 62.88 |  |  |  |  | mu_A | SUBI
3 | m |  | Power Cable 3c 2.5 mm2 XLPE SWA-PVC |  |  | CAMC_058 | 616 | CRO | 2.5mm2 |  |  |  |  | 2 |  | 1.5 | 4.5 | 0.05 | 0.15
3 | No |  | Cable Tie 225mm |  |  | CONS_009 | 875 | (__) |  | 01-003 |  |  |  | 1 | 1994-12-01 | 0.05 | 0.15 |  | 0
2 | No |  | Gland Indoor 20/16 BWL 4*1.5/2.5mm2 |  |  | CAAC_041 | 620 | CMP | [5 empty] | 2 | 1997-01-01 | 3.8 | 7.6 | 0.3 | 0.6
1 | No |  | Labour to connect Mech Equip (FIX 3) |  | Pump | LABO_009 | 900 | MISC | [5 empty] | 1 |  |  | 0 | 0.5 | 0.5
[17 empty] | 0 |  | 0
d> | 0 | [8 empty] | mu_A | SUBI | [5 empty] | 12.25 |  | 1.25 | [8 empty] | 16.54
|  |  | Technician | 0 | 0 |  |  |  |  | mu_B | SUBI
| >>> mu_B material here >>> | [15 empty] | 0 |  | 0
[17 empty] | 0 |  | 0
[17 empty] | 0 |  | 0
d> | 0 | [8 empty] | mu_B | SUBI | [5 empty] | 0 |  | 0 | [8 empty] | 0
[6 empty] | ICOST |  |  |  |  | ITEM | [5 empty] | 12.25 |  | 1.25
|  |  |  | Sell Rate | Sell Total |  |  |  |  | IB | [17 empty] | U_M_Sell | T_M_Sell | U_L_Sell | T_L_Sell | Total_Sell |  | T_M_Cost | T_L_Phr | Mat/Lab=1
4 | No |  | Item: 14.0 | 22.76 | 91.04 | ISELL |  |  |  | mu_B | ITEM |  |  |  |  | Wiring Included in BMS |  |  | mu: 1.66 | [8 empty] | 0 | 0 | 22.76 | 91.04 | 91.04 |  | 0 | 2 | 8
|  |  | Install only temperature sensors (free issued by Trane) | [6 empty] | n
| >>> mu_A material here >>> |  | Temperature sensor installation only | [13 empty] | 0 |  | 0
0 | m |  | Conduit Galv. FLEX 20mm |  |  | COGV_010 | 690 | BAR | 20mm |  |  |  |  | 1 | 1994-12-01 | 1.86 | 0 | 0.2 | 0
0 | m |  | Conduit BRASS ADAP.FLEX 20mm |  |  | COGV_006 | 690 | BAR | 20mm |  |  |  |  | 1 | 1994-12-01 | 0.98 | 0 |  | 0
0 | m |  | Conduit Galv. 20mm RATE |  |  | COGV_011 | 690 | BAR | 20mm |  |  |  |  | 1 | 1994-12-01 | 3.66 | 0 | 0.2 | 0
0 | m |  | Indoor Screened 3c Cable 0.75sqmm |  |  | CASP_083 | 617 | Lappkabel | 0034703 UNITRONIC LiYCY |  |  |  |  | 2 | 2005-03-22 | 1.4525 | 0 | 0.03 | 0
0 | No |  | Gland 20 A2 PVC |  |  | CAAC_027 | 620 | (__) | [5 empty] | 2 | 1997-01-01 | 0.35 | 0 |  | 0
0 | No |  | Cable Marker Wrap Around Type |  |  | CAAC_025 | 620 | (__) | [5 empty] | 2 |  | 0.2 | 0 |  | 0
0 | No |  | Junction box |  |  | CPAN_259 | 570 | (__) | [5 empty] | 2 | 2005-04-01 | 5 | 0 | 0.17 | 0
4 | No |  | BMS EQUIPMENT | Temperature Sensor - Install only |  | BMSE_001 | 512 | (__) | [5 empty] | 3 |  |  | 0 | 0.5 | 2
[17 empty] | 0 |  | 0
d> | 0 |  |  |  |  | ICOST |  |  |  | mu_B | ITEM | [5 empty] | 0 |  | 2
TB
|  | t | Item: 16.0
Packaged pressurisation unit c/w expansion vessel & safety valve
|  |  |  | Sell Rate | Sell Total |  |  |  |  | IB | [17 empty] | U_M_Sell | T_M_Sell | U_L_Sell | T_L_Sell | Total_Sell |  | T_M_Cost | T_L_Phr | Mat/Lab=1
1 | No. |  | Item: a. | 62.88 | 62.88 | ISELL |  |  |  |  | ITEM |  |  |  |  | READY | Connecting up of pump to local isolator |  | mu :1.35 | [8 empty] | 16.54 | 16.54 | 46.34 | 46.34 | 62.88 |  | 12.25 | 1.25 | 13.5
|  |  | PU-HTW2 | [6 empty] | n
|  |  |  | 0 | Discrepancy
|  |  | Electrical | 62.88 | 62.88 |  |  |  |  | mu_A | SUBI
3 | m |  | Power Cable 3c 2.5 mm2 XLPE SWA-PVC |  |  | CAMC_058 | 616 | CRO | 2.5mm2 |  |  |  |  | 2 |  | 1.5 | 4.5 | 0.05 | 0.15
3 | No |  | Cable Tie 225mm |  |  | CONS_009 | 875 | (__) |  | 01-003 |  |  |  | 1 | 1994-12-01 | 0.05 | 0.15 |  | 0
2 | No |  | Gland Indoor 20/16 BWL 4*1.5/2.5mm2 |  |  | CAAC_041 | 620 | CMP | [5 empty] | 2 | 1997-01-01 | 3.8 | 7.6 | 0.3 | 0.6
1 | No |  | Labour to connect Mech Equip (FIX 3) |  | Pump | LABO_009 | 900 | MISC | [5 empty] | 1 |  |  | 0 | 0.5 | 0.5
[17 empty] | 0 |  | 0
d> | 0 | [8 empty] | mu_A | SUBI | [5 empty] | 12.25 |  | 1.25 | [8 empty] | 16.54
|  |  | Technician | 0 | 0 |  |  |  |  | mu_B | SUBI
| >>> mu_B material here >>> | [15 empty] | 0 |  | 0
[17 empty] | 0 |  | 0
[17 empty] | 0 |  | 0
d> | 0 | [8 empty] | mu_B | SUBI | [5 empty] | 0 |  | 0 | [8 empty] | 0
[6 empty] | ICOST |  |  |  |  | ITEM | [5 empty] | 12.25 |  | 1.25
TB
|  | t | Item: 21.0
Heating water circulating pumps, complete with anti-vibration mountings, differential pressure switch connected to BMS, and pipe flexible connections, etc. as specified.
|  |  |  | Sell Rate | Sell Total |  |  |  |  | IB | [17 empty] | U_M_Sell | T_M_Sell | U_L_Sell | T_L_Sell | Total_Sell |  | T_M_Cost | T_L_Phr | Mat/Lab=1
1 | No |  | Item: 21.0a | 152.91 | 152.91 | ISELL |  |  |  |  | ITEM | [7 empty] | mu :1.35 | [8 empty] | 57.27 | 57.27 | 95.64 | 95.64 | 152.91 |  | 42.42 | 2.58 | 45
|  |  | P-214 | [6 empty] | n
|  |  |  | 0 | Discrepancy
|  |  | Electrical | 152.91 | 152.91 |  |  |  |  | mu_A | SUBI
|  |  | Connecting up of power supply |  |  | CAMC_024 | 616 | CRO | 16mm2 |  |  |  |  | 2 | 2011-08-12 |  | 0 |  | 0
3 | m |  | Power Cable 5c 10 mm2 XLPE SWA-PVC |  | AJ Electric -AJQ38108 | CAMC_023 | 616 | CRO | 10mm2 |  |  |  |  | 2 | 2011-08-12 | 7.15 | 21.45 | 0.09 | 0.27
3 | No |  | Cable Tie 225mm |  |  | CONS_009 | 875 | (__) |  | 01-003 |  |  |  | 1 | 1994-12-01 | 0.05 | 0.15 |  | 0
2 | No |  | Gland Indoor 25 BWL 4*10/16mm2 |  |  | CAAC_043 | 620 | CMP | [5 empty] | 2 | 1997-01-01 | 7.66 | 15.32 | 0.4 | 0.8
2 | m |  | Cable Marker 8 digit c/w Carrier Strip |  |  | CAAC_091 | 620 | (__) | [5 empty] | 2 | 2004-06-10 | 1.5 | 3 | 0.08 | 0.16
10 | No |  | Cable Lug 10 mm2 |  |  | CAAC_008 | 620 | CTT | [5 empty] | 2 | 1994-12-01 | 0.25 | 2.5 | 0.06 | 0.6
1 | No |  | Labour to connect Mech Equip (FIX 3) |  | Pump | LABO_009 | 900 | MISC | [5 empty] | 1 |  |  | 0 | 0.5 | 0.5
1 | No |  | Labour to connect Mech Equip (FIX 3) |  | Differential pressure switch in on board inverter drive | LABO_009 | 900 | MISC | [5 empty] | 1 |  |  | 0 | 0.25 | 0.25
[17 empty] | 0 |  | 0
d> | 0 | [8 empty] | mu_A | SUBI | [5 empty] | 42.42 |  | 2.58 | [8 empty] | 57.27
|  |  | Technician | 0 | 0 |  |  |  |  | mu_B | SUBI
| >>> mu_B material here >>> | [15 empty] | 0 |  | 0
[17 empty] | 0 |  | 0
[17 empty] | 0 |  | 0
d> | 0 | [8 empty] | mu_B | SUBI | [5 empty] | 0 |  | 0 | [8 empty] | 0
[6 empty] | ICOST |  |  |  |  | ITEM | [5 empty] | 42.42 |  | 2.58
|  |  |  | Sell Rate | Sell Total |  |  |  |  | IB | [17 empty] | U_M_Sell | T_M_Sell | U_L_Sell | T_L_Sell | Total_Sell |  | T_M_Cost | T_L_Phr | Mat/Lab=1
1 | No |  | Item: 21.0b | 152.91 | 152.91 | ISELL |  |  |  |  | ITEM | [7 empty] | mu :1.35 | [8 empty] | 57.27 | 57.27 | 95.64 | 95.64 | 152.91 |  | 42.42 | 2.58 | 45
|  |  | P-215 | [6 empty] | n
|  |  |  | 0 | Discrepancy
|  |  | Electrical | 152.91 | 152.91 |  |  |  |  | mu_A | SUBI
|  |  | Connecting up of power supply |  |  | CAMC_024 | 616 | CRO | 16mm2 |  |  |  |  | 2 | 2011-08-12 |  | 0 |  | 0
3 | m |  | Power Cable 5c 10 mm2 XLPE SWA-PVC |  | AJ Electric -AJQ38108 | CAMC_023 | 616 | CRO | 10mm2 |  |  |  |  | 2 | 2011-08-12 | 7.15 | 21.45 | 0.09 | 0.27
3 | No |  | Cable Tie 225mm |  |  | CONS_009 | 875 | (__) |  | 01-003 |  |  |  | 1 | 1994-12-01 | 0.05 | 0.15 |  | 0
2 | No |  | Gland Indoor 25 BWL 4*10/16mm2 |  |  | CAAC_043 | 620 | CMP | [5 empty] | 2 | 1997-01-01 | 7.66 | 15.32 | 0.4 | 0.8
2 | m |  | Cable Marker 8 digit c/w Carrier Strip |  |  | CAAC_091 | 620 | (__) | [5 empty] | 2 | 2004-06-10 | 1.5 | 3 | 0.08 | 0.16
10 | No |  | Cable Lug 10 mm2 |  |  | CAAC_008 | 620 | CTT | [5 empty] | 2 | 1994-12-01 | 0.25 | 2.5 | 0.06 | 0.6
1 | No |  | Labour to connect Mech Equip (FIX 3) |  | Pump | LABO_009 | 900 | MISC | [5 empty] | 1 |  |  | 0 | 0.5 | 0.5
1 | No |  | Labour to connect Mech Equip (FIX 3) |  | Differential pressure switch in on board inverter drive | LABO_009 | 900 | MISC | [5 empty] | 1 |  |  | 0 | 0.25 | 0.25
[17 empty] | 0 |  | 0
d> | 0 | [8 empty] | mu_A | SUBI | [5 empty] | 42.42 |  | 2.58 | [8 empty] | 57.27
|  |  | Technician | 0 | 0 |  |  |  |  | mu_B | SUBI
| >>> mu_B material here >>> | [15 empty] | 0 |  | 0
[17 empty] | 0 |  | 0
[17 empty] | 0 |  | 0
d> | 0 | [8 empty] | mu_B | SUBI | [5 empty] | 0 |  | 0 | [8 empty] | 0
[6 empty] | ICOST |  |  |  |  | ITEM | [5 empty] | 42.42 |  | 2.58
|  |  |  | Sell Rate | Sell Total |  |  |  |  | IB | [17 empty] | U_M_Sell | T_M_Sell | U_L_Sell | T_L_Sell | Total_Sell |  | T_M_Cost | T_L_Phr | Mat/Lab=1
1 | No |  | Item: 21.0c | 152.91 | 152.91 | ISELL |  |  |  |  | ITEM | [7 empty] | mu :1.35 | [8 empty] | 57.27 | 57.27 | 95.64 | 95.64 | 152.91 |  | 42.42 | 2.58 | 45
|  |  | P-216 | [6 empty] | n
|  |  |  | 0 | Discrepancy
|  |  | Electrical | 152.91 | 152.91 |  |  |  |  | mu_A | SUBI
|  |  | Connecting up of power supply |  |  | CAMC_024 | 616 | CRO | 16mm2 |  |  |  |  | 2 | 2011-08-12 |  | 0 |  | 0
3 | m |  | Power Cable 5c 10 mm2 XLPE SWA-PVC |  | AJ Electric -AJQ38108 | CAMC_023 | 616 | CRO | 10mm2 |  |  |  |  | 2 | 2011-08-12 | 7.15 | 21.45 | 0.09 | 0.27
3 | No |  | Cable Tie 225mm |  |  | CONS_009 | 875 | (__) |  | 01-003 |  |  |  | 1 | 1994-12-01 | 0.05 | 0.15 |  | 0
2 | No |  | Gland Indoor 25 BWL 4*10/16mm2 |  |  | CAAC_043 | 620 | CMP | [5 empty] | 2 | 1997-01-01 | 7.66 | 15.32 | 0.4 | 0.8
2 | m |  | Cable Marker 8 digit c/w Carrier Strip |  |  | CAAC_091 | 620 | (__) | [5 empty] | 2 | 2004-06-10 | 1.5 | 3 | 0.08 | 0.16
10 | No |  | Cable Lug 10 mm2 |  |  | CAAC_008 | 620 | CTT | [5 empty] | 2 | 1994-12-01 | 0.25 | 2.5 | 0.06 | 0.6
1 | No |  | Labour to connect Mech Equip (FIX 3) |  | Pump | LABO_009 | 900 | MISC | [5 empty] | 1 |  |  | 0 | 0.5 | 0.5
1 | No |  | Labour to connect Mech Equip (FIX 3) |  | Differential pressure switch in on board inverter drive | LABO_009 | 900 | MISC | [5 empty] | 1 |  |  | 0 | 0.25 | 0.25
[17 empty] | 0 |  | 0
d> | 0 | [8 empty] | mu_A | SUBI | [5 empty] | 42.42 |  | 2.58 | [8 empty] | 57.27
|  |  | Technician | 0 | 0 |  |  |  |  | mu_B | SUBI
| >>> mu_B material here >>> | [15 empty] | 0 |  | 0
[17 empty] | 0 |  | 0
[17 empty] | 0 |  | 0
d> | 0 | [8 empty] | mu_B | SUBI | [5 empty] | 0 |  | 0 | [8 empty] | 0
[6 empty] | ICOST |  |  |  |  | ITEM | [5 empty] | 42.42 |  | 2.58
TB
|  | t | Item:
PLANTROOM (LEVEL 2)
HIGH TEMPERATURE HEAT PUMPS
TB
|  | t | Item:
Take delivery at site inside Car Park of Trane HTHP's procured by client, hoist into place, install and set to work all systems listed below and as described in the specifications.
|  |  |  | Sell Rate | Sell Total |  |  |  |  | IB | [6 empty] | Power cables and connecting up of | [10 empty] | U_M_Sell | T_M_Sell | U_L_Sell | T_L_Sell | Total_Sell |  | T_M_Cost | T_L_Phr | Mat/Lab=1
3 | No |  | Item: 28.0 | 777.51 | 2332.53 | ISELL |  |  |  |  | ITEM | [5 empty] | power supply in electrical BOQ |  | mu :1.35 | [8 empty] | 384.55 | 1153.65 | 392.96 | 1178.88 | 2332.53 |  | 854.57 | 31.8 | 2659.11
|  |  | Install only HTHP's ref. HTHP-1, HTHP-2 and HTHP-3 inclusive of flexible bellows, AVM's, flow switches, controls, etc. as specified. | [6 empty] | n
|  |  |  | 0.01 | Discrepancy
|  |  | Electrical | 2332.52 | 2332.52 |  |  |  |  | mu_A | SUBI
| >>> mu_A material here >>> |  | Flow switch installation | [13 empty] | 0 |  | 0
6 | m |  | Conduit Galv. FLEX 20mm |  |  | COGV_010 | 690 | BAR | 20mm |  |  |  |  | 1 | 1994-12-01 | 1.86 | 11.16 | 0.2 | 1.2
12 | m |  | Conduit BRASS ADAP.FLEX 20mm |  |  | COGV_006 | 690 | BAR | 20mm |  |  |  |  | 1 | 1994-12-01 | 0.98 | 11.76 |  | 0
30 | m |  | Conduit Galv. 20mm RATE |  |  | COGV_011 | 690 | BAR | 20mm |  |  |  |  | 1 | 1994-12-01 | 3.66 | 109.8 | 0.2 | 6
150 | m |  | Indoor Screened 3c Cable 0.75sqmm |  | Batt Cables | CASP_083 | 617 | Lappkabel | 0034703 UNITRONIC LiYCY |  |  |  |  | 2 | 2005-03-22 | 1.4525 | 217.875 | 0.03 | 4.5
3 | No |  | Labour to connect Mech Equip (FIX 3) |  | Flow switch | LABO_009 | 900 | MISC | [5 empty] | 1 |  |  | 0 | 0.25 | 0.75
| >>> mu_A material here >>> |  | Pump Chiller interlocks | [13 empty] | 0 |  | 0
6 | m |  | Conduit Galv. FLEX 20mm |  |  | COGV_010 | 690 | BAR | 20mm |  |  |  |  | 1 | 1994-12-01 | 1.86 | 11.16 | 0.2 | 1.2
12 | m |  | Conduit BRASS ADAP.FLEX 20mm |  |  | COGV_006 | 690 | BAR | 20mm |  |  |  |  | 1 | 1994-12-01 | 0.98 | 11.76 |  | 0
60 | m |  | Conduit Galv. 20mm RATE |  |  | COGV_011 | 690 | BAR | 20mm |  |  |  |  | 1 | 1994-12-01 | 3.66 | 219.6 | 0.2 | 12
180 | m |  | Indoor Screened 3c Cable 0.75sqmm |  | Batt Cables | CASP_083 | 617 | Lappkabel | 0034703 UNITRONIC LiYCY |  |  |  |  | 2 | 2005-03-22 | 1.4525 | 261.45 | 0.03 | 5.4
3 | No |  | Labour to connect Mech Equip (FIX 3) |  |  | LABO_009 | 900 | MISC | [5 empty] | 1 |  |  | 0 | 0.25 | 0.75
Connecting up of heat pump included in electrical BOQ
[17 empty] | 0 |  | 0
d> | 0 | [8 empty] | mu_A | SUBI | [5 empty] | 854.565 |  | 31.8 | [8 empty] | 1153.66
|  |  | Technician | 0 | 0.01 |  |  |  |  | mu_B | SUBI
| >>> mu_B material here >>> | [15 empty] | 0 |  | 0
[17 empty] | 0 |  | 0
[17 empty] | 0 |  | 0
d> | 0 | [8 empty] | mu_B | SUBI | [5 empty] | 0 |  | 0 | [8 empty] | 0
[6 empty] | ICOST |  |  |  |  | ITEM | [5 empty] | 854.565 |  | 31.8
TB
|  | t | Item: 32.0
Heating water circulating pumps, complete with anti-vibration mountings, differential pressure switch connected to BMS, and pipe flexible connections, etc. as specified.
|  |  |  | Sell Rate | Sell Total |  |  |  |  | IB | [17 empty] | U_M_Sell | T_M_Sell | U_L_Sell | T_L_Sell | Total_Sell |  | T_M_Cost | T_L_Phr | Mat/Lab=1
1 | No |  | Item: 32.0a | 152.91 | 152.91 | ISELL |  |  |  |  | ITEM | [7 empty] | mu :1.35 | [8 empty] | 57.27 | 57.27 | 95.64 | 95.64 | 152.91 |  | 42.42 | 2.58 | 45
|  |  | P-211 | [6 empty] | n
|  |  |  | 0 | Discrepancy
|  |  | Electrical | 152.91 | 152.91 |  |  |  |  | mu_A | SUBI
|  |  | Connecting up of power supply |  |  | CAMC_024 | 616 | CRO | 16mm2 |  |  |  |  | 2 | 2011-08-12 |  | 0 |  | 0
3 | m |  | Power Cable 5c 10 mm2 XLPE SWA-PVC |  | AJ Electric -AJQ38108 | CAMC_023 | 616 | CRO | 10mm2 |  |  |  |  | 2 | 2011-08-12 | 7.15 | 21.45 | 0.09 | 0.27
3 | No |  | Cable Tie 225mm |  |  | CONS_009 | 875 | (__) |  | 01-003 |  |  |  | 1 | 1994-12-01 | 0.05 | 0.15 |  | 0
2 | No |  | Gland Indoor 25 BWL 4*10/16mm2 |  |  | CAAC_043 | 620 | CMP | [5 empty] | 2 | 1997-01-01 | 7.66 | 15.32 | 0.4 | 0.8
2 | m |  | Cable Marker 8 digit c/w Carrier Strip |  |  | CAAC_091 | 620 | (__) | [5 empty] | 2 | 2004-06-10 | 1.5 | 3 | 0.08 | 0.16
10 | No |  | Cable Lug 10 mm2 |  |  | CAAC_008 | 620 | CTT | [5 empty] | 2 | 1994-12-01 | 0.25 | 2.5 | 0.06 | 0.6
1 | No |  | Labour to connect Mech Equip (FIX 3) |  | Pump | LABO_009 | 900 | MISC | [5 empty] | 1 |  |  | 0 | 0.5 | 0.5
1 | No |  | Labour to connect Mech Equip (FIX 3) |  | Differential pressure switch in on board inverter drive | LABO_009 | 900 | MISC | [5 empty] | 1 |  |  | 0 | 0.25 | 0.25
[17 empty] | 0 |  | 0
d> | 0 | [8 empty] | mu_A | SUBI | [5 empty] | 42.42 |  | 2.58 | [8 empty] | 57.27
|  |  | Technician | 0 | 0 |  |  |  |  | mu_B | SUBI
| >>> mu_B material here >>> | [15 empty] | 0 |  | 0
[17 empty] | 0 |  | 0
[17 empty] | 0 |  | 0
d> | 0 | [8 empty] | mu_B | SUBI | [5 empty] | 0 |  | 0 | [8 empty] | 0
[6 empty] | ICOST |  |  |  |  | ITEM | [5 empty] | 42.42 |  | 2.58
|  |  |  | Sell Rate | Sell Total |  |  |  |  | IB | [17 empty] | U_M_Sell | T_M_Sell | U_L_Sell | T_L_Sell | Total_Sell |  | T_M_Cost | T_L_Phr | Mat/Lab=1
1 | No |  | Item: 32.0b | 152.91 | 152.91 | ISELL |  |  |  |  | ITEM | [7 empty] | mu :1.35 | [8 empty] | 57.27 | 57.27 | 95.64 | 95.64 | 152.91 |  | 42.42 | 2.58 | 45
|  |  | P-212 | [6 empty] | n
|  |  |  | 0 | Discrepancy
|  |  | Electrical | 152.91 | 152.91 |  |  |  |  | mu_A | SUBI
|  |  | Connecting up of power supply |  |  | CAMC_024 | 616 | CRO | 16mm2 |  |  |  |  | 2 | 2011-08-12 |  | 0 |  | 0
3 | m |  | Power Cable 5c 10 mm2 XLPE SWA-PVC |  | AJ Electric -AJQ38108 | CAMC_023 | 616 | CRO | 10mm2 |  |  |  |  | 2 | 2011-08-12 | 7.15 | 21.45 | 0.09 | 0.27
3 | No |  | Cable Tie 225mm |  |  | CONS_009 | 875 | (__) |  | 01-003 |  |  |  | 1 | 1994-12-01 | 0.05 | 0.15 |  | 0
2 | No |  | Gland Indoor 25 BWL 4*10/16mm2 |  |  | CAAC_043 | 620 | CMP | [5 empty] | 2 | 1997-01-01 | 7.66 | 15.32 | 0.4 | 0.8
2 | m |  | Cable Marker 8 digit c/w Carrier Strip |  |  | CAAC_091 | 620 | (__) | [5 empty] | 2 | 2004-06-10 | 1.5 | 3 | 0.08 | 0.16
10 | No |  | Cable Lug 10 mm2 |  |  | CAAC_008 | 620 | CTT | [5 empty] | 2 | 1994-12-01 | 0.25 | 2.5 | 0.06 | 0.6
1 | No |  | Labour to connect Mech Equip (FIX 3) |  | Pump | LABO_009 | 900 | MISC | [5 empty] | 1 |  |  | 0 | 0.5 | 0.5
1 | No |  | Labour to connect Mech Equip (FIX 3) |  | Differential pressure switch in on board inverter drive | LABO_009 | 900 | MISC | [5 empty] | 1 |  |  | 0 | 0.25 | 0.25
[17 empty] | 0 |  | 0
d> | 0 | [8 empty] | mu_A | SUBI | [5 empty] | 42.42 |  | 2.58 | [8 empty] | 57.27
|  |  | Technician | 0 | 0 |  |  |  |  | mu_B | SUBI
| >>> mu_B material here >>> | [15 empty] | 0 |  | 0
[17 empty] | 0 |  | 0
[17 empty] | 0 |  | 0
d> | 0 | [8 empty] | mu_B | SUBI | [5 empty] | 0 |  | 0 | [8 empty] | 0
[6 empty] | ICOST |  |  |  |  | ITEM | [5 empty] | 42.42 |  | 2.58
|  |  |  | Sell Rate | Sell Total |  |  |  |  | IB | [17 empty] | U_M_Sell | T_M_Sell | U_L_Sell | T_L_Sell | Total_Sell |  | T_M_Cost | T_L_Phr | Mat/Lab=1
1 | No |  | Item: 32.0c | 152.91 | 152.91 | ISELL |  |  |  |  | ITEM | [7 empty] | mu :1.35 | [8 empty] | 57.27 | 57.27 | 95.64 | 95.64 | 152.91 |  | 42.42 | 2.58 | 45
|  |  | P-213 | [6 empty] | n
|  |  |  | 0 | Discrepancy
|  |  | Electrical | 152.91 | 152.91 |  |  |  |  | mu_A | SUBI
|  |  | Connecting up of power supply |  |  | CAMC_024 | 616 | CRO | 16mm2 |  |  |  |  | 2 | 2011-08-12 |  | 0 |  | 0
3 | m |  | Power Cable 5c 10 mm2 XLPE SWA-PVC |  | AJ Electric -AJQ38108 | CAMC_023 | 616 | CRO | 10mm2 |  |  |  |  | 2 | 2011-08-12 | 7.15 | 21.45 | 0.09 | 0.27
3 | No |  | Cable Tie 225mm |  |  | CONS_009 | 875 | (__) |  | 01-003 |  |  |  | 1 | 1994-12-01 | 0.05 | 0.15 |  | 0
2 | No |  | Gland Indoor 25 BWL 4*10/16mm2 |  |  | CAAC_043 | 620 | CMP | [5 empty] | 2 | 1997-01-01 | 7.66 | 15.32 | 0.4 | 0.8
2 | m |  | Cable Marker 8 digit c/w Carrier Strip |  |  | CAAC_091 | 620 | (__) | [5 empty] | 2 | 2004-06-10 | 1.5 | 3 | 0.08 | 0.16
10 | No |  | Cable Lug 10 mm2 |  |  | CAAC_008 | 620 | CTT | [5 empty] | 2 | 1994-12-01 | 0.25 | 2.5 | 0.06 | 0.6
1 | No |  | Labour to connect Mech Equip (FIX 3) |  | Pump | LABO_009 | 900 | MISC | [5 empty] | 1 |  |  | 0 | 0.5 | 0.5
1 | No |  | Labour to connect Mech Equip (FIX 3) |  | Differential pressure switch in on board inverter drive | LABO_009 | 900 | MISC | [5 empty] | 1 |  |  | 0 | 0.25 | 0.25
[17 empty] | 0 |  | 0
d> | 0 | [8 empty] | mu_A | SUBI | [5 empty] | 42.42 |  | 2.58 | [8 empty] | 57.27
|  |  | Technician | 0 | 0 |  |  |  |  | mu_B | SUBI
| >>> mu_B material here >>> | [15 empty] | 0 |  | 0
[17 empty] | 0 |  | 0
[17 empty] | 0 |  | 0
d> | 0 | [8 empty] | mu_B | SUBI | [5 empty] | 0 |  | 0 | [8 empty] | 0
[6 empty] | ICOST |  |  |  |  | ITEM | [5 empty] | 42.42 |  | 2.58
TB
|  | t | Item: 40.0
Packaged pressurisation unit c/w expansion vessel & safety valve
|  |  |  | Sell Rate | [5 empty] | IB | [17 empty] | U_M_Sell |  | U_L_Sell |  |  |  | T_M_Cost | T_L_Phr | Mat/Lab=1
1 | No. |  | Item: a. | 62.88 |  | ISELL |  |  |  | BRATE | ITEM | [7 empty] | mu :1.35 | [8 empty] | 16.54 |  | 46.34 |  |  |  | 12.25 | 1.25 | 13.5
|  |  | PU-HTHW1 | [6 empty] | n
3 | m |  | Power Cable 3c 2.5 mm2 XLPE SWA-PVC |  |  | CAMC_058 | RTONLY | CRO | 2.5mm2 |  | RTONLY |  |  | 2 |  | 1.5 | 4.5 | 0.05 | 0.15
3 | No |  | Cable Tie 225mm |  |  | CONS_009 | RTONLY | (__) |  | 01-003 | RTONLY |  |  | 1 | 1994-12-01 | 0.05 | 0.15 |  | 0
2 | No |  | Gland Indoor 20/16 BWL 4*1.5/2.5mm2 |  |  | CAAC_041 | RTONLY | CMP |  |  | RTONLY |  |  | 2 | 1997-01-01 | 3.8 | 7.6 | 0.3 | 0.6
1 | No |  | Labour to connect Mech Equip (FIX 3) |  | Pump | LABO_009 | RTONLY | MISC |  |  | RTONLY |  |  | 1 |  |  | 0 | 0.5 | 0.5
[17 empty] | 0 |  | 0
d> | 0 |  |  |  |  | ICOST |  |  |  |  | BRATE | [5 empty] | 12.25 |  | 1.25
TB
|  | t | Item: 47.0
Heating circulating pumps, complete with anti-vibration mountings, differential pressure switch connected to BMS, differential pressure switch connected to BMS and pipe flexible connections, etc. as specified.
|  |  |  | Sell Rate | Sell Total |  |  |  |  | IB | [17 empty] | U_M_Sell | T_M_Sell | U_L_Sell | T_L_Sell | Total_Sell |  | T_M_Cost | T_L_Phr | Mat/Lab=1
1 | No. |  | Item: a. | 165.9 | 165.9 | ISELL |  |  |  |  | ITEM |  |  |  |  | READY | Connect pump to local isolator |  | mu :1.35 | [8 empty] | 69.15 | 69.15 | 96.75 | 96.75 | 165.9 |  | 51.22 | 2.61 | 53.83
|  |  | a. P-209 | [6 empty] | n
|  |  |  | 0 | Discrepancy
|  |  | Electrical | 165.9 | 165.9 |  |  |  |  | mu_A | SUBI
|  |  | Connecting up of power supply |  |  | CAMC_024 | 616 | CRO | 16mm2 |  |  |  |  | 2 | 2011-08-12 |  | 0 |  | 0
3 | m |  | Power Cable 5c 16 mm2 XLPE SWA-PVC |  | AJ Electric | CAMC_024 | 616 | CRO | 16mm2 |  |  |  |  | 2 | 2011-08-12 | 10.45 | 31.35 | 0.1 | 0.3
3 | No |  | Cable Tie 225mm |  |  | CONS_009 | 875 | (__) |  | 01-003 |  |  |  | 1 | 1994-12-01 | 0.05 | 0.15 |  | 0
2 | No |  | Gland Indoor 25 BWL 4*10/16mm2 |  |  | CAAC_043 | 620 | CMP | [5 empty] | 2 | 1997-01-01 | 7.66 | 15.32 | 0.4 | 0.8
2 | m |  | Cable Marker 8 digit c/w Carrier Strip |  |  | CAAC_091 | 620 | (__) | [5 empty] | 2 | 2004-06-10 | 1.5 | 3 | 0.08 | 0.16
10 | No |  | Cable Lug 16 mm2 |  |  | CAAC_009 | 620 | CTT | [5 empty] | 2 | 1994-12-01 | 0.14 | 1.4 | 0.06 | 0.6
1 | No |  | Labour to connect Mech Equip (FIX 3) |  | Pump | LABO_009 | 900 | MISC | [5 empty] | 1 |  |  | 0 | 0.5 | 0.5
1 | No |  | Labour to connect Mech Equip (FIX 3) |  | Differential pressure switch in on board inverter drive | LABO_009 | 900 | MISC | [5 empty] | 1 |  |  | 0 | 0.25 | 0.25
[17 empty] | 0 |  | 0
d> | 0 | [8 empty] | mu_A | SUBI | [5 empty] | 51.22 |  | 2.61 | [8 empty] | 69.15
|  |  | Technician | 0 | 0 |  |  |  |  | mu_B | SUBI
[17 empty] | 0 |  | 0
d> | 0 | [8 empty] | mu_B | SUBI | [5 empty] | 0 |  | 0 | [8 empty] | 0
|  |  | Engineer (Man Hours) | 0 | 0 |  |  |  |  | mu_C | SUBI
| >>> mu_C material here >>> | [15 empty] | 0 |  | 0
[17 empty] | 0 |  | 0
[17 empty] | 0 |  | 0
d> | 0 | [8 empty] | mu_C | SUBI | [5 empty] | 0 |  | 0 | [8 empty] | 0
[6 empty] | ICOST |  |  |  |  | ITEM | [5 empty] | 51.22 |  | 2.61
|  |  |  | Sell Rate | Sell Total |  |  |  |  | IB | [17 empty] | U_M_Sell | T_M_Sell | U_L_Sell | T_L_Sell | Total_Sell |  | T_M_Cost | T_L_Phr | Mat/Lab=1
1 | No. |  | Item: b. | 165.9 | 165.9 | ISELL |  |  |  |  | ITEM |  |  |  |  | READY | Connect pump to local isolator |  | mu :1.35 | [8 empty] | 69.15 | 69.15 | 96.75 | 96.75 | 165.9 |  | 51.22 | 2.61 | 53.83
|  |  | b. P-210 | [6 empty] | n
|  |  |  | 0 | Discrepancy
|  |  | Electrical | 165.9 | 165.9 |  |  |  |  | mu_A | SUBI
|  |  | Connecting up of power supply |  |  | CAMC_024 | 616 | CRO | 16mm2 |  |  |  |  | 2 | 2011-08-12 |  | 0 |  | 0
3 | m |  | Power Cable 5c 16 mm2 XLPE SWA-PVC |  | AJ Electric | CAMC_024 | 616 | CRO | 16mm2 |  |  |  |  | 2 | 2011-08-12 | 10.45 | 31.35 | 0.1 | 0.3
3 | No |  | Cable Tie 225mm |  |  | CONS_009 | 875 | (__) |  | 01-003 |  |  |  | 1 | 1994-12-01 | 0.05 | 0.15 |  | 0
2 | No |  | Gland Indoor 25 BWL 4*10/16mm2 |  |  | CAAC_043 | 620 | CMP | [5 empty] | 2 | 1997-01-01 | 7.66 | 15.32 | 0.4 | 0.8
2 | m |  | Cable Marker 8 digit c/w Carrier Strip |  |  | CAAC_091 | 620 | (__) | [5 empty] | 2 | 2004-06-10 | 1.5 | 3 | 0.08 | 0.16
10 | No |  | Cable Lug 16 mm2 |  |  | CAAC_009 | 620 | CTT | [5 empty] | 2 | 1994-12-01 | 0.14 | 1.4 | 0.06 | 0.6
1 | No |  | Labour to connect Mech Equip (FIX 3) |  | Pump | LABO_009 | 900 | MISC | [5 empty] | 1 |  |  | 0 | 0.5 | 0.5
1 | No |  | Labour to connect Mech Equip (FIX 3) |  | Differential pressure switch in on board inverter drive | LABO_009 | 900 | MISC | [5 empty] | 1 |  |  | 0 | 0.25 | 0.25
[17 empty] | 0 |  | 0
d> | 0 | [8 empty] | mu_A | SUBI | [5 empty] | 51.22 |  | 2.61 | [8 empty] | 69.15
|  |  | Technician | 0 | 0 |  |  |  |  | mu_B | SUBI
| >>> mu_B material here >>> | [15 empty] | 0 |  | 0
[17 empty] | 0 |  | 0
[17 empty] | 0 |  | 0
d> | 0 | [8 empty] | mu_B | SUBI | [5 empty] | 0 |  | 0 | [8 empty] | 0
|  |  | Engineer (Man Hours) | 0 | 0 |  |  |  |  | mu_C | SUBI
| >>> mu_C material here >>> | [15 empty] | 0 |  | 0
[17 empty] | 0 |  | 0
[17 empty] | 0 |  | 0
d> | 0 | [8 empty] | mu_C | SUBI | [5 empty] | 0 |  | 0 | [8 empty] | 0
[6 empty] | ICOST |  |  |  |  | ITEM | [5 empty] | 51.22 |  | 2.61
SB
| 16.9092 |  | PAGE: |  | 3798.59 | [5 empty] | PAGE | [5 empty] | 1236.025 |  | 57
| Discy: |  |  |  | PAGE SELL | [11 empty] | PAGE MAT |  | PAGE LAB
TB
|  | t | Item:
PUMPS DISMANTLING
|  |  |  | Sell Rate | Sell Total |  |  |  |  | IB | [17 empty] | U_M_Sell | T_M_Sell | U_L_Sell | T_L_Sell | Total_Sell |  | T_M_Cost | T_L_Phr | Mat/Lab=1
1 | LS |  | Item: 6 | 929.03 | 929.03 | ISELL |  |  |  |  | ITEM |  |  |  |  | READY | Disconnecting only of power supplies to pumps |  | mu :1.35 | [8 empty] | 391.5 | 391.5 | 537.53 | 537.53 | 929.03 |  | 290 | 14.5 | 304.5
Allow for disconnection of all existing power, control and piping connections, draining down of existing pumps and making safe including dismantling and removal of existing piping from adjacent isolating valves. To include for disposal of pumps in accordance with all current legislation.
|  |  |  | 0 | Discrepancy
|  |  | Electrical | 929.03 | 929.03 |  |  |  |  | mu_A | SUBI
29 | No |  | Disconnecting |  |  | DISM_002 | 901 | MISC | [5 empty] | 1 | 2011-03-11 |  | 0 | 0.5 | 14.5
29 | No |  | Erection Material |  |  | EMAT_063 | 501 | (__) |  | 01-002 |  |  |  | 1 |  | 10 | 290 |  | 0
[17 empty] | 0 |  | 0
d> | 0 | [8 empty] | mu_A | SUBI | [5 empty] | 290 |  | 14.5 | [8 empty] | 391.5
|  |  | Technician | 0 | 0 |  |  |  |  | mu_B | SUBI
| >>> mu_B material here >>> | [15 empty] | 0 |  | 0
[17 empty] | 0 |  | 0
[17 empty] | 0 |  | 0
d> | 0 | [8 empty] | mu_B | SUBI | [5 empty] | 0 |  | 0 | [8 empty] | 0
[6 empty] | ICOST |  |  |  |  | ITEM | [5 empty] | 290 |  | 14.5
SB
| 0.0005 |  | PAGE: |  | 929.03 | [5 empty] | PAGE | [5 empty] | 290 |  | 14.5
| Discy: |  |  |  | PAGE SELL | [11 empty] | PAGE MAT |  | PAGE LAB
TB
t
PUMPS
TB
|  | t | Item: 1.0
Cooling / heating secondary pumps complete with anti-vibration mounting and pipe flexible connections as specified.
|  |  |  | Sell Rate | Sell Total |  |  |  |  | IB | [17 empty] | U_M_Sell | T_M_Sell | U_L_Sell | T_L_Sell | Total_Sell |  | T_M_Cost | T_L_Phr | Mat/Lab=1
1 | No. |  | Item: a. | 61.84 | 61.84 | ISELL |  |  |  | mu_A | ITEM |  |  |  |  | READY | Connect pump to existing power supply - cable not extended |  | mu :1.35 | [8 empty] | 14.39 | 14.39 | 47.45 | 47.45 | 61.84 |  | 10.66 | 1.28 | 11.94
|  |  | a. P-301 | [6 empty] | n
|  | h | [E25_0465_IH_Retro_Elec4Mech_Est_Rev_A.xlsx]Elec_Rates!$D$64 |  |  | RATE_AAA
1 | 1 | 1 | 006# Connecting up of 11.0/18.0 kW 400Volt motor (VFD) |  | Local Rate | RTLO_001 | [9 empty] | 10.66 | 10.66 | 1.28 | 1.28
[17 empty] | 0 |  | 0
d> | 0 |  |  |  |  | ICOST |  |  |  | mu_A | ITEM | [5 empty] | 10.66 |  | 1.28
|  |  |  | Sell Rate | Sell Total |  |  |  |  | IB | [17 empty] | U_M_Sell | T_M_Sell | U_L_Sell | T_L_Sell | Total_Sell |  | T_M_Cost | T_L_Phr | Mat/Lab=1
1 | No. |  | Item: b. | 61.84 | 61.84 | ISELL |  |  |  | mu_A | ITEM |  |  |  |  | READY | Connect pump to existing power supply - cable not extended |  | mu :1.35 | [8 empty] | 14.39 | 14.39 | 47.45 | 47.45 | 61.84 |  | 10.66 | 1.28 | 11.94
|  |  | b. P-302 | [6 empty] | n
|  | h | [E25_0465_IH_Retro_Elec4Mech_Est_Rev_A.xlsx]Elec_Rates!$D$64 |  |  | RATE_AAA
1 | 1 | 1 | 006# Connecting up of 11.0/18.0 kW 400Volt motor (VFD) |  | Local Rate | RTLO_001 | [9 empty] | 10.66 | 10.66 | 1.28 | 1.28
[17 empty] | 0 |  | 0
d> | 0 |  |  |  |  | ICOST |  |  |  | mu_A | ITEM | [5 empty] | 10.66 |  | 1.28
|  |  |  | Sell Rate | Sell Total |  |  |  |  | IB | [17 empty] | U_M_Sell | T_M_Sell | U_L_Sell | T_L_Sell | Total_Sell |  | T_M_Cost | T_L_Phr | Mat/Lab=1
1 | No. |  | Item: c. | 47.58 | 47.58 | ISELL |  |  |  | mu_A | ITEM |  |  |  |  | READY | Connect pump to existing power supply - cable not extended |  | mu :1.35 | [8 empty] | 9.4 | 9.4 | 38.18 | 38.18 | 47.58 |  | 6.96 | 1.03 | 7.99
|  |  | c. P-303 | [6 empty] | n
|  | h | [E25_0465_IH_Retro_Elec4Mech_Est_Rev_A.xlsx]Elec_Rates!$D$55 |  |  | RATE_AAA
1 | 1 | 1 | 005# Connecting up of 7.5 kW 400Volt motor (VFD) |  | Local Rate | RTLO_002 | [9 empty] | 6.96 | 6.96 | 1.03 | 1.03
[17 empty] | 0 |  | 0
d> | 0 |  |  |  |  | ICOST |  |  |  | mu_A | ITEM | [5 empty] | 6.96 |  | 1.03
|  |  |  | Sell Rate | Sell Total |  |  |  |  | IB | [17 empty] | U_M_Sell | T_M_Sell | U_L_Sell | T_L_Sell | Total_Sell |  | T_M_Cost | T_L_Phr | Mat/Lab=1
1 | No. |  | Item: d. | 47.58 | 47.58 | ISELL |  |  |  | mu_A | ITEM |  |  |  |  | READY | Connect pump to existing power supply - cable not extended |  | mu :1.35 | [8 empty] | 9.4 | 9.4 | 38.18 | 38.18 | 47.58 |  | 6.96 | 1.03 | 7.99
|  |  | d. P-304 | [6 empty] | n
|  | h | [E25_0465_IH_Retro_Elec4Mech_Est_Rev_A.xlsx]Elec_Rates!$D$55 |  |  | RATE_AAA
1 | 1 | 1 | 005# Connecting up of 7.5 kW 400Volt motor (VFD) |  | Local Rate | RTLO_002 | [9 empty] | 6.96 | 6.96 | 1.03 | 1.03
[17 empty] | 0 |  | 0
d> | 0 |  |  |  |  | ICOST |  |  |  | mu_A | ITEM | [5 empty] | 6.96 |  | 1.03
|  |  |  | Sell Rate | Sell Total |  |  |  |  | IB | [17 empty] | U_M_Sell | T_M_Sell | U_L_Sell | T_L_Sell | Total_Sell |  | T_M_Cost | T_L_Phr | Mat/Lab=1
1 | No. |  | Item: e. | 61.84 | 61.84 | ISELL |  |  |  | mu_A | ITEM |  |  |  |  | READY | Connect pump to existing power supply - cable not extended |  | mu :1.35 | [8 empty] | 14.39 | 14.39 | 47.45 | 47.45 | 61.84 |  | 10.66 | 1.28 | 11.94
|  |  | e. P-305 | [6 empty] | n
|  | h | [E25_0465_IH_Retro_Elec4Mech_Est_Rev_A.xlsx]Elec_Rates!$D$64 |  |  | RATE_AAA
1 | 1 | 1 | 006# Connecting up of 11.0/18.0 kW 400Volt motor (VFD) |  | Local Rate | RTLO_001 | [9 empty] | 10.66 | 10.66 | 1.28 | 1.28
[17 empty] | 0 |  | 0
d> | 0 |  |  |  |  | ICOST |  |  |  | mu_A | ITEM | [5 empty] | 10.66 |  | 1.28
|  |  |  | Sell Rate | Sell Total |  |  |  |  | IB | [17 empty] | U_M_Sell | T_M_Sell | U_L_Sell | T_L_Sell | Total_Sell |  | T_M_Cost | T_L_Phr | Mat/Lab=1
1 | No. |  | Item: f. | 61.84 | 61.84 | ISELL |  |  |  | mu_A | ITEM |  |  |  |  | READY | Connect pump to existing power supply - cable not extended |  | mu :1.35 | [8 empty] | 14.39 | 14.39 | 47.45 | 47.45 | 61.84 |  | 10.66 | 1.28 | 11.94
|  |  | f. P-306 | [6 empty] | n
|  | h | [E25_0465_IH_Retro_Elec4Mech_Est_Rev_A.xlsx]Elec_Rates!$D$64 |  |  | RATE_AAA
1 | 1 | 1 | 006# Connecting up of 11.0/18.0 kW 400Volt motor (VFD) |  | Local Rate | RTLO_001 | [9 empty] | 10.66 | 10.66 | 1.28 | 1.28
[17 empty] | 0 |  | 0
d> | 0 |  |  |  |  | ICOST |  |  |  | mu_A | ITEM | [5 empty] | 10.66 |  | 1.28
|  |  |  | Sell Rate | Sell Total |  |  |  |  | IB | [17 empty] | U_M_Sell | T_M_Sell | U_L_Sell | T_L_Sell | Total_Sell |  | T_M_Cost | T_L_Phr | Mat/Lab=1
1 | No. |  | Item: g. | 43.84 | 43.84 | ISELL |  |  |  | mu_A | ITEM |  |  |  |  | READY | Connect pump to existing power supply - cable not extended |  | mu :1.35 | [8 empty] | 7.51 | 7.51 | 36.33 | 36.33 | 43.84 |  | 5.56 | 0.98 | 6.54
|  |  | g. P-307 | [6 empty] | n
|  | h | [E25_0465_IH_Retro_Elec4Mech_Est_Rev_A.xlsx]Elec_Rates!$D$46 |  |  | RATE_AAA
1 | 1 | 1 | 004# Connecting up of 3.0/4.0 kW 400Volt motor (VFD) |  | Local Rate | RTLO_002 | [9 empty] | 5.56 | 5.56 | 0.98 | 0.98
[17 empty] | 0 |  | 0
d> | 0 |  |  |  |  | ICOST |  |  |  | mu_A | ITEM | [5 empty] | 5.56 |  | 0.98
|  |  |  | Sell Rate | Sell Total |  |  |  |  | IB | [17 empty] | U_M_Sell | T_M_Sell | U_L_Sell | T_L_Sell | Total_Sell |  | T_M_Cost | T_L_Phr | Mat/Lab=1
1 | No. |  | Item: h. | 43.84 | 43.84 | ISELL |  |  |  | mu_A | ITEM |  |  |  |  | READY | Connect pump to existing power supply - cable not extended |  | mu :1.35 | [8 empty] | 7.51 | 7.51 | 36.33 | 36.33 | 43.84 |  | 5.56 | 0.98 | 6.54
|  |  | h. P-308 | [6 empty] | n
|  | h | [E25_0465_IH_Retro_Elec4Mech_Est_Rev_A.xlsx]Elec_Rates!$D$46 |  |  | RATE_AAA
1 | 1 | 1 | 004# Connecting up of 3.0/4.0 kW 400Volt motor (VFD) |  | Local Rate | RTLO_002 | [9 empty] | 5.56 | 5.56 | 0.98 | 0.98
[17 empty] | 0 |  | 0
d> | 0 |  |  |  |  | ICOST |  |  |  | mu_A | ITEM | [5 empty] | 5.56 |  | 0.98
|  |  |  | Sell Rate | Sell Total |  |  |  |  | IB | [17 empty] | U_M_Sell | T_M_Sell | U_L_Sell | T_L_Sell | Total_Sell |  | T_M_Cost | T_L_Phr | Mat/Lab=1
1 | No. |  | Item: i. | 43.84 | 43.84 | ISELL |  |  |  | mu_A | ITEM |  |  |  |  | READY | Connect pump to existing power supply - cable not extended |  | mu :1.35 | [8 empty] | 7.51 | 7.51 | 36.33 | 36.33 | 43.84 |  | 5.56 | 0.98 | 6.54
|  |  | i. P-309 | [6 empty] | n
|  | h | [E25_0465_IH_Retro_Elec4Mech_Est_Rev_A.xlsx]Elec_Rates!$D$46 |  |  | RATE_AAA
1 | 1 | 1 | 004# Connecting up of 3.0/4.0 kW 400Volt motor (VFD) |  | Local Rate | RTLO_002 | [9 empty] | 5.56 | 5.56 | 0.98 | 0.98
[17 empty] | 0 |  | 0
d> | 0 |  |  |  |  | ICOST |  |  |  | mu_A | ITEM | [5 empty] | 5.56 |  | 0.98
|  |  |  | Sell Rate | Sell Total |  |  |  |  | IB | [17 empty] | U_M_Sell | T_M_Sell | U_L_Sell | T_L_Sell | Total_Sell |  | T_M_Cost | T_L_Phr | Mat/Lab=1
1 | No. |  | Item: j. | 43.84 | 43.84 | ISELL |  |  |  | mu_A | ITEM |  |  |  |  | READY | Connect pump to existing power supply - cable not extended |  | mu :1.35 | [8 empty] | 7.51 | 7.51 | 36.33 | 36.33 | 43.84 |  | 5.56 | 0.98 | 6.54
|  |  | j. P-310 | [6 empty] | n
|  | h | [E25_0465_IH_Retro_Elec4Mech_Est_Rev_A.xlsx]Elec_Rates!$D$46 |  |  | RATE_AAA
1 | 1 | 1 | 004# Connecting up of 3.0/4.0 kW 400Volt motor (VFD) |  | Local Rate | RTLO_002 | [9 empty] | 5.56 | 5.56 | 0.98 | 0.98
[17 empty] | 0 |  | 0
d> | 0 |  |  |  |  | ICOST |  |  |  | mu_A | ITEM | [5 empty] | 5.56 |  | 0.98
TB
|  | t | Item: 2.0
Cooling water secondary pumps complete with anti-vibration mountings, differential pressure switch connected to BMS and pipe flexible connections, etc. as specified.
|  |  |  | Sell Rate | Sell Total |  |  |  |  | IB | [17 empty] | U_M_Sell | T_M_Sell | U_L_Sell | T_L_Sell | Total_Sell |  | T_M_Cost | T_L_Phr | Mat/Lab=1
1 | No. |  | Item: a. | 61.84 | 61.84 | ISELL |  |  |  |  | ITEM |  |  |  |  | READY | Connect pump to existing power supply - cable not extended |  | mu :1.35 | [8 empty] | 14.39 | 14.39 | 47.45 | 47.45 | 61.84 |  | 10.66 | 1.28 | 11.94
|  |  | a. P-401 | [6 empty] | n
|  |  |  | 0 | Discrepancy
|  |  | Electrical | 61.84 | 61.84 |  |  |  |  | mu_A | SUBI
|  | h | [E25_0465_IH_Retro_Elec4Mech_Est_Rev_A.xlsx]Elec_Rates!$D$64 |  |  | RATE_AAA
1 | 1 | 1 | 006# Connecting up of 11.0/18.0 kW 400Volt motor (VFD) |  | Local Rate | RTLO_001 | [9 empty] | 10.66 | 10.66 | 1.28 | 1.28
[17 empty] | 0 |  | 0
d> | 0 | [8 empty] | mu_A | SUBI | [5 empty] | 10.66 |  | 1.28 | [8 empty] | 14.39
|  |  | Technician | 0 | 0 |  |  |  |  | mu_B | SUBI
| >>> mu_B material here >>> | [15 empty] | 0 |  | 0
[17 empty] | 0 |  | 0
[17 empty] | 0 |  | 0
d> | 0 | [8 empty] | mu_B | SUBI | [5 empty] | 0 |  | 0 | [8 empty] | 0
|  |  | Engineer (Man Hours) | 0 | 0 |  |  |  |  | mu_C | SUBI
| >>> mu_C material here >>> | [15 empty] | 0 |  | 0
[17 empty] | 0 |  | 0
[17 empty] | 0 |  | 0
d> | 0 | [8 empty] | mu_C | SUBI | [5 empty] | 0 |  | 0 | [8 empty] | 0
[6 empty] | ICOST |  |  |  |  | ITEM | [5 empty] | 10.66 |  | 1.28
|  |  |  | Sell Rate | Sell Total |  |  |  |  | IB | [17 empty] | U_M_Sell | T_M_Sell | U_L_Sell | T_L_Sell | Total_Sell |  | T_M_Cost | T_L_Phr | Mat/Lab=1
1 | No. |  | Item: b. | 61.84 | 61.84 | ISELL |  |  |  |  | ITEM |  |  |  |  | READY | Connect pump to existing power supply - cable not extended |  | mu :1.35 | [8 empty] | 14.39 | 14.39 | 47.45 | 47.45 | 61.84 |  | 10.66 | 1.28 | 11.94
|  |  | b. P-402 | [6 empty] | n
|  |  |  | 0 | Discrepancy
|  |  | Electrical | 61.84 | 61.84 |  |  |  |  | mu_A | SUBI
|  | h | [E25_0465_IH_Retro_Elec4Mech_Est_Rev_A.xlsx]Elec_Rates!$D$64 |  |  | RATE_AAA
1 | 1 | 1 | 006# Connecting up of 11.0/18.0 kW 400Volt motor (VFD) |  | Local Rate | RTLO_001 | [9 empty] | 10.66 | 10.66 | 1.28 | 1.28
[17 empty] | 0 |  | 0
d> | 0 | [8 empty] | mu_A | SUBI | [5 empty] | 10.66 |  | 1.28 | [8 empty] | 14.39
|  |  | Technician | 0 | 0 |  |  |  |  | mu_B | SUBI
| >>> mu_B material here >>> | [15 empty] | 0 |  | 0
[17 empty] | 0 |  | 0
[17 empty] | 0 |  | 0
d> | 0 | [8 empty] | mu_B | SUBI | [5 empty] | 0 |  | 0 | [8 empty] | 0
|  |  | Engineer (Man Hours) | 0 | 0 |  |  |  |  | mu_C | SUBI
| >>> mu_C material here >>> | [15 empty] | 0 |  | 0
[17 empty] | 0 |  | 0
[17 empty] | 0 |  | 0
d> | 0 | [8 empty] | mu_C | SUBI | [5 empty] | 0 |  | 0 | [8 empty] | 0
[6 empty] | ICOST |  |  |  |  | ITEM | [5 empty] | 10.66 |  | 1.28
|  |  |  | Sell Rate | Sell Total |  |  |  |  | IB | [17 empty] | U_M_Sell | T_M_Sell | U_L_Sell | T_L_Sell | Total_Sell |  | T_M_Cost | T_L_Phr | Mat/Lab=1
1 | No. |  | Item: c. | 61.84 | 61.84 | ISELL |  |  |  |  | ITEM |  |  |  |  | READY | Connect pump to existing power supply - cable not extended |  | mu :1.35 | [8 empty] | 14.39 | 14.39 | 47.45 | 47.45 | 61.84 |  | 10.66 | 1.28 | 11.94
|  |  | c. P-403 | [6 empty] | n
|  |  |  | 0 | Discrepancy
|  |  | Electrical | 61.84 | 61.84 |  |  |  |  | mu_A | SUBI
|  | h | [E25_0465_IH_Retro_Elec4Mech_Est_Rev_A.xlsx]Elec_Rates!$D$64 |  |  | RATE_AAA
1 | 1 | 1 | 006# Connecting up of 11.0/18.0 kW 400Volt motor (VFD) |  | Local Rate | RTLO_001 | [9 empty] | 10.66 | 10.66 | 1.28 | 1.28
[17 empty] | 0 |  | 0
d> | 0 | [8 empty] | mu_A | SUBI | [5 empty] | 10.66 |  | 1.28 | [8 empty] | 14.39
|  |  | Technician | 0 | 0 |  |  |  |  | mu_B | SUBI
| >>> mu_B material here >>> | [15 empty] | 0 |  | 0
[17 empty] | 0 |  | 0
[17 empty] | 0 |  | 0
d> | 0 | [8 empty] | mu_B | SUBI | [5 empty] | 0 |  | 0 | [8 empty] | 0
|  |  | Engineer (Man Hours) | 0 | 0 |  |  |  |  | mu_C | SUBI
| >>> mu_C material here >>> | [15 empty] | 0 |  | 0
[17 empty] | 0 |  | 0
[17 empty] | 0 |  | 0
d> | 0 | [8 empty] | mu_C | SUBI | [5 empty] | 0 |  | 0 | [8 empty] | 0
[6 empty] | ICOST |  |  |  |  | ITEM | [5 empty] | 10.66 |  | 1.28
|  |  |  | Sell Rate | Sell Total |  |  |  |  | IB | [17 empty] | U_M_Sell | T_M_Sell | U_L_Sell | T_L_Sell | Total_Sell |  | T_M_Cost | T_L_Phr | Mat/Lab=1
1 | No. |  | Item: d. | 61.84 | 61.84 | ISELL |  |  |  |  | ITEM |  |  |  |  | READY | Connect pump to existing power supply - cable not extended |  | mu :1.35 | [8 empty] | 14.39 | 14.39 | 47.45 | 47.45 | 61.84 |  | 10.66 | 1.28 | 11.94
|  |  | d. P-404 | [6 empty] | n
|  |  |  | 0 | Discrepancy
|  |  | Electrical | 61.84 | 61.84 |  |  |  |  | mu_A | SUBI
|  | h | [E25_0465_IH_Retro_Elec4Mech_Est_Rev_A.xlsx]Elec_Rates!$D$64 |  |  | RATE_AAA
1 | 1 | 1 | 006# Connecting up of 11.0/18.0 kW 400Volt motor (VFD) |  | Local Rate | RTLO_001 | [9 empty] | 10.66 | 10.66 | 1.28 | 1.28
[17 empty] | 0 |  | 0
d> | 0 | [8 empty] | mu_A | SUBI | [5 empty] | 10.66 |  | 1.28 | [8 empty] | 14.39
|  |  | Technician | 0 | 0 |  |  |  |  | mu_B | SUBI
| >>> mu_B material here >>> | [15 empty] | 0 |  | 0
[17 empty] | 0 |  | 0
[17 empty] | 0 |  | 0
d> | 0 | [8 empty] | mu_B | SUBI | [5 empty] | 0 |  | 0 | [8 empty] | 0
|  |  | Engineer (Man Hours) | 0 | 0 |  |  |  |  | mu_C | SUBI
| >>> mu_C material here >>> | [15 empty] | 0 |  | 0
[17 empty] | 0 |  | 0
[17 empty] | 0 |  | 0
d> | 0 | [8 empty] | mu_C | SUBI | [5 empty] | 0 |  | 0 | [8 empty] | 0
[6 empty] | ICOST |  |  |  |  | ITEM | [5 empty] | 10.66 |  | 1.28
|  |  |  | Sell Rate | Sell Total |  |  |  |  | IB | [17 empty] | U_M_Sell | T_M_Sell | U_L_Sell | T_L_Sell | Total_Sell |  | T_M_Cost | T_L_Phr | Mat/Lab=1
1 | No. |  | Item: e. | 43.84 | 43.84 | ISELL |  |  |  |  | ITEM |  |  |  |  | READY | Connect pump to existing power supply - cable not extended |  | mu :1.35 | [8 empty] | 7.51 | 7.51 | 36.33 | 36.33 | 43.84 |  | 5.56 | 0.98 | 6.54
|  |  | e. P-405 | [6 empty] | n
|  |  |  | 0 | Discrepancy
|  |  | Electrical | 43.84 | 43.84 |  |  |  |  | mu_A | SUBI
|  | h | [E25_0465_IH_Retro_Elec4Mech_Est_Rev_A.xlsx]Elec_Rates!$D$46 |  |  | RATE_AAA
1 | 1 | 1 | 004# Connecting up of 3.0/4.0 kW 400Volt motor (VFD) |  | Local Rate | RTLO_002 | [9 empty] | 5.56 | 5.56 | 0.98 | 0.98
[17 empty] | 0 |  | 0
d> | 0 | [8 empty] | mu_A | SUBI | [5 empty] | 5.56 |  | 0.98 | [8 empty] | 7.51
|  |  | Technician | 0 | 0 |  |  |  |  | mu_B | SUBI
| >>> mu_B material here >>> | [15 empty] | 0 |  | 0
[17 empty] | 0 |  | 0
[17 empty] | 0 |  | 0
d> | 0 | [8 empty] | mu_B | SUBI | [5 empty] | 0 |  | 0 | [8 empty] | 0
|  |  | Engineer (Man Hours) | 0 | 0 |  |  |  |  | mu_C | SUBI
| >>> mu_C material here >>> | [15 empty] | 0 |  | 0
[17 empty] | 0 |  | 0
[17 empty] | 0 |  | 0
d> | 0 | [8 empty] | mu_C | SUBI | [5 empty] | 0 |  | 0 | [8 empty] | 0
[6 empty] | ICOST |  |  |  |  | ITEM | [5 empty] | 5.56 |  | 0.98
|  |  |  | Sell Rate | Sell Total |  |  |  |  | IB | [17 empty] | U_M_Sell | T_M_Sell | U_L_Sell | T_L_Sell | Total_Sell |  | T_M_Cost | T_L_Phr | Mat/Lab=1
1 | No. |  | Item: f. | 43.84 | 43.84 | ISELL |  |  |  |  | ITEM |  |  |  |  | READY | Connect pump to existing power supply - cable not extended |  | mu :1.35 | [8 empty] | 7.51 | 7.51 | 36.33 | 36.33 | 43.84 |  | 5.56 | 0.98 | 6.54
|  |  | f. P-406 | [6 empty] | n
|  |  |  | 0 | Discrepancy
|  |  | Electrical | 43.84 | 43.84 |  |  |  |  | mu_A | SUBI
|  | h | [E25_0465_IH_Retro_Elec4Mech_Est_Rev_A.xlsx]Elec_Rates!$D$46 |  |  | RATE_AAA
1 | 1 | 1 | 004# Connecting up of 3.0/4.0 kW 400Volt motor (VFD) |  | Local Rate | RTLO_002 | [9 empty] | 5.56 | 5.56 | 0.98 | 0.98
[17 empty] | 0 |  | 0
d> | 0 | [8 empty] | mu_A | SUBI | [5 empty] | 5.56 |  | 0.98 | [8 empty] | 7.51
|  |  | Technician | 0 | 0 |  |  |  |  | mu_B | SUBI
| >>> mu_B material here >>> | [15 empty] | 0 |  | 0
[17 empty] | 0 |  | 0
[17 empty] | 0 |  | 0
d> | 0 | [8 empty] | mu_B | SUBI | [5 empty] | 0 |  | 0 | [8 empty] | 0
|  |  | Engineer (Man Hours) | 0 | 0 |  |  |  |  | mu_C | SUBI
| >>> mu_C material here >>> | [15 empty] | 0 |  | 0
[17 empty] | 0 |  | 0
[17 empty] | 0 |  | 0
d> | 0 | [8 empty] | mu_C | SUBI | [5 empty] | 0 |  | 0 | [8 empty] | 0
[6 empty] | ICOST |  |  |  |  | ITEM | [5 empty] | 5.56 |  | 0.98
TB
|  | t | Item: 3.0
Heating water secondary pumps complete with anti-vibration mountings, differential pressure switch connected to BMS and pipe flexible connections, etc. as specified.
|  |  |  | Sell Rate | Sell Total |  |  |  |  | IB | [17 empty] | U_M_Sell | T_M_Sell | U_L_Sell | T_L_Sell | Total_Sell |  | T_M_Cost | T_L_Phr | Mat/Lab=1
1 | No. |  | Item: a. | 43.84 | 43.84 | ISELL |  |  |  |  | ITEM |  |  |  |  | READY | Connect pump to existing power supply - cable not extended |  | mu :1.35 | [8 empty] | 7.51 | 7.51 | 36.33 | 36.33 | 43.84 |  | 5.56 | 0.98 | 6.54
|  |  | a. P-501 | [6 empty] | n
|  |  |  | 0 | Discrepancy
|  |  | Electrical | 43.84 | 43.84 |  |  |  |  | mu_A | SUBI
|  | h | [E25_0465_IH_Retro_Elec4Mech_Est_Rev_A.xlsx]Elec_Rates!$D$46 |  |  | RATE_AAA
1 | 1 | 1 | 004# Connecting up of 3.0/4.0 kW 400Volt motor (VFD) |  | Local Rate | RTLO_002 | [9 empty] | 5.56 | 5.56 | 0.98 | 0.98
[17 empty] | 0 |  | 0
d> | 0 | [8 empty] | mu_A | SUBI | [5 empty] | 5.56 |  | 0.98 | [8 empty] | 7.51
|  |  | Technician | 0 | 0 |  |  |  |  | mu_B | SUBI
| >>> mu_B material here >>> | [15 empty] | 0 |  | 0
[17 empty] | 0 |  | 0
[17 empty] | 0 |  | 0
d> | 0 | [8 empty] | mu_B | SUBI | [5 empty] | 0 |  | 0 | [8 empty] | 0
|  |  | Engineer (Man Hours) | 0 | 0 |  |  |  |  | mu_C | SUBI
| >>> mu_C material here >>> | [15 empty] | 0 |  | 0
[17 empty] | 0 |  | 0
[17 empty] | 0 |  | 0
d> | 0 | [8 empty] | mu_C | SUBI | [5 empty] | 0 |  | 0 | [8 empty] | 0
[6 empty] | ICOST |  |  |  |  | ITEM | [5 empty] | 5.56 |  | 0.98
|  |  |  | Sell Rate | Sell Total |  |  |  |  | IB | [17 empty] | U_M_Sell | T_M_Sell | U_L_Sell | T_L_Sell | Total_Sell |  | T_M_Cost | T_L_Phr | Mat/Lab=1
1 | No. |  | Item: b. | 43.84 | 43.84 | ISELL |  |  |  |  | ITEM |  |  |  |  | READY | Connect pump to existing power supply - cable not extended |  | mu :1.35 | [8 empty] | 7.51 | 7.51 | 36.33 | 36.33 | 43.84 |  | 5.56 | 0.98 | 6.54
|  |  | b. P-502 | [6 empty] | n
|  |  |  | 0 | Discrepancy
|  |  | Electrical | 43.84 | 43.84 |  |  |  |  | mu_A | SUBI
|  | h | [E25_0465_IH_Retro_Elec4Mech_Est_Rev_A.xlsx]Elec_Rates!$D$46 |  |  | RATE_AAA
1 | 1 | 1 | 004# Connecting up of 3.0/4.0 kW 400Volt motor (VFD) |  | Local Rate | RTLO_002 | [9 empty] | 5.56 | 5.56 | 0.98 | 0.98
[17 empty] | 0 |  | 0
d> | 0 | [8 empty] | mu_A | SUBI | [5 empty] | 5.56 |  | 0.98 | [8 empty] | 7.51
|  |  | Technician | 0 | 0 |  |  |  |  | mu_B | SUBI
| >>> mu_B material here >>> | [15 empty] | 0 |  | 0
[17 empty] | 0 |  | 0
[17 empty] | 0 |  | 0
d> | 0 | [8 empty] | mu_B | SUBI | [5 empty] | 0 |  | 0 | [8 empty] | 0
|  |  | Engineer (Man Hours) | 0 | 0 |  |  |  |  | mu_C | SUBI
| >>> mu_C material here >>> | [15 empty] | 0 |  | 0
[17 empty] | 0 |  | 0
[17 empty] | 0 |  | 0
d> | 0 | [8 empty] | mu_C | SUBI | [5 empty] | 0 |  | 0 | [8 empty] | 0
[6 empty] | ICOST |  |  |  |  | ITEM | [5 empty] | 5.56 |  | 0.98
|  |  |  | Sell Rate | Sell Total |  |  |  |  | IB | [17 empty] | U_M_Sell | T_M_Sell | U_L_Sell | T_L_Sell | Total_Sell |  | T_M_Cost | T_L_Phr | Mat/Lab=1
1 | No. |  | Item: c. | 47.58 | 47.58 | ISELL |  |  |  |  | ITEM |  |  |  |  | READY | Connect pump to existing power supply - cable not extended |  | mu :1.35 | [8 empty] | 9.4 | 9.4 | 38.18 | 38.18 | 47.58 |  | 6.96 | 1.03 | 7.99
|  |  | c. P-503 | [6 empty] | n
|  |  |  | 0 | Discrepancy
|  |  | Electrical | 47.58 | 47.58 |  |  |  |  | mu_A | SUBI
|  | h | [E25_0465_IH_Retro_Elec4Mech_Est_Rev_A.xlsx]Elec_Rates!$D$55 |  |  | RATE_AAA
1 | 1 | 1 | 005# Connecting up of 7.5 kW 400Volt motor (VFD) |  | Local Rate | RTLO_002 | [9 empty] | 6.96 | 6.96 | 1.03 | 1.03
[17 empty] | 0 |  | 0
d> | 0 | [8 empty] | mu_A | SUBI | [5 empty] | 6.96 |  | 1.03 | [8 empty] | 9.4
|  |  | Technician | 0 | 0 |  |  |  |  | mu_B | SUBI
| >>> mu_B material here >>> | [15 empty] | 0 |  | 0
[17 empty] | 0 |  | 0
[17 empty] | 0 |  | 0
d> | 0 | [8 empty] | mu_B | SUBI | [5 empty] | 0 |  | 0 | [8 empty] | 0
|  |  | Engineer (Man Hours) | 0 | 0 |  |  |  |  | mu_C | SUBI
| >>> mu_C material here >>> | [15 empty] | 0 |  | 0
[17 empty] | 0 |  | 0
[17 empty] | 0 |  | 0
d> | 0 | [8 empty] | mu_C | SUBI | [5 empty] | 0 |  | 0 | [8 empty] | 0
[6 empty] | ICOST |  |  |  |  | ITEM | [5 empty] | 6.96 |  | 1.03
|  |  |  | Sell Rate | Sell Total |  |  |  |  | IB | [17 empty] | U_M_Sell | T_M_Sell | U_L_Sell | T_L_Sell | Total_Sell |  | T_M_Cost | T_L_Phr | Mat/Lab=1
1 | No. |  | Item: d. | 47.58 | 47.58 | ISELL |  |  |  |  | ITEM |  |  |  |  | READY | Connect pump to existing power supply - cable not extended |  | mu :1.35 | [8 empty] | 9.4 | 9.4 | 38.18 | 38.18 | 47.58 |  | 6.96 | 1.03 | 7.99
|  |  | d. P-504 | [6 empty] | n
|  |  |  | 0 | Discrepancy
|  |  | Electrical | 47.58 | 47.58 |  |  |  |  | mu_A | SUBI
|  | h | [E25_0465_IH_Retro_Elec4Mech_Est_Rev_A.xlsx]Elec_Rates!$D$55 |  |  | RATE_AAA
1 | 1 | 1 | 005# Connecting up of 7.5 kW 400Volt motor (VFD) |  | Local Rate | RTLO_002 | [9 empty] | 6.96 | 6.96 | 1.03 | 1.03
[17 empty] | 0 |  | 0
d> | 0 | [8 empty] | mu_A | SUBI | [5 empty] | 6.96 |  | 1.03 | [8 empty] | 9.4
|  |  | Technician | 0 | 0 |  |  |  |  | mu_B | SUBI
| >>> mu_B material here >>> | [15 empty] | 0 |  | 0
[17 empty] | 0 |  | 0
[17 empty] | 0 |  | 0
d> | 0 | [8 empty] | mu_B | SUBI | [5 empty] | 0 |  | 0 | [8 empty] | 0
|  |  | Engineer (Man Hours) | 0 | 0 |  |  |  |  | mu_C | SUBI
| >>> mu_C material here >>> | [15 empty] | 0 |  | 0
[17 empty] | 0 |  | 0
[17 empty] | 0 |  | 0
d> | 0 | [8 empty] | mu_C | SUBI | [5 empty] | 0 |  | 0 | [8 empty] | 0
[6 empty] | ICOST |  |  |  |  | ITEM | [5 empty] | 6.96 |  | 1.03
TB
t
PUMPS
TB
|  | t | Item: 21.0
Heat exchanger to chiller condenser circulating pumps, complete with anti-vibration mountings, differential pressure switch connected to BMS and pipe flexible connections, etc. as specified.
|  |  |  | Sell Rate | Sell Total |  |  |  |  | IB | [17 empty] | U_M_Sell | T_M_Sell | U_L_Sell | T_L_Sell | Total_Sell |  | T_M_Cost | T_L_Phr | Mat/Lab=1
1 | No. |  | Item: a. | 81 | 81 | ISELL |  |  |  |  | ITEM |  |  |  |  | READY | Connect pump to existing power supply - cable not extended |  | mu :1.35 | [8 empty] | 19.47 | 19.47 | 61.53 | 61.53 | 81 |  | 14.42 | 1.66 | 16.08
|  |  | a. P-101 | [6 empty] | n
|  |  |  | 0 | Discrepancy
|  |  | Electrical | 81 | 81 |  |  |  |  | mu_A | SUBI
|  | h | [E25_0465_IH_Retro_Elec4Mech_Est_Rev_A.xlsx]Elec_Rates!$D$37 |  |  | RATE_AAA
1 | 1 | 1 | 003# Connecting up of 11.0 kW 400Volt motor (Standard) |  | Local Rate | RTLO_001 | [9 empty] | 14.42 | 14.42 | 1.66 | 1.66
[17 empty] | 0 |  | 0
d> | 0 | [8 empty] | mu_A | SUBI | [5 empty] | 14.42 |  | 1.66 | [8 empty] | 19.47
|  |  | Technician | 0 | 0 |  |  |  |  | mu_B | SUBI
| >>> mu_B material here >>> | [15 empty] | 0 |  | 0
[17 empty] | 0 |  | 0
[17 empty] | 0 |  | 0
d> | 0 | [8 empty] | mu_B | SUBI | [5 empty] | 0 |  | 0 | [8 empty] | 0
|  |  | Engineer (Man Hours) | 0 | 0 |  |  |  |  | mu_C | SUBI
| >>> mu_C material here >>> | [15 empty] | 0 |  | 0
[17 empty] | 0 |  | 0
[17 empty] | 0 |  | 0
d> | 0 | [8 empty] | mu_C | SUBI | [5 empty] | 0 |  | 0 | [8 empty] | 0
[6 empty] | ICOST |  |  |  |  | ITEM | [5 empty] | 14.42 |  | 1.66
|  |  |  | Sell Rate | Sell Total |  |  |  |  | IB | [17 empty] | U_M_Sell | T_M_Sell | U_L_Sell | T_L_Sell | Total_Sell |  | T_M_Cost | T_L_Phr | Mat/Lab=1
1 | No. |  | Item: b. | 81 | 81 | ISELL |  |  |  |  | ITEM |  |  |  |  | READY | Connect pump to existing power supply - cable not extended |  | mu :1.35 | [8 empty] | 19.47 | 19.47 | 61.53 | 61.53 | 81 |  | 14.42 | 1.66 | 16.08
|  |  | b. P-102 | [6 empty] | n
|  |  |  | 0 | Discrepancy
|  |  | Electrical | 81 | 81 |  |  |  |  | mu_A | SUBI
|  | h | [E25_0465_IH_Retro_Elec4Mech_Est_Rev_A.xlsx]Elec_Rates!$D$37 |  |  | RATE_AAA
1 | 1 | 1 | 003# Connecting up of 11.0 kW 400Volt motor (Standard) |  | Local Rate | RTLO_001 | [9 empty] | 14.42 | 14.42 | 1.66 | 1.66
[17 empty] | 0 |  | 0
d> | 0 | [8 empty] | mu_A | SUBI | [5 empty] | 14.42 |  | 1.66 | [8 empty] | 19.47
|  |  | Technician | 0 | 0 |  |  |  |  | mu_B | SUBI
| >>> mu_B material here >>> | [15 empty] | 0 |  | 0
[17 empty] | 0 |  | 0
[17 empty] | 0 |  | 0
d> | 0 | [8 empty] | mu_B | SUBI | [5 empty] | 0 |  | 0 | [8 empty] | 0
|  |  | Engineer (Man Hours) | 0 | 0 |  |  |  |  | mu_C | SUBI
| >>> mu_C material here >>> | [15 empty] | 0 |  | 0
[17 empty] | 0 |  | 0
[17 empty] | 0 |  | 0
d> | 0 | [8 empty] | mu_C | SUBI | [5 empty] | 0 |  | 0 | [8 empty] | 0
[6 empty] | ICOST |  |  |  |  | ITEM | [5 empty] | 14.42 |  | 1.66
|  |  |  | Sell Rate | Sell Total |  |  |  |  | IB | [17 empty] | U_M_Sell | T_M_Sell | U_L_Sell | T_L_Sell | Total_Sell |  | T_M_Cost | T_L_Phr | Mat/Lab=1
1 | No. |  | Item: c. | 81 | 81 | ISELL |  |  |  |  | ITEM |  |  |  |  | READY | Connect pump to existing power supply - cable not extended |  | mu :1.35 | [8 empty] | 19.47 | 19.47 | 61.53 | 61.53 | 81 |  | 14.42 | 1.66 | 16.08
|  |  | c. P-103 | [6 empty] | n
|  |  |  | 0 | Discrepancy
|  |  | Electrical | 81 | 81 |  |  |  |  | mu_A | SUBI
|  | h | [E25_0465_IH_Retro_Elec4Mech_Est_Rev_A.xlsx]Elec_Rates!$D$37 |  |  | RATE_AAA
1 | 1 | 1 | 003# Connecting up of 11.0 kW 400Volt motor (Standard) |  | Local Rate | RTLO_001 | [9 empty] | 14.42 | 14.42 | 1.66 | 1.66
[17 empty] | 0 |  | 0
d> | 0 | [8 empty] | mu_A | SUBI | [5 empty] | 14.42 |  | 1.66 | [8 empty] | 19.47
|  |  | Technician | 0 | 0 |  |  |  |  | mu_B | SUBI
| >>> mu_B material here >>> | [15 empty] | 0 |  | 0
[17 empty] | 0 |  | 0
[17 empty] | 0 |  | 0
d> | 0 | [8 empty] | mu_B | SUBI | [5 empty] | 0 |  | 0 | [8 empty] | 0
|  |  | Engineer (Man Hours) | 0 | 0 |  |  |  |  | mu_C | SUBI
| >>> mu_C material here >>> | [15 empty] | 0 |  | 0
[17 empty] | 0 |  | 0
[17 empty] | 0 |  | 0
d> | 0 | [8 empty] | mu_C | SUBI | [5 empty] | 0 |  | 0 | [8 empty] | 0
[6 empty] | ICOST |  |  |  |  | ITEM | [5 empty] | 14.42 |  | 1.66
|  |  |  | Sell Rate | Sell Total |  |  |  |  | IB | [17 empty] | U_M_Sell | T_M_Sell | U_L_Sell | T_L_Sell | Total_Sell |  | T_M_Cost | T_L_Phr | Mat/Lab=1
1 | No. |  | Item: d. | 152.91 | 152.91 | ISELL |  |  |  |  | ITEM |  |  |  |  | READY | Connect pump to existing power supply - cable not extended |  | mu :1.35 | [8 empty] | 57.27 | 57.27 | 95.64 | 95.64 | 152.91 |  | 42.42 | 2.58 | 45
|  |  | d. P-104 | [6 empty] | n
|  |  |  | 0 | Discrepancy
|  |  | Electrical | 152.91 | 152.91 |  |  |  |  | mu_A | SUBI
|  |  | Connecting up of power supply |  |  | CAMC_024 | 616 | CRO | 16mm2 |  |  |  |  | 2 | 2011-08-12 |  | 0 |  | 0
3 | m |  | Power Cable 5c 10 mm2 XLPE SWA-PVC |  | AJ Electric -AJQ38108 | CAMC_023 | 616 | CRO | 10mm2 |  |  |  |  | 2 | 2011-08-12 | 7.15 | 21.45 | 0.09 | 0.27
3 | No |  | Cable Tie 225mm |  |  | CONS_009 | 875 | (__) |  | 01-003 |  |  |  | 1 | 1994-12-01 | 0.05 | 0.15 |  | 0
2 | No |  | Gland Indoor 25 BWL 4*10/16mm2 |  |  | CAAC_043 | 620 | CMP | [5 empty] | 2 | 1997-01-01 | 7.66 | 15.32 | 0.4 | 0.8
2 | m |  | Cable Marker 8 digit c/w Carrier Strip |  |  | CAAC_091 | 620 | (__) | [5 empty] | 2 | 2004-06-10 | 1.5 | 3 | 0.08 | 0.16
10 | No |  | Cable Lug 10 mm2 |  |  | CAAC_008 | 620 | CTT | [5 empty] | 2 | 1994-12-01 | 0.25 | 2.5 | 0.06 | 0.6
1 | No |  | Labour to connect Mech Equip (FIX 3) |  | Pump | LABO_009 | 900 | MISC | [5 empty] | 1 |  |  | 0 | 0.5 | 0.5
1 | No |  | Labour to connect Mech Equip (FIX 3) |  | Differential pressure switch in on board inverter drive | LABO_009 | 900 | MISC | [5 empty] | 1 |  |  | 0 | 0.25 | 0.25
[17 empty] | 0 |  | 0
d> | 0 | [8 empty] | mu_A | SUBI | [5 empty] | 42.42 |  | 2.58 | [8 empty] | 57.27
|  |  | Technician | 0 | 0 |  |  |  |  | mu_B | SUBI
| >>> mu_B material here >>> | [15 empty] | 0 |  | 0
[17 empty] | 0 |  | 0
[17 empty] | 0 |  | 0
d> | 0 | [8 empty] | mu_B | SUBI | [5 empty] | 0 |  | 0 | [8 empty] | 0
|  |  | Engineer (Man Hours) | 0 | 0 |  |  |  |  | mu_C | SUBI
| >>> mu_C material here >>> | [15 empty] | 0 |  | 0
[17 empty] | 0 |  | 0
[17 empty] | 0 |  | 0
d> | 0 | [8 empty] | mu_C | SUBI | [5 empty] | 0 |  | 0 | [8 empty] | 0
[6 empty] | ICOST |  |  |  |  | ITEM | [5 empty] | 42.42 |  | 2.58
TB
|  | t | Item: 24.0
Primary chilled water pumps complete with anti-vibration mounting and pipe flexible connections, etc. as specified.
|  |  |  | Sell Rate | Sell Total |  |  |  |  | IB | [17 empty] | U_M_Sell | T_M_Sell | U_L_Sell | T_L_Sell | Total_Sell |  | T_M_Cost | T_L_Phr | Mat/Lab=1
1 | No. |  | Item: a. | 165.9 | 165.9 | ISELL |  |  |  |  | ITEM |  |  |  |  | READY | Connect pump to existing power supply - cable not extended |  | mu :1.35 | [8 empty] | 69.15 | 69.15 | 96.75 | 96.75 | 165.9 |  | 51.22 | 2.61 | 53.83
|  |  | a. P-201 | [6 empty] | n
|  |  |  | 0 | Discrepancy
|  |  | Electrical | 165.9 | 165.9 |  |  |  |  | mu_A | SUBI
|  |  | Connecting up of power supply |  |  | CAMC_024 | 616 | CRO | 16mm2 |  |  |  |  | 2 | 2011-08-12 |  | 0 |  | 0
3 | m |  | Power Cable 5c 16 mm2 XLPE SWA-PVC |  | AJ Electric | CAMC_024 | 616 | CRO | 16mm2 |  |  |  |  | 2 | 2011-08-12 | 10.45 | 31.35 | 0.1 | 0.3
3 | No |  | Cable Tie 225mm |  |  | CONS_009 | 875 | (__) |  | 01-003 |  |  |  | 1 | 1994-12-01 | 0.05 | 0.15 |  | 0
2 | No |  | Gland Indoor 25 BWL 4*10/16mm2 |  |  | CAAC_043 | 620 | CMP | [5 empty] | 2 | 1997-01-01 | 7.66 | 15.32 | 0.4 | 0.8
2 | m |  | Cable Marker 8 digit c/w Carrier Strip |  |  | CAAC_091 | 620 | (__) | [5 empty] | 2 | 2004-06-10 | 1.5 | 3 | 0.08 | 0.16
10 | No |  | Cable Lug 16 mm2 |  |  | CAAC_009 | 620 | CTT | [5 empty] | 2 | 1994-12-01 | 0.14 | 1.4 | 0.06 | 0.6
1 | No |  | Labour to connect Mech Equip (FIX 3) |  | Pump | LABO_009 | 900 | MISC | [5 empty] | 1 |  |  | 0 | 0.5 | 0.5
1 | No |  | Labour to connect Mech Equip (FIX 3) |  | Differential pressure switch in on board inverter drive | LABO_009 | 900 | MISC | [5 empty] | 1 |  |  | 0 | 0.25 | 0.25
[17 empty] | 0 |  | 0
d> | 0 | [8 empty] | mu_A | SUBI | [5 empty] | 51.22 |  | 2.61 | [8 empty] | 69.15
|  |  | Technician | 0 | 0 |  |  |  |  | mu_B | SUBI
| >>> mu_B material here >>> | [15 empty] | 0 |  | 0
[17 empty] | 0 |  | 0
[17 empty] | 0 |  | 0
d> | 0 | [8 empty] | mu_B | SUBI | [5 empty] | 0 |  | 0 | [8 empty] | 0
|  |  | Engineer (Man Hours) | 0 | 0 |  |  |  |  | mu_C | SUBI
| >>> mu_C material here >>> | [15 empty] | 0 |  | 0
[17 empty] | 0 |  | 0
[17 empty] | 0 |  | 0
d> | 0 | [8 empty] | mu_C | SUBI | [5 empty] | 0 |  | 0 | [8 empty] | 0
[6 empty] | ICOST |  |  |  |  | ITEM | [5 empty] | 51.22 |  | 2.61
|  |  |  | Sell Rate | Sell Total |  |  |  |  | IB | [17 empty] | U_M_Sell | T_M_Sell | U_L_Sell | T_L_Sell | Total_Sell |  | T_M_Cost | T_L_Phr | Mat/Lab=1
1 | No. |  | Item: b. | 165.9 | 165.9 | ISELL |  |  |  |  | ITEM |  |  |  |  | READY | Connect pump to existing power supply - cable not extended |  | mu :1.35 | [8 empty] | 69.15 | 69.15 | 96.75 | 96.75 | 165.9 |  | 51.22 | 2.61 | 53.83
|  |  | b. P-202 | [6 empty] | n
|  |  |  | 0 | Discrepancy
|  |  | Electrical | 165.9 | 165.9 |  |  |  |  | mu_A | SUBI
|  |  | Connecting up of power supply |  |  | CAMC_024 | 616 | CRO | 16mm2 |  |  |  |  | 2 | 2011-08-12 |  | 0 |  | 0
3 | m |  | Power Cable 5c 16 mm2 XLPE SWA-PVC |  | AJ Electric | CAMC_024 | 616 | CRO | 16mm2 |  |  |  |  | 2 | 2011-08-12 | 10.45 | 31.35 | 0.1 | 0.3
3 | No |  | Cable Tie 225mm |  |  | CONS_009 | 875 | (__) |  | 01-003 |  |  |  | 1 | 1994-12-01 | 0.05 | 0.15 |  | 0
2 | No |  | Gland Indoor 25 BWL 4*10/16mm2 |  |  | CAAC_043 | 620 | CMP | [5 empty] | 2 | 1997-01-01 | 7.66 | 15.32 | 0.4 | 0.8
2 | m |  | Cable Marker 8 digit c/w Carrier Strip |  |  | CAAC_091 | 620 | (__) | [5 empty] | 2 | 2004-06-10 | 1.5 | 3 | 0.08 | 0.16
10 | No |  | Cable Lug 16 mm2 |  |  | CAAC_009 | 620 | CTT | [5 empty] | 2 | 1994-12-01 | 0.14 | 1.4 | 0.06 | 0.6
1 | No |  | Labour to connect Mech Equip (FIX 3) |  | Pump | LABO_009 | 900 | MISC | [5 empty] | 1 |  |  | 0 | 0.5 | 0.5
1 | No |  | Labour to connect Mech Equip (FIX 3) |  | Differential pressure switch in on board inverter drive | LABO_009 | 900 | MISC | [5 empty] | 1 |  |  | 0 | 0.25 | 0.25
[17 empty] | 0 |  | 0
d> | 0 | [8 empty] | mu_A | SUBI | [5 empty] | 51.22 |  | 2.61 | [8 empty] | 69.15
|  |  | Technician | 0 | 0 |  |  |  |  | mu_B | SUBI
| >>> mu_B material here >>> | [15 empty] | 0 |  | 0
[17 empty] | 0 |  | 0
[17 empty] | 0 |  | 0
d> | 0 | [8 empty] | mu_B | SUBI | [5 empty] | 0 |  | 0 | [8 empty] | 0
|  |  | Engineer (Man Hours) | 0 | 0 |  |  |  |  | mu_C | SUBI
| >>> mu_C material here >>> | [15 empty] | 0 |  | 0
[17 empty] | 0 |  | 0
[17 empty] | 0 |  | 0
d> | 0 | [8 empty] | mu_C | SUBI | [5 empty] | 0 |  | 0 | [8 empty] | 0
[6 empty] | ICOST |  |  |  |  | ITEM | [5 empty] | 51.22 |  | 2.61
|  |  |  | Sell Rate | Sell Total |  |  |  |  | IB | [17 empty] | U_M_Sell | T_M_Sell | U_L_Sell | T_L_Sell | Total_Sell |  | T_M_Cost | T_L_Phr | Mat/Lab=1
1 | No. |  | Item: c. | 165.9 | 165.9 | ISELL |  |  |  |  | ITEM |  |  |  |  | READY | Connect pump to existing power supply - cable not extended |  | mu :1.35 | [8 empty] | 69.15 | 69.15 | 96.75 | 96.75 | 165.9 |  | 51.22 | 2.61 | 53.83
|  |  | c. P-203 | [6 empty] | n
|  |  |  | 0 | Discrepancy
|  |  | Electrical | 165.9 | 165.9 |  |  |  |  | mu_A | SUBI
|  |  | Connecting up of power supply |  |  | CAMC_024 | 616 | CRO | 16mm2 |  |  |  |  | 2 | 2011-08-12 |  | 0 |  | 0
3 | m |  | Power Cable 5c 16 mm2 XLPE SWA-PVC |  | AJ Electric | CAMC_024 | 616 | CRO | 16mm2 |  |  |  |  | 2 | 2011-08-12 | 10.45 | 31.35 | 0.1 | 0.3
3 | No |  | Cable Tie 225mm |  |  | CONS_009 | 875 | (__) |  | 01-003 |  |  |  | 1 | 1994-12-01 | 0.05 | 0.15 |  | 0
2 | No |  | Gland Indoor 25 BWL 4*10/16mm2 |  |  | CAAC_043 | 620 | CMP | [5 empty] | 2 | 1997-01-01 | 7.66 | 15.32 | 0.4 | 0.8
2 | m |  | Cable Marker 8 digit c/w Carrier Strip |  |  | CAAC_091 | 620 | (__) | [5 empty] | 2 | 2004-06-10 | 1.5 | 3 | 0.08 | 0.16
10 | No |  | Cable Lug 16 mm2 |  |  | CAAC_009 | 620 | CTT | [5 empty] | 2 | 1994-12-01 | 0.14 | 1.4 | 0.06 | 0.6
1 | No |  | Labour to connect Mech Equip (FIX 3) |  | Pump | LABO_009 | 900 | MISC | [5 empty] | 1 |  |  | 0 | 0.5 | 0.5
1 | No |  | Labour to connect Mech Equip (FIX 3) |  | Differential pressure switch in on board inverter drive | LABO_009 | 900 | MISC | [5 empty] | 1 |  |  | 0 | 0.25 | 0.25
[17 empty] | 0 |  | 0
d> | 0 | [8 empty] | mu_A | SUBI | [5 empty] | 51.22 |  | 2.61 | [8 empty] | 69.15
|  |  | Technician | 0 | 0 |  |  |  |  | mu_B | SUBI
| >>> mu_B material here >>> | [15 empty] | 0 |  | 0
[17 empty] | 0 |  | 0
[17 empty] | 0 |  | 0
d> | 0 | [8 empty] | mu_B | SUBI | [5 empty] | 0 |  | 0 | [8 empty] | 0
|  |  | Engineer (Man Hours) | 0 | 0 |  |  |  |  | mu_C | SUBI
| >>> mu_C material here >>> | [15 empty] | 0 |  | 0
[17 empty] | 0 |  | 0
[17 empty] | 0 |  | 0
d> | 0 | [8 empty] | mu_C | SUBI | [5 empty] | 0 |  | 0 | [8 empty] | 0
[6 empty] | ICOST |  |  |  |  | ITEM | [5 empty] | 51.22 |  | 2.61
|  |  |  | Sell Rate | Sell Total |  |  |  |  | IB | [17 empty] | U_M_Sell | T_M_Sell | U_L_Sell | T_L_Sell | Total_Sell |  | T_M_Cost | T_L_Phr | Mat/Lab=1
1 | No. |  | Item: d. | 152.91 | 152.91 | ISELL |  |  |  |  | ITEM |  |  |  |  | READY | Connect pump to existing power supply - cable not extended |  | mu :1.35 | [8 empty] | 57.27 | 57.27 | 95.64 | 95.64 | 152.91 |  | 42.42 | 2.58 | 45
|  |  | d. P-204 | [6 empty] | n
|  |  |  | 0 | Discrepancy
|  |  | Electrical | 152.91 | 152.91 |  |  |  |  | mu_A | SUBI
|  |  | Connecting up of power supply |  |  | CAMC_024 | 616 | CRO | 16mm2 |  |  |  |  | 2 | 2011-08-12 |  | 0 |  | 0
3 | m |  | Power Cable 5c 10 mm2 XLPE SWA-PVC |  | AJ Electric -AJQ38108 | CAMC_023 | 616 | CRO | 10mm2 |  |  |  |  | 2 | 2011-08-12 | 7.15 | 21.45 | 0.09 | 0.27
3 | No |  | Cable Tie 225mm |  |  | CONS_009 | 875 | (__) |  | 01-003 |  |  |  | 1 | 1994-12-01 | 0.05 | 0.15 |  | 0
2 | No |  | Gland Indoor 25 BWL 4*10/16mm2 |  |  | CAAC_043 | 620 | CMP | [5 empty] | 2 | 1997-01-01 | 7.66 | 15.32 | 0.4 | 0.8
2 | m |  | Cable Marker 8 digit c/w Carrier Strip |  |  | CAAC_091 | 620 | (__) | [5 empty] | 2 | 2004-06-10 | 1.5 | 3 | 0.08 | 0.16
10 | No |  | Cable Lug 10 mm2 |  |  | CAAC_008 | 620 | CTT | [5 empty] | 2 | 1994-12-01 | 0.25 | 2.5 | 0.06 | 0.6
1 | No |  | Labour to connect Mech Equip (FIX 3) |  | Pump | LABO_009 | 900 | MISC | [5 empty] | 1 |  |  | 0 | 0.5 | 0.5
1 | No |  | Labour to connect Mech Equip (FIX 3) |  | Differential pressure switch in on board inverter drive | LABO_009 | 900 | MISC | [5 empty] | 1 |  |  | 0 | 0.25 | 0.25
[17 empty] | 0 |  | 0
d> | 0 | [8 empty] | mu_A | SUBI | [5 empty] | 42.42 |  | 2.58 | [8 empty] | 57.27
|  |  | Technician | 0 | 0 |  |  |  |  | mu_B | SUBI
| >>> mu_B material here >>> | [15 empty] | 0 |  | 0
[17 empty] | 0 |  | 0
[17 empty] | 0 |  | 0
d> | 0 | [8 empty] | mu_B | SUBI | [5 empty] | 0 |  | 0 | [8 empty] | 0
|  |  | Engineer (Man Hours) | 0 | 0 |  |  |  |  | mu_C | SUBI
| >>> mu_C material here >>> | [15 empty] | 0 |  | 0
[17 empty] | 0 |  | 0
[17 empty] | 0 |  | 0
d> | 0 | [8 empty] | mu_C | SUBI | [5 empty] | 0 |  | 0 | [8 empty] | 0
[6 empty] | ICOST |  |  |  |  | ITEM | [5 empty] | 42.42 |  | 2.58
|  |  |  | Sell Rate | Sell Total |  |  |  |  | IB | [17 empty] | U_M_Sell | T_M_Sell | U_L_Sell | T_L_Sell | Total_Sell |  | T_M_Cost | T_L_Phr | Mat/Lab=1
1 | No. |  | Item: e. | 152.91 | 152.91 | ISELL |  |  |  |  | ITEM |  |  |  |  | READY | Connect pump to existing power supply - cable not extended |  | mu :1.35 | [8 empty] | 57.27 | 57.27 | 95.64 | 95.64 | 152.91 |  | 42.42 | 2.58 | 45
|  |  | e. P-205 | [6 empty] | n
|  |  |  | 0 | Discrepancy
|  |  | Electrical | 152.91 | 152.91 |  |  |  |  | mu_A | SUBI
|  |  | Connecting up of power supply |  |  | CAMC_024 | 616 | CRO | 16mm2 |  |  |  |  | 2 | 2011-08-12 |  | 0 |  | 0
3 | m |  | Power Cable 5c 10 mm2 XLPE SWA-PVC |  | AJ Electric -AJQ38108 | CAMC_023 | 616 | CRO | 10mm2 |  |  |  |  | 2 | 2011-08-12 | 7.15 | 21.45 | 0.09 | 0.27
3 | No |  | Cable Tie 225mm |  |  | CONS_009 | 875 | (__) |  | 01-003 |  |  |  | 1 | 1994-12-01 | 0.05 | 0.15 |  | 0
2 | No |  | Gland Indoor 25 BWL 4*10/16mm2 |  |  | CAAC_043 | 620 | CMP | [5 empty] | 2 | 1997-01-01 | 7.66 | 15.32 | 0.4 | 0.8
2 | m |  | Cable Marker 8 digit c/w Carrier Strip |  |  | CAAC_091 | 620 | (__) | [5 empty] | 2 | 2004-06-10 | 1.5 | 3 | 0.08 | 0.16
10 | No |  | Cable Lug 10 mm2 |  |  | CAAC_008 | 620 | CTT | [5 empty] | 2 | 1994-12-01 | 0.25 | 2.5 | 0.06 | 0.6
1 | No |  | Labour to connect Mech Equip (FIX 3) |  | Pump | LABO_009 | 900 | MISC | [5 empty] | 1 |  |  | 0 | 0.5 | 0.5
1 | No |  | Labour to connect Mech Equip (FIX 3) |  | Differential pressure switch in on board inverter drive | LABO_009 | 900 | MISC | [5 empty] | 1 |  |  | 0 | 0.25 | 0.25
[17 empty] | 0 |  | 0
d> | 0 | [8 empty] | mu_A | SUBI | [5 empty] | 42.42 |  | 2.58 | [8 empty] | 57.27
|  |  | Technician | 0 | 0 |  |  |  |  | mu_B | SUBI
| >>> mu_B material here >>> | [15 empty] | 0 |  | 0
[17 empty] | 0 |  | 0
[17 empty] | 0 |  | 0
d> | 0 | [8 empty] | mu_B | SUBI | [5 empty] | 0 |  | 0 | [8 empty] | 0
|  |  | Engineer (Man Hours) | 0 | 0 |  |  |  |  | mu_C | SUBI
| >>> mu_C material here >>> | [15 empty] | 0 |  | 0
[17 empty] | 0 |  | 0
[17 empty] | 0 |  | 0
d> | 0 | [8 empty] | mu_C | SUBI | [5 empty] | 0 |  | 0 | [8 empty] | 0
[6 empty] | ICOST |  |  |  |  | ITEM | [5 empty] | 42.42 |  | 2.58
TB
|  | t | Item: 23.0
Primary heating water pumps complete with anti-vibration mountings, differential pressure switch connected to BMS and pipe flexible connections, etc. as specified.
|  |  |  | Sell Rate | Sell Total |  |  |  |  | IB | [17 empty] | U_M_Sell | T_M_Sell | U_L_Sell | T_L_Sell | Total_Sell |  | T_M_Cost | T_L_Phr | Mat/Lab=1
1 | No. |  | Item: a. | 165.9 | 165.9 | ISELL |  |  |  |  | ITEM |  |  |  |  | READY | Connect pump to local isolator |  | mu :1.35 | [8 empty] | 69.15 | 69.15 | 96.75 | 96.75 | 165.9 |  | 51.22 | 2.61 | 53.83
|  |  | a. P-206 | [6 empty] | n
|  |  |  | 0 | Discrepancy
|  |  | Electrical | 165.9 | 165.9 |  |  |  |  | mu_A | SUBI
|  |  | Connecting up of power supply |  |  | CAMC_024 | 616 | CRO | 16mm2 |  |  |  |  | 2 | 2011-08-12 |  | 0 |  | 0
3 | m |  | Power Cable 5c 16 mm2 XLPE SWA-PVC |  | AJ Electric | CAMC_024 | 616 | CRO | 16mm2 |  |  |  |  | 2 | 2011-08-12 | 10.45 | 31.35 | 0.1 | 0.3
3 | No |  | Cable Tie 225mm |  |  | CONS_009 | 875 | (__) |  | 01-003 |  |  |  | 1 | 1994-12-01 | 0.05 | 0.15 |  | 0
2 | No |  | Gland Indoor 25 BWL 4*10/16mm2 |  |  | CAAC_043 | 620 | CMP | [5 empty] | 2 | 1997-01-01 | 7.66 | 15.32 | 0.4 | 0.8
2 | m |  | Cable Marker 8 digit c/w Carrier Strip |  |  | CAAC_091 | 620 | (__) | [5 empty] | 2 | 2004-06-10 | 1.5 | 3 | 0.08 | 0.16
10 | No |  | Cable Lug 16 mm2 |  |  | CAAC_009 | 620 | CTT | [5 empty] | 2 | 1994-12-01 | 0.14 | 1.4 | 0.06 | 0.6
1 | No |  | Labour to connect Mech Equip (FIX 3) |  | Pump | LABO_009 | 900 | MISC | [5 empty] | 1 |  |  | 0 | 0.5 | 0.5
1 | No |  | Labour to connect Mech Equip (FIX 3) |  | Differential pressure switch in on board inverter drive | LABO_009 | 900 | MISC | [5 empty] | 1 |  |  | 0 | 0.25 | 0.25
[17 empty] | 0 |  | 0
d> | 0 | [8 empty] | mu_A | SUBI | [5 empty] | 51.22 |  | 2.61 | [8 empty] | 69.15
|  |  | Technician | 0 | 0 |  |  |  |  | mu_B | SUBI
| >>> mu_B material here >>> | [15 empty] | 0 |  | 0
[17 empty] | 0 |  | 0
[17 empty] | 0 |  | 0
d> | 0 | [8 empty] | mu_B | SUBI | [5 empty] | 0 |  | 0 | [8 empty] | 0
|  |  | Engineer (Man Hours) | 0 | 0 |  |  |  |  | mu_C | SUBI
| >>> mu_C material here >>> | [15 empty] | 0 |  | 0
[17 empty] | 0 |  | 0
[17 empty] | 0 |  | 0
d> | 0 | [8 empty] | mu_C | SUBI | [5 empty] | 0 |  | 0 | [8 empty] | 0
[6 empty] | ICOST |  |  |  |  | ITEM | [5 empty] | 51.22 |  | 2.61
|  |  |  | Sell Rate | Sell Total |  |  |  |  | IB | [17 empty] | U_M_Sell | T_M_Sell | U_L_Sell | T_L_Sell | Total_Sell |  | T_M_Cost | T_L_Phr | Mat/Lab=1
1 | No. |  | Item: b. | 165.9 | 165.9 | ISELL |  |  |  |  | ITEM |  |  |  |  | READY | Connect pump to local isolator |  | mu :1.35 | [8 empty] | 69.15 | 69.15 | 96.75 | 96.75 | 165.9 |  | 51.22 | 2.61 | 53.83
|  |  | b. P-207 | [6 empty] | n
|  |  |  | 0 | Discrepancy
|  |  | Electrical | 165.9 | 165.9 |  |  |  |  | mu_A | SUBI
|  |  | Connecting up of power supply |  |  | CAMC_024 | 616 | CRO | 16mm2 |  |  |  |  | 2 | 2011-08-12 |  | 0 |  | 0
3 | m |  | Power Cable 5c 16 mm2 XLPE SWA-PVC |  | AJ Electric | CAMC_024 | 616 | CRO | 16mm2 |  |  |  |  | 2 | 2011-08-12 | 10.45 | 31.35 | 0.1 | 0.3
3 | No |  | Cable Tie 225mm |  |  | CONS_009 | 875 | (__) |  | 01-003 |  |  |  | 1 | 1994-12-01 | 0.05 | 0.15 |  | 0
2 | No |  | Gland Indoor 25 BWL 4*10/16mm2 |  |  | CAAC_043 | 620 | CMP | [5 empty] | 2 | 1997-01-01 | 7.66 | 15.32 | 0.4 | 0.8
2 | m |  | Cable Marker 8 digit c/w Carrier Strip |  |  | CAAC_091 | 620 | (__) | [5 empty] | 2 | 2004-06-10 | 1.5 | 3 | 0.08 | 0.16
10 | No |  | Cable Lug 16 mm2 |  |  | CAAC_009 | 620 | CTT | [5 empty] | 2 | 1994-12-01 | 0.14 | 1.4 | 0.06 | 0.6
1 | No |  | Labour to connect Mech Equip (FIX 3) |  | Pump | LABO_009 | 900 | MISC | [5 empty] | 1 |  |  | 0 | 0.5 | 0.5
1 | No |  | Labour to connect Mech Equip (FIX 3) |  | Differential pressure switch in on board inverter drive | LABO_009 | 900 | MISC | [5 empty] | 1 |  |  | 0 | 0.25 | 0.25
[17 empty] | 0 |  | 0
d> | 0 | [8 empty] | mu_A | SUBI | [5 empty] | 51.22 |  | 2.61 | [8 empty] | 69.15
|  |  | Technician | 0 | 0 |  |  |  |  | mu_B | SUBI
| >>> mu_B material here >>> | [15 empty] | 0 |  | 0
[17 empty] | 0 |  | 0
[17 empty] | 0 |  | 0
d> | 0 | [8 empty] | mu_B | SUBI | [5 empty] | 0 |  | 0 | [8 empty] | 0
|  |  | Engineer (Man Hours) | 0 | 0 |  |  |  |  | mu_C | SUBI
| >>> mu_C material here >>> | [15 empty] | 0 |  | 0
[17 empty] | 0 |  | 0
[17 empty] | 0 |  | 0
d> | 0 | [8 empty] | mu_C | SUBI | [5 empty] | 0 |  | 0 | [8 empty] | 0
[6 empty] | ICOST |  |  |  |  | ITEM | [5 empty] | 51.22 |  | 2.61
|  |  |  | Sell Rate | Sell Total |  |  |  |  | IB | [17 empty] | U_M_Sell | T_M_Sell | U_L_Sell | T_L_Sell | Total_Sell |  | T_M_Cost | T_L_Phr | Mat/Lab=1
1 | No. |  | Item: c. | 165.9 | 165.9 | ISELL |  |  |  |  | ITEM |  |  |  |  | READY | Connect pump to local isolator |  | mu :1.35 | [8 empty] | 69.15 | 69.15 | 96.75 | 96.75 | 165.9 |  | 51.22 | 2.61 | 53.83
|  |  | c. P-208 | [6 empty] | n
|  |  |  | 0 | Discrepancy
|  |  | Electrical | 165.9 | 165.9 |  |  |  |  | mu_A | SUBI
|  |  | Connecting up of power supply |  |  | CAMC_024 | 616 | CRO | 16mm2 |  |  |  |  | 2 | 2011-08-12 |  | 0 |  | 0
3 | m |  | Power Cable 5c 16 mm2 XLPE SWA-PVC |  | AJ Electric | CAMC_024 | 616 | CRO | 16mm2 |  |  |  |  | 2 | 2011-08-12 | 10.45 | 31.35 | 0.1 | 0.3
3 | No |  | Cable Tie 225mm |  |  | CONS_009 | 875 | (__) |  | 01-003 |  |  |  | 1 | 1994-12-01 | 0.05 | 0.15 |  | 0
2 | No |  | Gland Indoor 25 BWL 4*10/16mm2 |  |  | CAAC_043 | 620 | CMP | [5 empty] | 2 | 1997-01-01 | 7.66 | 15.32 | 0.4 | 0.8
2 | m |  | Cable Marker 8 digit c/w Carrier Strip |  |  | CAAC_091 | 620 | (__) | [5 empty] | 2 | 2004-06-10 | 1.5 | 3 | 0.08 | 0.16
10 | No |  | Cable Lug 16 mm2 |  |  | CAAC_009 | 620 | CTT | [5 empty] | 2 | 1994-12-01 | 0.14 | 1.4 | 0.06 | 0.6
1 | No |  | Labour to connect Mech Equip (FIX 3) |  | Pump | LABO_009 | 900 | MISC | [5 empty] | 1 |  |  | 0 | 0.5 | 0.5
1 | No |  | Labour to connect Mech Equip (FIX 3) |  | Differential pressure switch in on board inverter drive | LABO_009 | 900 | MISC | [5 empty] | 1 |  |  | 0 | 0.25 | 0.25
[17 empty] | 0 |  | 0
d> | 0 | [8 empty] | mu_A | SUBI | [5 empty] | 51.22 |  | 2.61 | [8 empty] | 69.15
|  |  | Technician | 0 | 0 |  |  |  |  | mu_B | SUBI
| >>> mu_B material here >>> | [15 empty] | 0 |  | 0
[17 empty] | 0 |  | 0
[17 empty] | 0 |  | 0
d> | 0 | [8 empty] | mu_B | SUBI | [5 empty] | 0 |  | 0 | [8 empty] | 0
|  |  | Engineer (Man Hours) | 0 | 0 |  |  |  |  | mu_C | SUBI
| >>> mu_C material here >>> | [15 empty] | 0 |  | 0
[17 empty] | 0 |  | 0
[17 empty] | 0 |  | 0
d> | 0 | [8 empty] | mu_C | SUBI | [5 empty] | 0 |  | 0 | [8 empty] | 0
[6 empty] | ICOST |  |  |  |  | ITEM | [5 empty] | 51.22 |  | 2.61
TB
|  | t | Item: 24.0
Primary heating water pumps complete with anti-vibration mountings, differential pressure switch connected to BMS and pipe flexible connections, etc. as specified.
|  |  |  | Sell Rate | Sell Total |  |  |  |  | IB | [17 empty] | U_M_Sell | T_M_Sell | U_L_Sell | T_L_Sell | Total_Sell |  | T_M_Cost | T_L_Phr | Mat/Lab=1
1 | No. |  | Item: a. | 165.9 | 165.9 | ISELL |  |  |  |  | ITEM |  |  |  |  | READY | Connect pump to local isolator |  | mu :1.35 | [8 empty] | 69.15 | 69.15 | 96.75 | 96.75 | 165.9 |  | 51.22 | 2.61 | 53.83
|  |  | a. P-209 | [6 empty] | n
|  |  |  | 0 | Discrepancy
|  |  | Electrical | 165.9 | 165.9 |  |  |  |  | mu_A | SUBI
|  |  | Connecting up of power supply |  |  | CAMC_024 | 616 | CRO | 16mm2 |  |  |  |  | 2 | 2011-08-12 |  | 0 |  | 0
3 | m |  | Power Cable 5c 16 mm2 XLPE SWA-PVC |  | AJ Electric | CAMC_024 | 616 | CRO | 16mm2 |  |  |  |  | 2 | 2011-08-12 | 10.45 | 31.35 | 0.1 | 0.3
3 | No |  | Cable Tie 225mm |  |  | CONS_009 | 875 | (__) |  | 01-003 |  |  |  | 1 | 1994-12-01 | 0.05 | 0.15 |  | 0
2 | No |  | Gland Indoor 25 BWL 4*10/16mm2 |  |  | CAAC_043 | 620 | CMP | [5 empty] | 2 | 1997-01-01 | 7.66 | 15.32 | 0.4 | 0.8
2 | m |  | Cable Marker 8 digit c/w Carrier Strip |  |  | CAAC_091 | 620 | (__) | [5 empty] | 2 | 2004-06-10 | 1.5 | 3 | 0.08 | 0.16
10 | No |  | Cable Lug 16 mm2 |  |  | CAAC_009 | 620 | CTT | [5 empty] | 2 | 1994-12-01 | 0.14 | 1.4 | 0.06 | 0.6
1 | No |  | Labour to connect Mech Equip (FIX 3) |  | Pump | LABO_009 | 900 | MISC | [5 empty] | 1 |  |  | 0 | 0.5 | 0.5
1 | No |  | Labour to connect Mech Equip (FIX 3) |  | Differential pressure switch in on board inverter drive | LABO_009 | 900 | MISC | [5 empty] | 1 |  |  | 0 | 0.25 | 0.25
[17 empty] | 0 |  | 0
d> | 0 | [8 empty] | mu_A | SUBI | [5 empty] | 51.22 |  | 2.61 | [8 empty] | 69.15
|  |  | Technician | 0 | 0 |  |  |  |  | mu_B | SUBI
[17 empty] | 0 |  | 0
d> | 0 | [8 empty] | mu_B | SUBI | [5 empty] | 0 |  | 0 | [8 empty] | 0
|  |  | Engineer (Man Hours) | 0 | 0 |  |  |  |  | mu_C | SUBI
| >>> mu_C material here >>> | [15 empty] | 0 |  | 0
[17 empty] | 0 |  | 0
[17 empty] | 0 |  | 0
d> | 0 | [8 empty] | mu_C | SUBI | [5 empty] | 0 |  | 0 | [8 empty] | 0
[6 empty] | ICOST |  |  |  |  | ITEM | [5 empty] | 51.22 |  | 2.61
|  |  |  | Sell Rate | Sell Total |  |  |  |  | IB | [17 empty] | U_M_Sell | T_M_Sell | U_L_Sell | T_L_Sell | Total_Sell |  | T_M_Cost | T_L_Phr | Mat/Lab=1
1 | No. |  | Item: b. | 165.9 | 165.9 | ISELL |  |  |  |  | ITEM |  |  |  |  | READY | Connect pump to local isolator |  | mu :1.35 | [8 empty] | 69.15 | 69.15 | 96.75 | 96.75 | 165.9 |  | 51.22 | 2.61 | 53.83
|  |  | b. P-210 | [6 empty] | n
|  |  |  | 0 | Discrepancy
|  |  | Electrical | 165.9 | 165.9 |  |  |  |  | mu_A | SUBI
|  |  | Connecting up of power supply |  |  | CAMC_024 | 616 | CRO | 16mm2 |  |  |  |  | 2 | 2011-08-12 |  | 0 |  | 0
3 | m |  | Power Cable 5c 16 mm2 XLPE SWA-PVC |  | AJ Electric | CAMC_024 | 616 | CRO | 16mm2 |  |  |  |  | 2 | 2011-08-12 | 10.45 | 31.35 | 0.1 | 0.3
3 | No |  | Cable Tie 225mm |  |  | CONS_009 | 875 | (__) |  | 01-003 |  |  |  | 1 | 1994-12-01 | 0.05 | 0.15 |  | 0
2 | No |  | Gland Indoor 25 BWL 4*10/16mm2 |  |  | CAAC_043 | 620 | CMP | [5 empty] | 2 | 1997-01-01 | 7.66 | 15.32 | 0.4 | 0.8
2 | m |  | Cable Marker 8 digit c/w Carrier Strip |  |  | CAAC_091 | 620 | (__) | [5 empty] | 2 | 2004-06-10 | 1.5 | 3 | 0.08 | 0.16
10 | No |  | Cable Lug 16 mm2 |  |  | CAAC_009 | 620 | CTT | [5 empty] | 2 | 1994-12-01 | 0.14 | 1.4 | 0.06 | 0.6
1 | No |  | Labour to connect Mech Equip (FIX 3) |  | Pump | LABO_009 | 900 | MISC | [5 empty] | 1 |  |  | 0 | 0.5 | 0.5
1 | No |  | Labour to connect Mech Equip (FIX 3) |  | Differential pressure switch in on board inverter drive | LABO_009 | 900 | MISC | [5 empty] | 1 |  |  | 0 | 0.25 | 0.25
[17 empty] | 0 |  | 0
d> | 0 | [8 empty] | mu_A | SUBI | [5 empty] | 51.22 |  | 2.61 | [8 empty] | 69.15
|  |  | Technician | 0 | 0 |  |  |  |  | mu_B | SUBI
| >>> mu_B material here >>> | [15 empty] | 0 |  | 0
[17 empty] | 0 |  | 0
[17 empty] | 0 |  | 0
d> | 0 | [8 empty] | mu_B | SUBI | [5 empty] | 0 |  | 0 | [8 empty] | 0
|  |  | Engineer (Man Hours) | 0 | 0 |  |  |  |  | mu_C | SUBI
| >>> mu_C material here >>> | [15 empty] | 0 |  | 0
[17 empty] | 0 |  | 0
[17 empty] | 0 |  | 0
d> | 0 | [8 empty] | mu_C | SUBI | [5 empty] | 0 |  | 0 | [8 empty] | 0
[6 empty] | ICOST |  |  |  |  | ITEM | [5 empty] | 51.22 |  | 2.61
TB
t
PUMPS
TB
|  | t | Item: 25.0
Cooling / heating secondary pumps complete with anti-vibration mounting and pipe flexible connections as specified.
|  |  |  | Sell Rate | Sell Total |  |  |  |  | IB | [17 empty] | U_M_Sell | T_M_Sell | U_L_Sell | T_L_Sell | Total_Sell |  | T_M_Cost | T_L_Phr | Mat/Lab=1
1 | No. |  | Item: a. | 61.84 | 61.84 | ISELL |  |  |  | mu_A | ITEM |  |  |  |  | READY | Connect pump to existing power supply - cable not extended |  | mu :1.35 | [8 empty] | 14.39 | 14.39 | 47.45 | 47.45 | 61.84 |  | 10.66 | 1.28 | 11.94
|  |  | a. P-301 | [6 empty] | n
|  | h | [E25_0465_IH_Retro_Elec4Mech_Est_Rev_A.xlsx]Elec_Rates!$D$64 |  |  | RATE_AAA
1 | 1 | 1 | 006# Connecting up of 11.0/18.0 kW 400Volt motor (VFD) |  | Local Rate | RTLO_001 | [9 empty] | 10.66 | 10.66 | 1.28 | 1.28
[17 empty] | 0 |  | 0
d> | 0 |  |  |  |  | ICOST |  |  |  | mu_A | ITEM | [5 empty] | 10.66 |  | 1.28
|  |  |  | Sell Rate | Sell Total |  |  |  |  | IB | [17 empty] | U_M_Sell | T_M_Sell | U_L_Sell | T_L_Sell | Total_Sell |  | T_M_Cost | T_L_Phr | Mat/Lab=1
1 | No. |  | Item: b. | 61.84 | 61.84 | ISELL |  |  |  | mu_A | ITEM |  |  |  |  | READY | Connect pump to existing power supply - cable not extended |  | mu :1.35 | [8 empty] | 14.39 | 14.39 | 47.45 | 47.45 | 61.84 |  | 10.66 | 1.28 | 11.94
|  |  | b. P-302 | [6 empty] | n
|  | h | [E25_0465_IH_Retro_Elec4Mech_Est_Rev_A.xlsx]Elec_Rates!$D$64 |  |  | RATE_AAA
1 | 1 | 1 | 006# Connecting up of 11.0/18.0 kW 400Volt motor (VFD) |  | Local Rate | RTLO_001 | [9 empty] | 10.66 | 10.66 | 1.28 | 1.28
[17 empty] | 0 |  | 0
d> | 0 |  |  |  |  | ICOST |  |  |  | mu_A | ITEM | [5 empty] | 10.66 |  | 1.28
|  |  |  | Sell Rate | Sell Total |  |  |  |  | IB | [17 empty] | U_M_Sell | T_M_Sell | U_L_Sell | T_L_Sell | Total_Sell |  | T_M_Cost | T_L_Phr | Mat/Lab=1
1 | No. |  | Item: c. | 47.58 | 47.58 | ISELL |  |  |  | mu_A | ITEM |  |  |  |  | READY | Connect pump to existing power supply - cable not extended |  | mu :1.35 | [8 empty] | 9.4 | 9.4 | 38.18 | 38.18 | 47.58 |  | 6.96 | 1.03 | 7.99
|  |  | c. P-303 | [6 empty] | n
|  | h | [E25_0465_IH_Retro_Elec4Mech_Est_Rev_A.xlsx]Elec_Rates!$D$55 |  |  | RATE_AAA
1 | 1 | 1 | 005# Connecting up of 7.5 kW 400Volt motor (VFD) |  | Local Rate | RTLO_002 | [9 empty] | 6.96 | 6.96 | 1.03 | 1.03
[17 empty] | 0 |  | 0
d> | 0 |  |  |  |  | ICOST |  |  |  | mu_A | ITEM | [5 empty] | 6.96 |  | 1.03
|  |  |  | Sell Rate | Sell Total |  |  |  |  | IB | [17 empty] | U_M_Sell | T_M_Sell | U_L_Sell | T_L_Sell | Total_Sell |  | T_M_Cost | T_L_Phr | Mat/Lab=1
1 | No. |  | Item: d. | 47.58 | 47.58 | ISELL |  |  |  | mu_A | ITEM |  |  |  |  | READY | Connect pump to existing power supply - cable not extended |  | mu :1.35 | [8 empty] | 9.4 | 9.4 | 38.18 | 38.18 | 47.58 |  | 6.96 | 1.03 | 7.99
|  |  | d. P-304 | [6 empty] | n
|  | h | [E25_0465_IH_Retro_Elec4Mech_Est_Rev_A.xlsx]Elec_Rates!$D$55 |  |  | RATE_AAA
1 | 1 | 1 | 005# Connecting up of 7.5 kW 400Volt motor (VFD) |  | Local Rate | RTLO_002 | [9 empty] | 6.96 | 6.96 | 1.03 | 1.03
[17 empty] | 0 |  | 0
d> | 0 |  |  |  |  | ICOST |  |  |  | mu_A | ITEM | [5 empty] | 6.96 |  | 1.03
|  |  |  | Sell Rate | Sell Total |  |  |  |  | IB | [17 empty] | U_M_Sell | T_M_Sell | U_L_Sell | T_L_Sell | Total_Sell |  | T_M_Cost | T_L_Phr | Mat/Lab=1
1 | No. |  | Item: e. | 61.84 | 61.84 | ISELL |  |  |  | mu_A | ITEM |  |  |  |  | READY | Connect pump to existing power supply - cable not extended |  | mu :1.35 | [8 empty] | 14.39 | 14.39 | 47.45 | 47.45 | 61.84 |  | 10.66 | 1.28 | 11.94
|  |  | e. P-305 | [6 empty] | n
|  | h | [E25_0465_IH_Retro_Elec4Mech_Est_Rev_A.xlsx]Elec_Rates!$D$64 |  |  | RATE_AAA
1 | 1 | 1 | 006# Connecting up of 11.0/18.0 kW 400Volt motor (VFD) |  | Local Rate | RTLO_001 | [9 empty] | 10.66 | 10.66 | 1.28 | 1.28
[17 empty] | 0 |  | 0
d> | 0 |  |  |  |  | ICOST |  |  |  | mu_A | ITEM | [5 empty] | 10.66 |  | 1.28
|  |  |  | Sell Rate | Sell Total |  |  |  |  | IB | [17 empty] | U_M_Sell | T_M_Sell | U_L_Sell | T_L_Sell | Total_Sell |  | T_M_Cost | T_L_Phr | Mat/Lab=1
1 | No. |  | Item: f. | 61.84 | 61.84 | ISELL |  |  |  | mu_A | ITEM |  |  |  |  | READY | Connect pump to existing power supply - cable not extended |  | mu :1.35 | [8 empty] | 14.39 | 14.39 | 47.45 | 47.45 | 61.84 |  | 10.66 | 1.28 | 11.94
|  |  | f. P-306 | [6 empty] | n
|  | h | [E25_0465_IH_Retro_Elec4Mech_Est_Rev_A.xlsx]Elec_Rates!$D$64 |  |  | RATE_AAA
1 | 1 | 1 | 006# Connecting up of 11.0/18.0 kW 400Volt motor (VFD) |  | Local Rate | RTLO_001 | [9 empty] | 10.66 | 10.66 | 1.28 | 1.28
[17 empty] | 0 |  | 0
d> | 0 |  |  |  |  | ICOST |  |  |  | mu_A | ITEM | [5 empty] | 10.66 |  | 1.28
|  |  |  | Sell Rate | Sell Total |  |  |  |  | IB | [17 empty] | U_M_Sell | T_M_Sell | U_L_Sell | T_L_Sell | Total_Sell |  | T_M_Cost | T_L_Phr | Mat/Lab=1
1 | No. |  | Item: g. | 43.84 | 43.84 | ISELL |  |  |  | mu_A | ITEM |  |  |  |  | READY | Connect pump to existing power supply - cable not extended |  | mu :1.35 | [8 empty] | 7.51 | 7.51 | 36.33 | 36.33 | 43.84 |  | 5.56 | 0.98 | 6.54
|  |  | g. P-307 | [6 empty] | n
|  | h | [E25_0465_IH_Retro_Elec4Mech_Est_Rev_A.xlsx]Elec_Rates!$D$46 |  |  | RATE_AAA
1 | 1 | 1 | 004# Connecting up of 3.0/4.0 kW 400Volt motor (VFD) |  | Local Rate | RTLO_002 | [9 empty] | 5.56 | 5.56 | 0.98 | 0.98
[17 empty] | 0 |  | 0
d> | 0 |  |  |  |  | ICOST |  |  |  | mu_A | ITEM | [5 empty] | 5.56 |  | 0.98
|  |  |  | Sell Rate | Sell Total |  |  |  |  | IB | [17 empty] | U_M_Sell | T_M_Sell | U_L_Sell | T_L_Sell | Total_Sell |  | T_M_Cost | T_L_Phr | Mat/Lab=1
1 | No. |  | Item: h. | 43.84 | 43.84 | ISELL |  |  |  | mu_A | ITEM |  |  |  |  | READY | Connect pump to existing power supply - cable not extended |  | mu :1.35 | [8 empty] | 7.51 | 7.51 | 36.33 | 36.33 | 43.84 |  | 5.56 | 0.98 | 6.54
|  |  | h. P-308 | [6 empty] | n
|  | h | [E25_0465_IH_Retro_Elec4Mech_Est_Rev_A.xlsx]Elec_Rates!$D$46 |  |  | RATE_AAA
1 | 1 | 1 | 004# Connecting up of 3.0/4.0 kW 400Volt motor (VFD) |  | Local Rate | RTLO_002 | [9 empty] | 5.56 | 5.56 | 0.98 | 0.98
[17 empty] | 0 |  | 0
d> | 0 |  |  |  |  | ICOST |  |  |  | mu_A | ITEM | [5 empty] | 5.56 |  | 0.98
|  |  |  | Sell Rate | Sell Total |  |  |  |  | IB | [17 empty] | U_M_Sell | T_M_Sell | U_L_Sell | T_L_Sell | Total_Sell |  | T_M_Cost | T_L_Phr | Mat/Lab=1
1 | No. |  | Item: i. | 43.84 | 43.84 | ISELL |  |  |  | mu_A | ITEM |  |  |  |  | READY | Connect pump to existing power supply - cable not extended |  | mu :1.35 | [8 empty] | 7.51 | 7.51 | 36.33 | 36.33 | 43.84 |  | 5.56 | 0.98 | 6.54
|  |  | i. P-309 | [6 empty] | n
|  | h | [E25_0465_IH_Retro_Elec4Mech_Est_Rev_A.xlsx]Elec_Rates!$D$46 |  |  | RATE_AAA
1 | 1 | 1 | 004# Connecting up of 3.0/4.0 kW 400Volt motor (VFD) |  | Local Rate | RTLO_002 | [9 empty] | 5.56 | 5.56 | 0.98 | 0.98
[17 empty] | 0 |  | 0
d> | 0 |  |  |  |  | ICOST |  |  |  | mu_A | ITEM | [5 empty] | 5.56 |  | 0.98
|  |  |  | Sell Rate | Sell Total |  |  |  |  | IB | [17 empty] | U_M_Sell | T_M_Sell | U_L_Sell | T_L_Sell | Total_Sell |  | T_M_Cost | T_L_Phr | Mat/Lab=1
1 | No. |  | Item: j. | 43.84 | 43.84 | ISELL |  |  |  | mu_A | ITEM |  |  |  |  | READY | Connect pump to existing power supply - cable not extended |  | mu :1.35 | [8 empty] | 7.51 | 7.51 | 36.33 | 36.33 | 43.84 |  | 5.56 | 0.98 | 6.54
|  |  | j. P-310 | [6 empty] | n
|  | h | [E25_0465_IH_Retro_Elec4Mech_Est_Rev_A.xlsx]Elec_Rates!$D$46 |  |  | RATE_AAA
1 | 1 | 1 | 004# Connecting up of 3.0/4.0 kW 400Volt motor (VFD) |  | Local Rate | RTLO_002 | [9 empty] | 5.56 | 5.56 | 0.98 | 0.98
[17 empty] | 0 |  | 0
d> | 0 |  |  |  |  | ICOST |  |  |  | mu_A | ITEM | [5 empty] | 5.56 |  | 0.98
TB
|  | t | Item: 26.0
Cooling water secondary pumps complete with anti-vibration mountings, differential pressure switch connected to BMS and pipe flexible connections, etc. as specified.
|  |  |  | Sell Rate | Sell Total |  |  |  |  | IB | [17 empty] | U_M_Sell | T_M_Sell | U_L_Sell | T_L_Sell | Total_Sell |  | T_M_Cost | T_L_Phr | Mat/Lab=1
1 | No. |  | Item: a. | 61.84 | 61.84 | ISELL |  |  |  |  | ITEM |  |  |  |  | READY | Connect pump to existing power supply - cable not extended |  | mu :1.35 | [8 empty] | 14.39 | 14.39 | 47.45 | 47.45 | 61.84 |  | 10.66 | 1.28 | 11.94
|  |  | a. P-401 | [6 empty] | n
|  |  |  | 0 | Discrepancy
|  |  | Electrical | 61.84 | 61.84 |  |  |  |  | mu_A | SUBI
|  | h | [E25_0465_IH_Retro_Elec4Mech_Est_Rev_A.xlsx]Elec_Rates!$D$64 |  |  | RATE_AAA
1 | 1 | 1 | 006# Connecting up of 11.0/18.0 kW 400Volt motor (VFD) |  | Local Rate | RTLO_001 | [9 empty] | 10.66 | 10.66 | 1.28 | 1.28
[17 empty] | 0 |  | 0
d> | 0 | [8 empty] | mu_A | SUBI | [5 empty] | 10.66 |  | 1.28 | [8 empty] | 14.39
|  |  | Technician | 0 | 0 |  |  |  |  | mu_B | SUBI
| >>> mu_B material here >>> | [15 empty] | 0 |  | 0
[17 empty] | 0 |  | 0
[17 empty] | 0 |  | 0
d> | 0 | [8 empty] | mu_B | SUBI | [5 empty] | 0 |  | 0 | [8 empty] | 0
|  |  | Engineer (Man Hours) | 0 | 0 |  |  |  |  | mu_C | SUBI
| >>> mu_C material here >>> | [15 empty] | 0 |  | 0
[17 empty] | 0 |  | 0
[17 empty] | 0 |  | 0
d> | 0 | [8 empty] | mu_C | SUBI | [5 empty] | 0 |  | 0 | [8 empty] | 0
[6 empty] | ICOST |  |  |  |  | ITEM | [5 empty] | 10.66 |  | 1.28
|  |  |  | Sell Rate | Sell Total |  |  |  |  | IB | [17 empty] | U_M_Sell | T_M_Sell | U_L_Sell | T_L_Sell | Total_Sell |  | T_M_Cost | T_L_Phr | Mat/Lab=1
1 | No. |  | Item: b. | 61.84 | 61.84 | ISELL |  |  |  |  | ITEM |  |  |  |  | READY | Connect pump to existing power supply - cable not extended |  | mu :1.35 | [8 empty] | 14.39 | 14.39 | 47.45 | 47.45 | 61.84 |  | 10.66 | 1.28 | 11.94
|  |  | b. P-402 | [6 empty] | n
|  |  |  | 0 | Discrepancy
|  |  | Electrical | 61.84 | 61.84 |  |  |  |  | mu_A | SUBI
|  | h | [E25_0465_IH_Retro_Elec4Mech_Est_Rev_A.xlsx]Elec_Rates!$D$64 |  |  | RATE_AAA
1 | 1 | 1 | 006# Connecting up of 11.0/18.0 kW 400Volt motor (VFD) |  | Local Rate | RTLO_001 | [9 empty] | 10.66 | 10.66 | 1.28 | 1.28
[17 empty] | 0 |  | 0
d> | 0 | [8 empty] | mu_A | SUBI | [5 empty] | 10.66 |  | 1.28 | [8 empty] | 14.39
|  |  | Technician | 0 | 0 |  |  |  |  | mu_B | SUBI
| >>> mu_B material here >>> | [15 empty] | 0 |  | 0
[17 empty] | 0 |  | 0
[17 empty] | 0 |  | 0
d> | 0 | [8 empty] | mu_B | SUBI | [5 empty] | 0 |  | 0 | [8 empty] | 0
|  |  | Engineer (Man Hours) | 0 | 0 |  |  |  |  | mu_C | SUBI
| >>> mu_C material here >>> | [15 empty] | 0 |  | 0
[17 empty] | 0 |  | 0
[17 empty] | 0 |  | 0
d> | 0 | [8 empty] | mu_C | SUBI | [5 empty] | 0 |  | 0 | [8 empty] | 0
[6 empty] | ICOST |  |  |  |  | ITEM | [5 empty] | 10.66 |  | 1.28
|  |  |  | Sell Rate | Sell Total |  |  |  |  | IB | [17 empty] | U_M_Sell | T_M_Sell | U_L_Sell | T_L_Sell | Total_Sell |  | T_M_Cost | T_L_Phr | Mat/Lab=1
1 | No. |  | Item: c. | 61.84 | 61.84 | ISELL |  |  |  |  | ITEM |  |  |  |  | READY | Connect pump to existing power supply - cable not extended |  | mu :1.35 | [8 empty] | 14.39 | 14.39 | 47.45 | 47.45 | 61.84 |  | 10.66 | 1.28 | 11.94
|  |  | c. P-403 | [6 empty] | n
|  |  |  | 0 | Discrepancy
|  |  | Electrical | 61.84 | 61.84 |  |  |  |  | mu_A | SUBI
|  | h | [E25_0465_IH_Retro_Elec4Mech_Est_Rev_A.xlsx]Elec_Rates!$D$64 |  |  | RATE_AAA
1 | 1 | 1 | 006# Connecting up of 11.0/18.0 kW 400Volt motor (VFD) |  | Local Rate | RTLO_001 | [9 empty] | 10.66 | 10.66 | 1.28 | 1.28
[17 empty] | 0 |  | 0
d> | 0 | [8 empty] | mu_A | SUBI | [5 empty] | 10.66 |  | 1.28 | [8 empty] | 14.39
|  |  | Technician | 0 | 0 |  |  |  |  | mu_B | SUBI
| >>> mu_B material here >>> | [15 empty] | 0 |  | 0
[17 empty] | 0 |  | 0
[17 empty] | 0 |  | 0
d> | 0 | [8 empty] | mu_B | SUBI | [5 empty] | 0 |  | 0 | [8 empty] | 0
|  |  | Engineer (Man Hours) | 0 | 0 |  |  |  |  | mu_C | SUBI
| >>> mu_C material here >>> | [15 empty] | 0 |  | 0
[17 empty] | 0 |  | 0
[17 empty] | 0 |  | 0
d> | 0 | [8 empty] | mu_C | SUBI | [5 empty] | 0 |  | 0 | [8 empty] | 0
[6 empty] | ICOST |  |  |  |  | ITEM | [5 empty] | 10.66 |  | 1.28
|  |  |  | Sell Rate | Sell Total |  |  |  |  | IB | [17 empty] | U_M_Sell | T_M_Sell | U_L_Sell | T_L_Sell | Total_Sell |  | T_M_Cost | T_L_Phr | Mat/Lab=1
1 | No. |  | Item: d. | 61.84 | 61.84 | ISELL |  |  |  |  | ITEM |  |  |  |  | READY | Connect pump to existing power supply - cable not extended |  | mu :1.35 | [8 empty] | 14.39 | 14.39 | 47.45 | 47.45 | 61.84 |  | 10.66 | 1.28 | 11.94
|  |  | d. P-404 | [6 empty] | n
|  |  |  | 0 | Discrepancy
|  |  | Electrical | 61.84 | 61.84 |  |  |  |  | mu_A | SUBI
|  | h | [E25_0465_IH_Retro_Elec4Mech_Est_Rev_A.xlsx]Elec_Rates!$D$64 |  |  | RATE_AAA
1 | 1 | 1 | 006# Connecting up of 11.0/18.0 kW 400Volt motor (VFD) |  | Local Rate | RTLO_001 | [9 empty] | 10.66 | 10.66 | 1.28 | 1.28
[17 empty] | 0 |  | 0
d> | 0 | [8 empty] | mu_A | SUBI | [5 empty] | 10.66 |  | 1.28 | [8 empty] | 14.39
|  |  | Technician | 0 | 0 |  |  |  |  | mu_B | SUBI
| >>> mu_B material here >>> | [15 empty] | 0 |  | 0
[17 empty] | 0 |  | 0
[17 empty] | 0 |  | 0
d> | 0 | [8 empty] | mu_B | SUBI | [5 empty] | 0 |  | 0 | [8 empty] | 0
|  |  | Engineer (Man Hours) | 0 | 0 |  |  |  |  | mu_C | SUBI
| >>> mu_C material here >>> | [15 empty] | 0 |  | 0
[17 empty] | 0 |  | 0
[17 empty] | 0 |  | 0
d> | 0 | [8 empty] | mu_C | SUBI | [5 empty] | 0 |  | 0 | [8 empty] | 0
[6 empty] | ICOST |  |  |  |  | ITEM | [5 empty] | 10.66 |  | 1.28
|  |  |  | Sell Rate | Sell Total |  |  |  |  | IB | [17 empty] | U_M_Sell | T_M_Sell | U_L_Sell | T_L_Sell | Total_Sell |  | T_M_Cost | T_L_Phr | Mat/Lab=1
1 | No. |  | Item: e. | 43.84 | 43.84 | ISELL |  |  |  |  | ITEM |  |  |  |  | READY | Connect pump to existing power supply - cable not extended |  | mu :1.35 | [8 empty] | 7.51 | 7.51 | 36.33 | 36.33 | 43.84 |  | 5.56 | 0.98 | 6.54
|  |  | e. P-405 | [6 empty] | n
|  |  |  | 0 | Discrepancy
|  |  | Electrical | 43.84 | 43.84 |  |  |  |  | mu_A | SUBI
|  | h | [E25_0465_IH_Retro_Elec4Mech_Est_Rev_A.xlsx]Elec_Rates!$D$46 |  |  | RATE_AAA
1 | 1 | 1 | 004# Connecting up of 3.0/4.0 kW 400Volt motor (VFD) |  | Local Rate | RTLO_002 | [9 empty] | 5.56 | 5.56 | 0.98 | 0.98
[17 empty] | 0 |  | 0
d> | 0 | [8 empty] | mu_A | SUBI | [5 empty] | 5.56 |  | 0.98 | [8 empty] | 7.51
|  |  | Technician | 0 | 0 |  |  |  |  | mu_B | SUBI
| >>> mu_B material here >>> | [15 empty] | 0 |  | 0
[17 empty] | 0 |  | 0
[17 empty] | 0 |  | 0
d> | 0 | [8 empty] | mu_B | SUBI | [5 empty] | 0 |  | 0 | [8 empty] | 0
|  |  | Engineer (Man Hours) | 0 | 0 |  |  |  |  | mu_C | SUBI
| >>> mu_C material here >>> | [15 empty] | 0 |  | 0
[17 empty] | 0 |  | 0
[17 empty] | 0 |  | 0
d> | 0 | [8 empty] | mu_C | SUBI | [5 empty] | 0 |  | 0 | [8 empty] | 0
[6 empty] | ICOST |  |  |  |  | ITEM | [5 empty] | 5.56 |  | 0.98
|  |  |  | Sell Rate | Sell Total |  |  |  |  | IB | [17 empty] | U_M_Sell | T_M_Sell | U_L_Sell | T_L_Sell | Total_Sell |  | T_M_Cost | T_L_Phr | Mat/Lab=1
1 | No. |  | Item: f. | 43.84 | 43.84 | ISELL |  |  |  |  | ITEM |  |  |  |  | READY | Connect pump to existing power supply - cable not extended |  | mu :1.35 | [8 empty] | 7.51 | 7.51 | 36.33 | 36.33 | 43.84 |  | 5.56 | 0.98 | 6.54
|  |  | f. P-406 | [6 empty] | n
|  |  |  | 0 | Discrepancy
|  |  | Electrical | 43.84 | 43.84 |  |  |  |  | mu_A | SUBI
|  | h | [E25_0465_IH_Retro_Elec4Mech_Est_Rev_A.xlsx]Elec_Rates!$D$46 |  |  | RATE_AAA
1 | 1 | 1 | 004# Connecting up of 3.0/4.0 kW 400Volt motor (VFD) |  | Local Rate | RTLO_002 | [9 empty] | 5.56 | 5.56 | 0.98 | 0.98
[17 empty] | 0 |  | 0
d> | 0 | [8 empty] | mu_A | SUBI | [5 empty] | 5.56 |  | 0.98 | [8 empty] | 7.51
|  |  | Technician | 0 | 0 |  |  |  |  | mu_B | SUBI
| >>> mu_B material here >>> | [15 empty] | 0 |  | 0
[17 empty] | 0 |  | 0
[17 empty] | 0 |  | 0
d> | 0 | [8 empty] | mu_B | SUBI | [5 empty] | 0 |  | 0 | [8 empty] | 0
|  |  | Engineer (Man Hours) | 0 | 0 |  |  |  |  | mu_C | SUBI
| >>> mu_C material here >>> | [15 empty] | 0 |  | 0
[17 empty] | 0 |  | 0
[17 empty] | 0 |  | 0
d> | 0 | [8 empty] | mu_C | SUBI | [5 empty] | 0 |  | 0 | [8 empty] | 0
[6 empty] | ICOST |  |  |  |  | ITEM | [5 empty] | 5.56 |  | 0.98
TB
|  | t | Item: 27.0
Heating water secondary pumps complete with anti-vibration mountings, differential pressure switch connected to BMS and pipe flexible connections, etc. as specified.
|  |  |  | Sell Rate | Sell Total |  |  |  |  | IB | [17 empty] | U_M_Sell | T_M_Sell | U_L_Sell | T_L_Sell | Total_Sell |  | T_M_Cost | T_L_Phr | Mat/Lab=1
1 | No. |  | Item: a. | 43.84 | 43.84 | ISELL |  |  |  |  | ITEM |  |  |  |  | READY | Connect pump to existing power supply - cable not extended |  | mu :1.35 | [8 empty] | 7.51 | 7.51 | 36.33 | 36.33 | 43.84 |  | 5.56 | 0.98 | 6.54
|  |  | a. P-501 | [6 empty] | n
|  |  |  | 0 | Discrepancy
|  |  | Electrical | 43.84 | 43.84 |  |  |  |  | mu_A | SUBI
|  | h | [E25_0465_IH_Retro_Elec4Mech_Est_Rev_A.xlsx]Elec_Rates!$D$46 |  |  | RATE_AAA
1 | 1 | 1 | 004# Connecting up of 3.0/4.0 kW 400Volt motor (VFD) |  | Local Rate | RTLO_002 | [9 empty] | 5.56 | 5.56 | 0.98 | 0.98
[17 empty] | 0 |  | 0
d> | 0 | [8 empty] | mu_A | SUBI | [5 empty] | 5.56 |  | 0.98 | [8 empty] | 7.51
|  |  | Technician | 0 | 0 |  |  |  |  | mu_B | SUBI
| >>> mu_B material here >>> | [15 empty] | 0 |  | 0
[17 empty] | 0 |  | 0
[17 empty] | 0 |  | 0
d> | 0 | [8 empty] | mu_B | SUBI | [5 empty] | 0 |  | 0 | [8 empty] | 0
|  |  | Engineer (Man Hours) | 0 | 0 |  |  |  |  | mu_C | SUBI
| >>> mu_C material here >>> | [15 empty] | 0 |  | 0
[17 empty] | 0 |  | 0
[17 empty] | 0 |  | 0
d> | 0 | [8 empty] | mu_C | SUBI | [5 empty] | 0 |  | 0 | [8 empty] | 0
[6 empty] | ICOST |  |  |  |  | ITEM | [5 empty] | 5.56 |  | 0.98
|  |  |  | Sell Rate | Sell Total |  |  |  |  | IB | [17 empty] | U_M_Sell | T_M_Sell | U_L_Sell | T_L_Sell | Total_Sell |  | T_M_Cost | T_L_Phr | Mat/Lab=1
1 | No. |  | Item: b. | 43.84 | 43.84 | ISELL |  |  |  |  | ITEM |  |  |  |  | READY | Connect pump to existing power supply - cable not extended |  | mu :1.35 | [8 empty] | 7.51 | 7.51 | 36.33 | 36.33 | 43.84 |  | 5.56 | 0.98 | 6.54
|  |  | b. P-502 | [6 empty] | n
|  |  |  | 0 | Discrepancy
|  |  | Electrical | 43.84 | 43.84 |  |  |  |  | mu_A | SUBI
|  | h | [E25_0465_IH_Retro_Elec4Mech_Est_Rev_A.xlsx]Elec_Rates!$D$46 |  |  | RATE_AAA
1 | 1 | 1 | 004# Connecting up of 3.0/4.0 kW 400Volt motor (VFD) |  | Local Rate | RTLO_002 | [9 empty] | 5.56 | 5.56 | 0.98 | 0.98
[17 empty] | 0 |  | 0
d> | 0 | [8 empty] | mu_A | SUBI | [5 empty] | 5.56 |  | 0.98 | [8 empty] | 7.51
|  |  | Technician | 0 | 0 |  |  |  |  | mu_B | SUBI
| >>> mu_B material here >>> | [15 empty] | 0 |  | 0
[17 empty] | 0 |  | 0
[17 empty] | 0 |  | 0
d> | 0 | [8 empty] | mu_B | SUBI | [5 empty] | 0 |  | 0 | [8 empty] | 0
|  |  | Engineer (Man Hours) | 0 | 0 |  |  |  |  | mu_C | SUBI
| >>> mu_C material here >>> | [15 empty] | 0 |  | 0
[17 empty] | 0 |  | 0
[17 empty] | 0 |  | 0
d> | 0 | [8 empty] | mu_C | SUBI | [5 empty] | 0 |  | 0 | [8 empty] | 0
[6 empty] | ICOST |  |  |  |  | ITEM | [5 empty] | 5.56 |  | 0.98
|  |  |  | Sell Rate | Sell Total |  |  |  |  | IB | [17 empty] | U_M_Sell | T_M_Sell | U_L_Sell | T_L_Sell | Total_Sell |  | T_M_Cost | T_L_Phr | Mat/Lab=1
1 | No. |  | Item: c. | 47.58 | 47.58 | ISELL |  |  |  |  | ITEM |  |  |  |  | READY | Connect pump to existing power supply - cable not extended |  | mu :1.35 | [8 empty] | 9.4 | 9.4 | 38.18 | 38.18 | 47.58 |  | 6.96 | 1.03 | 7.99
|  |  | c. P-503 | [6 empty] | n
|  |  |  | 0 | Discrepancy
|  |  | Electrical | 47.58 | 47.58 |  |  |  |  | mu_A | SUBI
|  | h | [E25_0465_IH_Retro_Elec4Mech_Est_Rev_A.xlsx]Elec_Rates!$D$55 |  |  | RATE_AAA
1 | 1 | 1 | 005# Connecting up of 7.5 kW 400Volt motor (VFD) |  | Local Rate | RTLO_002 | [9 empty] | 6.96 | 6.96 | 1.03 | 1.03
[17 empty] | 0 |  | 0
d> | 0 | [8 empty] | mu_A | SUBI | [5 empty] | 6.96 |  | 1.03 | [8 empty] | 9.4
|  |  | Technician | 0 | 0 |  |  |  |  | mu_B | SUBI
| >>> mu_B material here >>> | [15 empty] | 0 |  | 0
[17 empty] | 0 |  | 0
[17 empty] | 0 |  | 0
d> | 0 | [8 empty] | mu_B | SUBI | [5 empty] | 0 |  | 0 | [8 empty] | 0
|  |  | Engineer (Man Hours) | 0 | 0 |  |  |  |  | mu_C | SUBI
| >>> mu_C material here >>> | [15 empty] | 0 |  | 0
[17 empty] | 0 |  | 0
[17 empty] | 0 |  | 0
d> | 0 | [8 empty] | mu_C | SUBI | [5 empty] | 0 |  | 0 | [8 empty] | 0
[6 empty] | ICOST |  |  |  |  | ITEM | [5 empty] | 6.96 |  | 1.03
|  |  |  | Sell Rate | Sell Total |  |  |  |  | IB | [17 empty] | U_M_Sell | T_M_Sell | U_L_Sell | T_L_Sell | Total_Sell |  | T_M_Cost | T_L_Phr | Mat/Lab=1
1 | No. |  | Item: d. | 47.58 | 47.58 | ISELL |  |  |  |  | ITEM |  |  |  |  | READY | Connect pump to existing power supply - cable not extended |  | mu :1.35 | [8 empty] | 9.4 | 9.4 | 38.18 | 38.18 | 47.58 |  | 6.96 | 1.03 | 7.99
|  |  | d. P-504 | [6 empty] | n
|  |  |  | 0 | Discrepancy
|  |  | Electrical | 47.58 | 47.58 |  |  |  |  | mu_A | SUBI
|  | h | [E25_0465_IH_Retro_Elec4Mech_Est_Rev_A.xlsx]Elec_Rates!$D$55 |  |  | RATE_AAA
1 | 1 | 1 | 005# Connecting up of 7.5 kW 400Volt motor (VFD) |  | Local Rate | RTLO_002 | [9 empty] | 6.96 | 6.96 | 1.03 | 1.03
[17 empty] | 0 |  | 0
d> | 0 | [8 empty] | mu_A | SUBI | [5 empty] | 6.96 |  | 1.03 | [8 empty] | 9.4
|  |  | Technician | 0 | 0 |  |  |  |  | mu_B | SUBI
| >>> mu_B material here >>> | [15 empty] | 0 |  | 0
[17 empty] | 0 |  | 0
[17 empty] | 0 |  | 0
d> | 0 | [8 empty] | mu_B | SUBI | [5 empty] | 0 |  | 0 | [8 empty] | 0
|  |  | Engineer (Man Hours) | 0 | 0 |  |  |  |  | mu_C | SUBI
| >>> mu_C material here >>> | [15 empty] | 0 |  | 0
[17 empty] | 0 |  | 0
[17 empty] | 0 |  | 0
d> | 0 | [8 empty] | mu_C | SUBI | [5 empty] | 0 |  | 0 | [8 empty] | 0
[6 empty] | ICOST |  |  |  |  | ITEM | [5 empty] | 6.96 |  | 1.03
SB
| 0.014 |  | PAGE: |  | 4100.45 | [5 empty] | PAGE | [5 empty] | 895.48 |  | 78
| Discy: |  |  |  | PAGE SELL | [11 empty] | PAGE MAT |  | PAGE LAB
TB
|  | t | Item:
AHU'S - NEW FAN MOTORS AND CONTROLS
TB
t
Dismantle and remove existing AHU motors, and replace with new high efficiency EC fans with all wiring controls, etc. for a complete working system. System will allow variable speed control based on load requirements. System will be capable of working independently of existing BMS and include facility to interface with existing or future BMS.
TB
t
SYSTEM ON AHU/1
|  |  |  | Sell Rate | Sell Total |  |  |  |  | IB | [17 empty] | U_M_Sell | T_M_Sell | U_L_Sell | T_L_Sell | Total_Sell |  | T_M_Cost | T_L_Phr | Mat/Lab=1
1 | No. |  | Item: 1 | 0 | 0 | ISELL |  |  |  |  | ITEM |  |  |  |  | READY | Included in PCQ-25-0440 |  | 0.00 | [8 empty] | 0 | 0 | 0 | 0 | 0 |  | 0 | 0 | 0
Air handling unit AHU/1 EC fan complete with all wiring controls, etc. for a complete working system.
|  |  |  | 0 | Discrepancy
|  |  | Electrical | 0 | 0 |  |  |  |  | mu_A | SUBI
|  | h | [E25_0465_IH_Retro_Elec4Mech_Est_Rev_A.xlsx]Elec_Rates!$D$143 |  |  | RATE_AAA
0 | 1 | 0 | 011# Power supply to control panel (4core x 4.0sqmm) and VDS by pass in MCC |  | Local Rate | RTLO_001 | [9 empty] | 74.24 | 0 | 3.17 | 0 | [13 empty] | 1
|  | h | [E25_0465_IH_Retro_Elec4Mech_Est_Rev_A.xlsx]Elec_Rates!$D$196 |  |  | RATE_AAA
0 | 1 | 0 | 013# Installation of Rosenger control panel |  | Local Rate | RTLO_002 | [9 empty] | 20 | 0 | 2 | 0 | [13 empty] | 1
|  | h | [E25_0465_IH_Retro_Elec4Mech_Est_Rev_A.xlsx]Elec_Rates!$D$203 |  |  | RATE_AAA
0 | 1 | 0 | 014# Installation of cable harness to fans |  | Local Rate | RTLO_001 | [9 empty] | 20 | 0 | 1 | 0 | [13 empty] | 4
|  | h | [E25_0465_IH_Retro_Elec4Mech_Est_Rev_A.xlsx]Elec_Rates!$D$210 |  |  | RATE_AAA
0 | 1 | 0 | 015# Installation of control panels by ECA |  | Local Rate | RTLO_002 | [9 empty] | 30 | 0 | 1 | 0 | [13 empty] | 1
|  | h | [E25_0465_IH_Retro_Elec4Mech_Est_Rev_A.xlsx]Elec_Rates!$D$217 |  |  | RATE_AAA
0 | 1 | 0 | 016# Installation of sensors on AHUs |  | Local Rate | RTLO_001 | [9 empty] | 354.24 | 0 | 17.99 | 0 | [13 empty] | 1
[17 empty] | 0 |  | 0
d> | 0 | [8 empty] | mu_A | SUBI | [5 empty] | 0 |  | 0 | [8 empty] | 0 |  |  |  |  | d>
|  |  | Technician | 0 | 0 |  |  |  |  | mu_B | SUBI
0 | No |  | Control Panel 1 | Technician | Raymond - 24.07.2025 | CPAN_259 | 570 | (__) | [5 empty] | 2 | 2005-04-01 | 2500 | 0 | 8 | 0 | [13 empty] | 1
[17 empty] | 0 |  | 0
d> | 0 | [8 empty] | mu_B | SUBI | [5 empty] | 0 |  | 0 | [8 empty] | 0 |  |  |  |  | d>
|  |  | Engineer (Man Hours) | 0 | 0 |  |  |  |  | mu_C | SUBI
0 | No |  | Control Panel 1 | Engineer | Raymond - 24.07.2025 | CPAN_259 | 570 | (__) | [5 empty] | 2 | 2005-04-01 |  | 0 | 4 | 0 | [13 empty] | 1
[17 empty] | 0 |  | 0
d> | 0 | [8 empty] | mu_C | SUBI | [5 empty] | 0 |  | 0 | [8 empty] | 0
[6 empty] | ICOST |  |  |  |  | ITEM | [5 empty] | 0 |  | 0
TB
t
SYSTEM ON AHU/2
|  |  |  | Sell Rate | Sell Total |  |  |  |  | IB | [17 empty] | U_M_Sell | T_M_Sell | U_L_Sell | T_L_Sell | Total_Sell |  | T_M_Cost | T_L_Phr | Mat/Lab=1
1 | No. |  | Item: 2 | 0 | 0 | ISELL |  |  |  |  | ITEM |  |  |  |  | READY | Not existing on site |  | 0.00 | [8 empty] | 0 | 0 | 0 | 0 | 0 |  | 0 | 0 | 0
Air handling unit AHU/2 EC fan complete with all wiring controls, etc. for a complete working system.
|  |  |  | 0 | Discrepancy
|  |  | Electrical | 0 | 0 |  |  |  |  | mu_A | SUBI
| >>> mu_A material here >>> | [15 empty] | 0 |  | 0
[17 empty] | 0 |  | 0
[17 empty] | 0 |  | 0
d> | 0 | [8 empty] | mu_A | SUBI | [5 empty] | 0 |  | 0 | [8 empty] | 0
|  |  | Technician | 0 | 0 |  |  |  |  | mu_B | SUBI
| >>> mu_B material here >>> | [15 empty] | 0 |  | 0
[17 empty] | 0 |  | 0
[17 empty] | 0 |  | 0
d> | 0 | [8 empty] | mu_B | SUBI | [5 empty] | 0 |  | 0 | [8 empty] | 0
|  |  | Engineer (Man Hours) | 0 | 0 |  |  |  |  | mu_C | SUBI
| >>> mu_C material here >>> | [15 empty] | 0 |  | 0
[17 empty] | 0 |  | 0
[17 empty] | 0 |  | 0
d> | 0 | [8 empty] | mu_C | SUBI | [5 empty] | 0 |  | 0 | [8 empty] | 0
[6 empty] | ICOST |  |  |  |  | ITEM | [5 empty] | 0 |  | 0
TB
t
SYSTEM ON AHU/3
|  |  |  | Sell Rate | Sell Total |  |  |  |  | IB | [17 empty] | U_M_Sell | T_M_Sell | U_L_Sell | T_L_Sell | Total_Sell |  | T_M_Cost | T_L_Phr | Mat/Lab=1
1 | No. |  | Item: 3 | 0 | 0 | ISELL |  |  |  |  | ITEM |  |  |  |  | READY | Included in PCQ-25-0440 |  | 0.00 | [8 empty] | 0 | 0 | 0 | 0 | 0 |  | 0 | 0 | 0
Air handling unit AHU/3 EC fan complete with all wiring controls, etc. for a complete working system.
|  |  |  | 0 | Discrepancy
|  |  | Electrical | 0 | 0 |  |  |  |  | mu_A | SUBI
|  | h | [E25_0465_IH_Retro_Elec4Mech_Est_Rev_A.xlsx]Elec_Rates!$D$143 |  |  | RATE_AAA
0 | 1 | 0 | 011# Power supply to control panel (4core x 4.0sqmm) and VDS by pass in MCC |  | Local Rate | RTLO_001 | [9 empty] | 74.24 | 0 | 3.17 | 0 | [13 empty] | 1
|  | h | [E25_0465_IH_Retro_Elec4Mech_Est_Rev_A.xlsx]Elec_Rates!$D$196 |  |  | RATE_AAA
0 | 1 | 0 | 013# Installation of Rosenger control panel |  | Local Rate | RTLO_002 | [9 empty] | 20 | 0 | 2 | 0 | [13 empty] | 1
|  | h | [E25_0465_IH_Retro_Elec4Mech_Est_Rev_A.xlsx]Elec_Rates!$D$203 |  |  | RATE_AAA
0 | 1 | 0 | 014# Installation of cable harness to fans |  | Local Rate | RTLO_001 | [9 empty] | 20 | 0 | 1 | 0 | [13 empty] | 2
|  | h | [E25_0465_IH_Retro_Elec4Mech_Est_Rev_A.xlsx]Elec_Rates!$D$210 |  |  | RATE_AAA
0 | 1 | 0 | 015# Installation of control panels by ECA |  | Local Rate | RTLO_002 | [9 empty] | 30 | 0 | 1 | 0 | [13 empty] | 1
|  | h | [E25_0465_IH_Retro_Elec4Mech_Est_Rev_A.xlsx]Elec_Rates!$D$217 |  |  | RATE_AAA
0 | 1 | 0 | 016# Installation of sensors on AHUs |  | Local Rate | RTLO_001 | [9 empty] | 354.24 | 0 | 17.99 | 0 | [13 empty] | 1
[17 empty] | 0 |  | 0
d> | 0 | [8 empty] | mu_A | SUBI | [5 empty] | 0 |  | 0 | [8 empty] | 0 |  |  |  |  | d>
|  |  | Technician | 0 | 0 |  |  |  |  | mu_B | SUBI
0 | No |  | Control Panel 1 | Technician | Raymond - 24.07.2025 | CPAN_259 | 570 | (__) | [5 empty] | 2 | 2005-04-01 | 2500 | 0 | 8 | 0 | [13 empty] | 1
[17 empty] | 0 |  | 0
d> | 0 | [8 empty] | mu_B | SUBI | [5 empty] | 0 |  | 0 | [8 empty] | 0 |  |  |  |  | d>
|  |  | Engineer (Man Hours) | 0 | 0 |  |  |  |  | mu_C | SUBI
0 | No |  | Control Panel 1 | Engineer | Raymond - 24.07.2025 | CPAN_259 | 570 | (__) | [5 empty] | 2 | 2005-04-01 |  | 0 | 4 | 0 | [13 empty] | 1
[17 empty] | 0 |  | 0
d> | 0 | [8 empty] | mu_C | SUBI | [5 empty] | 0 |  | 0 | [8 empty] | 0
[6 empty] | ICOST |  |  |  |  | ITEM | [5 empty] | 0 |  | 0
TB
t
SYSTEM ON AHU/4
|  |  |  | Sell Rate | Sell Total |  |  |  |  | IB | [17 empty] | U_M_Sell | T_M_Sell | U_L_Sell | T_L_Sell | Total_Sell |  | T_M_Cost | T_L_Phr | Mat/Lab=1
1 | No. |  | Item: 4 | 0 | 0 | ISELL |  |  |  |  | ITEM |  |  |  |  | READY | Included in PCQ-25-0440 |  | 0.00 | [8 empty] | 0 | 0 | 0 | 0 | 0 |  | 0 | 0 | 0
Air handling unit AHU/4 EC fan complete with all wiring controls, etc. for a complete working system.
|  |  |  | 0 | Discrepancy
|  |  | Electrical | 0 | 0 |  |  |  |  | mu_A | SUBI
|  | h | [E25_0465_IH_Retro_Elec4Mech_Est_Rev_A.xlsx]Elec_Rates!$D$143 |  |  | RATE_AAA
0 | 1 | 0 | 011# Power supply to control panel (4core x 4.0sqmm) and VDS by pass in MCC |  | Local Rate | RTLO_001 | [9 empty] | 74.24 | 0 | 3.17 | 0 | [13 empty] | 1
|  | h | [E25_0465_IH_Retro_Elec4Mech_Est_Rev_A.xlsx]Elec_Rates!$D$196 |  |  | RATE_AAA
0 | 1 | 0 | 013# Installation of Rosenger control panel |  | Local Rate | RTLO_002 | [9 empty] | 20 | 0 | 2 | 0 | [13 empty] | 1
|  | h | [E25_0465_IH_Retro_Elec4Mech_Est_Rev_A.xlsx]Elec_Rates!$D$203 |  |  | RATE_AAA
0 | 1 | 0 | 014# Installation of cable harness to fans |  | Local Rate | RTLO_001 | [9 empty] | 20 | 0 | 1 | 0 | [13 empty] | 2
|  | h | [E25_0465_IH_Retro_Elec4Mech_Est_Rev_A.xlsx]Elec_Rates!$D$210 |  |  | RATE_AAA
0 | 1 | 0 | 015# Installation of control panels by ECA |  | Local Rate | RTLO_002 | [9 empty] | 30 | 0 | 1 | 0 | [13 empty] | 1
|  | h | [E25_0465_IH_Retro_Elec4Mech_Est_Rev_A.xlsx]Elec_Rates!$D$217 |  |  | RATE_AAA
0 | 1 | 0 | 016# Installation of sensors on AHUs |  | Local Rate | RTLO_001 | [9 empty] | 354.24 | 0 | 17.99 | 0 | [13 empty] | 1
[17 empty] | 0 |  | 0
d> | 0 | [8 empty] | mu_A | SUBI | [5 empty] | 0 |  | 0 | [8 empty] | 0 |  |  |  |  | d>
|  |  | Technician | 0 | 0 |  |  |  |  | mu_B | SUBI
0 | No |  | Control Panel 1 | Technician | Raymond - 24.07.2025 | CPAN_259 | 570 | (__) | [5 empty] | 2 | 2005-04-01 | 2500 | 0 | 8 | 0 | [13 empty] | 1
[17 empty] | 0 |  | 0
d> | 0 | [8 empty] | mu_B | SUBI | [5 empty] | 0 |  | 0 | [8 empty] | 0 |  |  |  |  | d>
|  |  | Engineer (Man Hours) | 0 | 0 |  |  |  |  | mu_C | SUBI
0 | No |  | Control Panel 1 | Engineer | Raymond - 24.07.2025 | CPAN_259 | 570 | (__) | [5 empty] | 2 | 2005-04-01 |  | 0 | 4 | 0 | [13 empty] | 1
[17 empty] | 0 |  | 0
d> | 0 | [8 empty] | mu_C | SUBI | [5 empty] | 0 |  | 0 | [8 empty] | 0
[6 empty] | ICOST |  |  |  |  | ITEM | [5 empty] | 0 |  | 0
TB
t
SYSTEM ON AHU/5
|  |  |  | Sell Rate | Sell Total |  |  |  |  | IB | [17 empty] | U_M_Sell | T_M_Sell | U_L_Sell | T_L_Sell | Total_Sell |  | T_M_Cost | T_L_Phr | Mat/Lab=1
1 | No. |  | Item: 5 | 0 | 0 | ISELL |  |  |  |  | ITEM |  |  |  |  | READY | Included in PCQ-25-0440 |  | 0.00 | [8 empty] | 0 | 0 | 0 | 0 | 0 |  | 0 | 0 | 0
Air handling unit AHU/5 EC fan complete with all wiring controls, etc. for a complete working system.
|  |  |  | 0 | Discrepancy
|  |  | Electrical | 0 | 0 |  |  |  |  | mu_A | SUBI
|  | h | [E25_0465_IH_Retro_Elec4Mech_Est_Rev_A.xlsx]Elec_Rates!$D$143 |  |  | RATE_AAA
0 | 1 | 0 | 011# Power supply to control panel (4core x 4.0sqmm) and VDS by pass in MCC |  | Local Rate | RTLO_001 | [9 empty] | 74.24 | 0 | 3.17 | 0 | [13 empty] | 1
|  | h | [E25_0465_IH_Retro_Elec4Mech_Est_Rev_A.xlsx]Elec_Rates!$D$196 |  |  | RATE_AAA
0 | 1 | 0 | 013# Installation of Rosenger control panel |  | Local Rate | RTLO_002 | [9 empty] | 20 | 0 | 2 | 0 | [13 empty] | 1
|  | h | [E25_0465_IH_Retro_Elec4Mech_Est_Rev_A.xlsx]Elec_Rates!$D$203 |  |  | RATE_AAA
0 | 1 | 0 | 014# Installation of cable harness to fans |  | Local Rate | RTLO_001 | [9 empty] | 20 | 0 | 1 | 0 | [13 empty] | 2
|  | h | [E25_0465_IH_Retro_Elec4Mech_Est_Rev_A.xlsx]Elec_Rates!$D$210 |  |  | RATE_AAA
0 | 1 | 0 | 015# Installation of control panels by ECA |  | Local Rate | RTLO_002 | [9 empty] | 30 | 0 | 1 | 0 | [13 empty] | 1
|  | h | [E25_0465_IH_Retro_Elec4Mech_Est_Rev_A.xlsx]Elec_Rates!$D$217 |  |  | RATE_AAA
0 | 1 | 0 | 016# Installation of sensors on AHUs |  | Local Rate | RTLO_001 | [9 empty] | 354.24 | 0 | 17.99 | 0 | [13 empty] | 1
[17 empty] | 0 |  | 0
d> | 0 | [8 empty] | mu_A | SUBI | [5 empty] | 0 |  | 0 | [8 empty] | 0 |  |  |  |  | d>
|  |  | Technician | 0 | 0 |  |  |  |  | mu_B | SUBI
0 | No |  | Control Panel 1 | Technician | Raymond - 24.07.2025 | CPAN_259 | 570 | (__) | [5 empty] | 2 | 2005-04-01 | 2500 | 0 | 8 | 0 | [13 empty] | 1
[17 empty] | 0 |  | 0
d> | 0 | [8 empty] | mu_B | SUBI | [5 empty] | 0 |  | 0 | [8 empty] | 0 |  |  |  |  | d>
|  |  | Engineer (Man Hours) | 0 | 0 |  |  |  |  | mu_C | SUBI
0 | No |  | Control Panel 1 | Engineer | Raymond - 24.07.2025 | CPAN_259 | 570 | (__) | [5 empty] | 2 | 2005-04-01 |  | 0 | 4 | 0
[17 empty] | 0 |  | 0
d> | 0 | [8 empty] | mu_C | SUBI | [5 empty] | 0 |  | 0 | [8 empty] | 0
[6 empty] | ICOST |  |  |  |  | ITEM | [5 empty] | 0 |  | 0
TB
t
SYSTEM ON AHU/6
|  |  |  | Sell Rate | Sell Total |  |  |  |  | IB | [17 empty] | U_M_Sell | T_M_Sell | U_L_Sell | T_L_Sell | Total_Sell |  | T_M_Cost | T_L_Phr | Mat/Lab=1
1 | No. |  | Item: 6 | 0 | 0 | ISELL |  |  |  |  | ITEM |  |  |  |  | READY | Included in PCQ-25-0440 |  | 0.00 | [8 empty] | 0 | 0 | 0 | 0 | 0 |  | 0 | 0 | 0
Air handling unit AHU/6 EC fan complete with all wiring controls, etc. for a complete working system.
|  |  |  | 0 | Discrepancy
|  |  | Electrical | 0 | 0 |  |  |  |  | mu_A | SUBI
|  | h | [E25_0465_IH_Retro_Elec4Mech_Est_Rev_A.xlsx]Elec_Rates!$D$143 |  |  | RATE_AAA
0 | 1 | 0 | 011# Power supply to control panel (4core x 4.0sqmm) and VDS by pass in MCC |  | Local Rate | RTLO_001 | [9 empty] | 74.24 | 0 | 3.17 | 0 | [13 empty] | 1
|  | h | [E25_0465_IH_Retro_Elec4Mech_Est_Rev_A.xlsx]Elec_Rates!$D$196 |  |  | RATE_AAA
0 | 1 | 0 | 013# Installation of Rosenger control panel |  | Local Rate | RTLO_002 | [9 empty] | 20 | 0 | 2 | 0 | [13 empty] | 1
|  | h | [E25_0465_IH_Retro_Elec4Mech_Est_Rev_A.xlsx]Elec_Rates!$D$203 |  |  | RATE_AAA
0 | 1 | 0 | 014# Installation of cable harness to fans |  | Local Rate | RTLO_001 | [9 empty] | 20 | 0 | 1 | 0 | [13 empty] | 2
|  | h | [E25_0465_IH_Retro_Elec4Mech_Est_Rev_A.xlsx]Elec_Rates!$D$210 |  |  | RATE_AAA
0 | 1 | 0 | 015# Installation of control panels by ECA |  | Local Rate | RTLO_002 | [9 empty] | 30 | 0 | 1 | 0 | [13 empty] | 1
|  | h | [E25_0465_IH_Retro_Elec4Mech_Est_Rev_A.xlsx]Elec_Rates!$D$217 |  |  | RATE_AAA
0 | 1 | 0 | 016# Installation of sensors on AHUs |  | Local Rate | RTLO_001 | [9 empty] | 354.24 | 0 | 17.99 | 0 | [13 empty] | 1
[17 empty] | 0 |  | 0
d> | 0 | [8 empty] | mu_A | SUBI | [5 empty] | 0 |  | 0 | [8 empty] | 0 |  |  |  |  | d>
|  |  | Technician | 0 | 0 |  |  |  |  | mu_B | SUBI
0 | No |  | Control Panel 1 | Technician | Raymond - 24.07.2025 | CPAN_259 | 570 | (__) | [5 empty] | 2 | 2005-04-01 | 2500 | 0 | 8 | 0 | [13 empty] | 1
[17 empty] | 0 |  | 0
d> | 0 | [8 empty] | mu_B | SUBI | [5 empty] | 0 |  | 0 | [8 empty] | 0 |  |  |  |  | d>
|  |  | Engineer (Man Hours) | 0 | 0 |  |  |  |  | mu_C | SUBI
0 | No |  | Control Panel 1 | Engineer | Raymond - 24.07.2025 | CPAN_259 | 570 | (__) | [5 empty] | 2 | 2005-04-01 |  | 0 | 4 | 0 | [13 empty] | 1
[17 empty] | 0 |  | 0
d> | 0 | [8 empty] | mu_C | SUBI | [5 empty] | 0 |  | 0 | [8 empty] | 0
[6 empty] | ICOST |  |  |  |  | ITEM | [5 empty] | 0 |  | 0
TB
t
SYSTEM ON AHU/7
|  |  |  | Sell Rate | Sell Total |  |  |  |  | IB | [17 empty] | U_M_Sell | T_M_Sell | U_L_Sell | T_L_Sell | Total_Sell |  | T_M_Cost | T_L_Phr | Mat/Lab=1
1 | No. |  | Item: 7 | 5699.05 | 5699.05 | ISELL |  |  |  |  | ITEM |  |  |  |  | READY | AHU will be connected to existing power supply |  | mu :1.37 | [8 empty] | 4128.95 | 4128.95 | 1570.1 | 1570.1 | 5699.05 |  | 3058.48 | 40.16 | 3098.64
Air handling unit AHU/7 EC fan complete with all wiring controls, etc. for a complete working system.
|  |  |  | 0 | Discrepancy
|  |  | Electrical | 1797.87 | 1797.87 |  |  |  |  | mu_A | SUBI
|  | h | [E25_0465_IH_Retro_Elec4Mech_Est_Rev_A.xlsx]Elec_Rates!$D$143 |  |  | RATE_AAA
1 | 1 | 1 | 011# Power supply to control panel (4core x 4.0sqmm) and VDS by pass in MCC |  | Local Rate | RTLO_001 | [9 empty] | 74.24 | 74.24 | 3.17 | 3.17
|  | h | [E25_0465_IH_Retro_Elec4Mech_Est_Rev_A.xlsx]Elec_Rates!$D$196 |  |  | RATE_AAA
1 | 1 | 1 | 013# Installation of Rosenger control panel |  | Local Rate | RTLO_002 | [9 empty] | 20 | 20 | 2 | 2
|  | h | [E25_0465_IH_Retro_Elec4Mech_Est_Rev_A.xlsx]Elec_Rates!$D$203 |  |  | RATE_AAA
4 | 1 | 4 | 014# Installation of cable harness to fans |  | Local Rate | RTLO_001 | [9 empty] | 20 | 80 | 1 | 4
|  | h | [E25_0465_IH_Retro_Elec4Mech_Est_Rev_A.xlsx]Elec_Rates!$D$210 |  |  | RATE_AAA
1 | 1 | 1 | 015# Installation of control panels by ECA |  | Local Rate | RTLO_002 | [9 empty] | 30 | 30 | 1 | 1
|  | h | [E25_0465_IH_Retro_Elec4Mech_Est_Rev_A.xlsx]Elec_Rates!$D$217 |  |  | RATE_AAA
1 | 1 | 1 | 016# Installation of sensors on AHUs |  | Local Rate | RTLO_001 | [9 empty] | 354.24 | 354.24 | 17.99 | 17.99
[17 empty] | 0 |  | 0
d> | 0 | [8 empty] | mu_A | SUBI | [5 empty] | 558.48 |  | 28.16 | [8 empty] | 753.95
|  |  | Technician | 3739.18 | 3739.18 |  |  |  |  | mu_B | SUBI
1 | No |  | Control Panel 1 | Technician | Raymond - 24.07.2025 | CPAN_259 | 570 | (__) | [5 empty] | 2 | 2005-04-01 | 2500 | 2500 | 8 | 8
[17 empty] | 0 |  | 0
d> | 0 | [8 empty] | mu_B | SUBI | [5 empty] | 2500 |  | 8 | [8 empty] | 3375
|  |  | Engineer (Man Hours) | 162 | 162 |  |  |  |  | mu_C | SUBI
1 | No |  | Control Panel 1 | Engineer | Raymond - 24.07.2025 | CPAN_259 | 570 | (__) | [5 empty] | 2 | 2005-04-01 |  | 0 | 4 | 4
[17 empty] | 0 |  | 0
d> | 0 | [8 empty] | mu_C | SUBI | [5 empty] | 0 |  | 4 | [8 empty] | 0
[6 empty] | ICOST |  |  |  |  | ITEM | [5 empty] | 3058.48 |  | 40.16
TB
t
SYSTEM ON AHU/8
|  |  |  | Sell Rate | Sell Total |  |  |  |  | IB | [17 empty] | U_M_Sell | T_M_Sell | U_L_Sell | T_L_Sell | Total_Sell |  | T_M_Cost | T_L_Phr | Mat/Lab=1
1 | No. |  | Item: 8 | 0 | 0 | ISELL |  |  |  |  | ITEM |  |  |  |  | READY | Not existing on site |  | 0.00 | [8 empty] | 0 | 0 | 0 | 0 | 0 |  | 0 | 0 | 0
Air handling unit AHU/8 EC fan complete with all wiring controls, etc. for a complete working system.
|  |  |  | 0 | Discrepancy
|  |  | Electrical | 0 | 0 |  |  |  |  | mu_A | SUBI
[17 empty] | 0 |  | 0
d> | 0 | [8 empty] | mu_A | SUBI | [5 empty] | 0 |  | 0 | [8 empty] | 0
|  |  | Technician | 0 | 0 |  |  |  |  | mu_B | SUBI
| >>> mu_B material here >>> | [15 empty] | 0 |  | 0
[17 empty] | 0 |  | 0
[17 empty] | 0 |  | 0
d> | 0 | [8 empty] | mu_B | SUBI | [5 empty] | 0 |  | 0 | [8 empty] | 0
|  |  | Engineer (Man Hours) | 0 | 0 |  |  |  |  | mu_C | SUBI
| >>> mu_C material here >>> | [15 empty] | 0 |  | 0
[17 empty] | 0 |  | 0
[17 empty] | 0 |  | 0
d> | 0 | [8 empty] | mu_C | SUBI | [5 empty] | 0 |  | 0 | [8 empty] | 0
[6 empty] | ICOST |  |  |  |  | ITEM | [5 empty] | 0 |  | 0
TB
t
SYSTEM ON AHU/9
|  |  |  | Sell Rate | Sell Total |  |  |  |  | IB | [17 empty] | U_M_Sell | T_M_Sell | U_L_Sell | T_L_Sell | Total_Sell |  | T_M_Cost | T_L_Phr | Mat/Lab=1
1 | No. |  | Item: 9 | 5570.91 | 5570.91 | ISELL |  |  |  |  | ITEM |  |  |  |  | READY | AHU will be connected to existing power supply |  | mu :1.37 | [8 empty] | 4074.95 | 4074.95 | 1495.96 | 1495.96 | 5570.91 |  | 3018.48 | 38.16 | 3056.64
Air handling unit AHU/9 EC fan complete with all wiring controls, etc. for a complete working system.
|  |  |  | 0 | Discrepancy
|  |  | Electrical | 1669.73 | 1669.73 |  |  |  |  | mu_A | SUBI
|  | h | [E25_0465_IH_Retro_Elec4Mech_Est_Rev_A.xlsx]Elec_Rates!$D$143 |  |  | RATE_AAA
1 | 1 | 1 | 011# Power supply to control panel (4core x 4.0sqmm) and VDS by pass in MCC |  | Local Rate | RTLO_001 | [9 empty] | 74.24 | 74.24 | 3.17 | 3.17
|  | h | [E25_0465_IH_Retro_Elec4Mech_Est_Rev_A.xlsx]Elec_Rates!$D$196 |  |  | RATE_AAA
1 | 1 | 1 | 013# Installation of Rosenger control panel |  | Local Rate | RTLO_002 | [9 empty] | 20 | 20 | 2 | 2
|  | h | [E25_0465_IH_Retro_Elec4Mech_Est_Rev_A.xlsx]Elec_Rates!$D$203 |  |  | RATE_AAA
2 | 1 | 2 | 014# Installation of cable harness to fans |  | Local Rate | RTLO_001 | [9 empty] | 20 | 40 | 1 | 2
|  | h | [E25_0465_IH_Retro_Elec4Mech_Est_Rev_A.xlsx]Elec_Rates!$D$210 |  |  | RATE_AAA
1 | 1 | 1 | 015# Installation of control panels by ECA |  | Local Rate | RTLO_002 | [9 empty] | 30 | 30 | 1 | 1
|  | h | [E25_0465_IH_Retro_Elec4Mech_Est_Rev_A.xlsx]Elec_Rates!$D$217 |  |  | RATE_AAA
1 | 1 | 1 | 016# Installation of sensors on AHUs |  | Local Rate | RTLO_001 | [9 empty] | 354.24 | 354.24 | 17.99 | 17.99
[17 empty] | 0 |  | 0
d> | 0 | [8 empty] | mu_A | SUBI | [5 empty] | 518.48 |  | 26.16 | [8 empty] | 699.95
|  |  | Technician | 3739.18 | 3739.18 |  |  |  |  | mu_B | SUBI
1 | No |  | Control Panel 1 | Technician | Raymond - 24.07.2025 | CPAN_259 | 570 | (__) | [5 empty] | 2 | 2005-04-01 | 2500 | 2500 | 8 | 8
[17 empty] | 0 |  | 0
d> | 0 | [8 empty] | mu_B | SUBI | [5 empty] | 2500 |  | 8 | [8 empty] | 3375
|  |  | Engineer (Man Hours) | 162 | 162 |  |  |  |  | mu_C | SUBI
1 | No |  | Control Panel 1 | Engineer | Raymond - 24.07.2025 | CPAN_259 | 570 | (__) | [5 empty] | 2 | 2005-04-01 |  | 0 | 4 | 4
[17 empty] | 0 |  | 0
d> | 0 | [8 empty] | mu_C | SUBI | [5 empty] | 0 |  | 4 | [8 empty] | 0
[6 empty] | ICOST |  |  |  |  | ITEM | [5 empty] | 3018.48 |  | 38.16
TB
t
SYSTEM ON AHU/10
|  |  |  | Sell Rate | Sell Total |  |  |  |  | IB | [17 empty] | U_M_Sell | T_M_Sell | U_L_Sell | T_L_Sell | Total_Sell |  | T_M_Cost | T_L_Phr | Mat/Lab=1
1 | No. |  | Item: 10 | 5533.83 | 5533.83 | ISELL |  |  |  |  | ITEM |  |  |  |  | READY | AHU will be connected to existing power supply |  | mu :1.37 | [8 empty] | 4074.95 | 4074.95 | 1458.88 | 1458.88 | 5533.83 |  | 3018.48 | 37.16 | 3055.64
Air handling unit AHU/10 EC fan complete with all wiring controls, etc. for a complete working system.
|  |  |  | 0 | Discrepancy
|  |  | Electrical | 1632.65 | 1632.65 |  |  |  |  | mu_A | SUBI
|  | h | [E25_0465_IH_Retro_Elec4Mech_Est_Rev_A.xlsx]Elec_Rates!$D$143 |  |  | RATE_AAA
1 | 1 | 1 | 011# Power supply to control panel (4core x 4.0sqmm) and VDS by pass in MCC |  | Local Rate | RTLO_001 | [9 empty] | 74.24 | 74.24 | 3.17 | 3.17
|  | h | [E25_0465_IH_Retro_Elec4Mech_Est_Rev_A.xlsx]Elec_Rates!$D$203 |  |  | RATE_AAA
1 | 1 | 1 | 014# Installation of cable harness to fans |  | Local Rate | RTLO_001 | [9 empty] | 20 | 20 | 1 | 1
|  | h | [E25_0465_IH_Retro_Elec4Mech_Est_Rev_A.xlsx]Elec_Rates!$D$203 |  |  | RATE_AAA
2 | 1 | 2 | 014# Installation of cable harness to fans |  | Local Rate | RTLO_001 | [9 empty] | 20 | 40 | 1 | 2
|  | h | [E25_0465_IH_Retro_Elec4Mech_Est_Rev_A.xlsx]Elec_Rates!$D$210 |  |  | RATE_AAA
1 | 1 | 1 | 015# Installation of control panels by ECA |  | Local Rate | RTLO_002 | [9 empty] | 30 | 30 | 1 | 1
|  | h | [E25_0465_IH_Retro_Elec4Mech_Est_Rev_A.xlsx]Elec_Rates!$D$217 |  |  | RATE_AAA
1 | 1 | 1 | 016# Installation of sensors on AHUs |  | Local Rate | RTLO_001 | [9 empty] | 354.24 | 354.24 | 17.99 | 17.99
[17 empty] | 0 |  | 0
d> | 0 | [8 empty] | mu_A | SUBI | [5 empty] | 518.48 |  | 25.16 | [8 empty] | 699.95
|  |  | Technician | 3739.18 | 3739.18 |  |  |  |  | mu_B | SUBI
1 | No |  | Control Panel 1 | Technician | Raymond - 24.07.2025 | CPAN_259 | 570 | (__) | [5 empty] | 2 | 2005-04-01 | 2500 | 2500 | 8 | 8
[17 empty] | 0 |  | 0
d> | 0 | [8 empty] | mu_B | SUBI | [5 empty] | 2500 |  | 8 | [8 empty] | 3375
|  |  | Engineer (Man Hours) | 162 | 162 |  |  |  |  | mu_C | SUBI
1 | No |  | Control Panel 1 | Engineer | Raymond - 24.07.2025 | CPAN_259 | 570 | (__) | [5 empty] | 2 | 2005-04-01 |  | 0 | 4 | 4
[17 empty] | 0 |  | 0
d> | 0 | [8 empty] | mu_C | SUBI | [5 empty] | 0 |  | 4 | [8 empty] | 0
[6 empty] | ICOST |  |  |  |  | ITEM | [5 empty] | 3018.48 |  | 37.16
TB
t
SYSTEM ON AHU/11
|  |  |  | Sell Rate | Sell Total |  |  |  |  | IB | [17 empty] | U_M_Sell | T_M_Sell | U_L_Sell | T_L_Sell | Total_Sell |  | T_M_Cost | T_L_Phr | Mat/Lab=1
1 | No. |  | Item: 11 | 5570.91 | 5570.91 | ISELL |  |  |  |  | ITEM |  |  |  |  | READY | AHU will be connected to existing power supply |  | mu :1.37 | [8 empty] | 4074.95 | 4074.95 | 1495.96 | 1495.96 | 5570.91 |  | 3018.48 | 38.16 | 3056.64
Air handling unit AHU/11 EC fan complete with all wiring controls, etc. for a complete working system.
|  |  |  | 0 | Discrepancy
|  |  | Electrical | 1669.73 | 1669.73 |  |  |  |  | mu_A | SUBI
|  | h | [E25_0465_IH_Retro_Elec4Mech_Est_Rev_A.xlsx]Elec_Rates!$D$143 |  |  | RATE_AAA
1 | 1 | 1 | 011# Power supply to control panel (4core x 4.0sqmm) and VDS by pass in MCC |  | Local Rate | RTLO_001 | [9 empty] | 74.24 | 74.24 | 3.17 | 3.17
|  | h | [E25_0465_IH_Retro_Elec4Mech_Est_Rev_A.xlsx]Elec_Rates!$D$196 |  |  | RATE_AAA
1 | 1 | 1 | 013# Installation of Rosenger control panel |  | Local Rate | RTLO_002 | [9 empty] | 20 | 20 | 2 | 2
|  | h | [E25_0465_IH_Retro_Elec4Mech_Est_Rev_A.xlsx]Elec_Rates!$D$203 |  |  | RATE_AAA
2 | 1 | 2 | 014# Installation of cable harness to fans |  | Local Rate | RTLO_001 | [9 empty] | 20 | 40 | 1 | 2
|  | h | [E25_0465_IH_Retro_Elec4Mech_Est_Rev_A.xlsx]Elec_Rates!$D$210 |  |  | RATE_AAA
1 | 1 | 1 | 015# Installation of control panels by ECA |  | Local Rate | RTLO_002 | [9 empty] | 30 | 30 | 1 | 1
|  | h | [E25_0465_IH_Retro_Elec4Mech_Est_Rev_A.xlsx]Elec_Rates!$D$217 |  |  | RATE_AAA
1 | 1 | 1 | 016# Installation of sensors on AHUs |  | Local Rate | RTLO_001 | [9 empty] | 354.24 | 354.24 | 17.99 | 17.99
[17 empty] | 0 |  | 0
d> | 0 | [8 empty] | mu_A | SUBI | [5 empty] | 518.48 |  | 26.16 | [8 empty] | 699.95
|  |  | Technician | 3739.18 | 3739.18 |  |  |  |  | mu_B | SUBI
1 | No |  | Control Panel 1 | Technician | Raymond - 24.07.2025 | CPAN_259 | 570 | (__) | [5 empty] | 2 | 2005-04-01 | 2500 | 2500 | 8 | 8
[17 empty] | 0 |  | 0
d> | 0 | [8 empty] | mu_B | SUBI | [5 empty] | 2500 |  | 8 | [8 empty] | 3375
|  |  | Engineer (Man Hours) | 162 | 162 |  |  |  |  | mu_C | SUBI
1 | No |  | Control Panel 1 | Engineer | Raymond - 24.07.2025 | CPAN_259 | 570 | (__) | [5 empty] | 2 | 2005-04-01 |  | 0 | 4 | 4
[17 empty] | 0 |  | 0
d> | 0 | [8 empty] | mu_C | SUBI | [5 empty] | 0 |  | 4 | [8 empty] | 0
[6 empty] | ICOST |  |  |  |  | ITEM | [5 empty] | 3018.48 |  | 38.16
TB
t
SYSTEM ON AHU12
|  |  |  | Sell Rate | Sell Total |  |  |  |  | IB | [17 empty] | U_M_Sell | T_M_Sell | U_L_Sell | T_L_Sell | Total_Sell |  | T_M_Cost | T_L_Phr | Mat/Lab=1
1 | No. |  | Item: 12 | 6127.44 | 6127.44 | ISELL |  |  |  |  | ITEM |  |  |  |  | READY | AHU will be connected to existing power supply |  | mu :1.37 | [8 empty] | 4316 | 4316 | 1811.44 | 1811.44 | 6127.44 |  | 3197.04 | 46.67 | 3243.71
Air handling unit AHU/9 EC fan complete with all wiring controls, etc. for a complete working system.
|  |  |  | 0 | Discrepancy
|  |  | Electrical | 2226.26 | 2226.26 |  |  |  |  | mu_A | SUBI
|  | h | [E25_0465_IH_Retro_Elec4Mech_Est_Rev_A.xlsx]Elec_Rates!$D$170 |  |  | RATE_AAA
1 | 1 | 1 | 012# Power supply to control panel (4core x 10.0sqmm) |  | Local Rate | RTLO_001 | [9 empty] | 92.8 | 92.8 | 3.68 | 3.68
|  | h | [E25_0465_IH_Retro_Elec4Mech_Est_Rev_A.xlsx]Elec_Rates!$D$196 |  |  | RATE_AAA
1 | 1 | 1 | 013# Installation of Rosenger control panel |  | Local Rate | RTLO_002 | [9 empty] | 20 | 20 | 2 | 2
|  | h | [E25_0465_IH_Retro_Elec4Mech_Est_Rev_A.xlsx]Elec_Rates!$D$203 |  |  | RATE_AAA
10 | 1 | 10 | 014# Installation of cable harness to fans |  | Local Rate | RTLO_001 | [9 empty] | 20 | 200 | 1 | 10
|  | h | [E25_0465_IH_Retro_Elec4Mech_Est_Rev_A.xlsx]Elec_Rates!$D$210 |  |  | RATE_AAA
1 | 1 | 1 | 015# Installation of control panels by ECA |  | Local Rate | RTLO_002 | [9 empty] | 30 | 30 | 1 | 1
|  | h | [E25_0465_IH_Retro_Elec4Mech_Est_Rev_A.xlsx]Elec_Rates!$D$217 |  |  | RATE_AAA
1 | 1 | 1 | 016# Installation of sensors on AHUs |  | Local Rate | RTLO_001 | [9 empty] | 354.24 | 354.24 | 17.99 | 17.99
[17 empty] | 0 |  | 0
d> | 0 | [8 empty] | mu_A | SUBI | [5 empty] | 697.04 |  | 34.67 | [8 empty] | 941
|  |  | Technician | 3739.18 | 3739.18 |  |  |  |  | mu_B | SUBI
1 | No |  | Control Panel 1 | Technician | Raymond - 24.07.2025 | CPAN_259 | 570 | (__) | [5 empty] | 2 | 2005-04-01 | 2500 | 2500 | 8 | 8
[17 empty] | 0 |  | 0
d> | 0 | [8 empty] | mu_B | SUBI | [5 empty] | 2500 |  | 8 | [8 empty] | 3375
|  |  | Engineer (Man Hours) | 162 | 162 |  |  |  |  | mu_C | SUBI
1 | No |  | Control Panel 1 | Engineer | Raymond - 24.07.2025 | CPAN_259 | 570 | (__) | [5 empty] | 2 | 2005-04-01 |  | 0 | 4 | 4
[17 empty] | 0 |  | 0
d> | 0 | [8 empty] | mu_C | SUBI | [5 empty] | 0 |  | 4 | [8 empty] | 0
[6 empty] | ICOST |  |  |  |  | ITEM | [5 empty] | 3197.04 |  | 46.67
TB
t
SYSTEM ON AHU/13
|  |  |  | Sell Rate | Sell Total |  |  |  |  | IB | [17 empty] | U_M_Sell | T_M_Sell | U_L_Sell | T_L_Sell | Total_Sell |  | T_M_Cost | T_L_Phr | Mat/Lab=1
1 | No. |  | Item: 13 | 5570.91 | 5570.91 | ISELL |  |  |  |  | ITEM |  |  |  |  | READY | AHU will be connected to existing power supply |  | mu :1.37 | [8 empty] | 4074.95 | 4074.95 | 1495.96 | 1495.96 | 5570.91 |  | 3018.48 | 38.16 | 3056.64
Air handling unit AHU/10 EC fan complete with all wiring controls, etc. for a complete working system.
|  |  |  | 0 | Discrepancy
|  |  | Electrical | 1669.73 | 1669.73 |  |  |  |  | mu_A | SUBI
|  | h | [E25_0465_IH_Retro_Elec4Mech_Est_Rev_A.xlsx]Elec_Rates!$D$143 |  |  | RATE_AAA
1 | 1 | 1 | 011# Power supply to control panel (4core x 4.0sqmm) and VDS by pass in MCC |  | Local Rate | RTLO_001 | [9 empty] | 74.24 | 74.24 | 3.17 | 3.17
|  | h | [E25_0465_IH_Retro_Elec4Mech_Est_Rev_A.xlsx]Elec_Rates!$D$196 |  |  | RATE_AAA
1 | 1 | 1 | 013# Installation of Rosenger control panel |  | Local Rate | RTLO_002 | [9 empty] | 20 | 20 | 2 | 2
|  | h | [E25_0465_IH_Retro_Elec4Mech_Est_Rev_A.xlsx]Elec_Rates!$D$203 |  |  | RATE_AAA
2 | 1 | 2 | 014# Installation of cable harness to fans |  | Local Rate | RTLO_001 | [9 empty] | 20 | 40 | 1 | 2
|  | h | [E25_0465_IH_Retro_Elec4Mech_Est_Rev_A.xlsx]Elec_Rates!$D$210 |  |  | RATE_AAA
1 | 1 | 1 | 015# Installation of control panels by ECA |  | Local Rate | RTLO_002 | [9 empty] | 30 | 30 | 1 | 1
|  | h | [E25_0465_IH_Retro_Elec4Mech_Est_Rev_A.xlsx]Elec_Rates!$D$217 |  |  | RATE_AAA
1 | 1 | 1 | 016# Installation of sensors on AHUs |  | Local Rate | RTLO_001 | [9 empty] | 354.24 | 354.24 | 17.99 | 17.99
[17 empty] | 0 |  | 0
d> | 0 | [8 empty] | mu_A | SUBI | [5 empty] | 518.48 |  | 26.16 | [8 empty] | 699.95
|  |  | Technician | 3739.18 | 3739.18 |  |  |  |  | mu_B | SUBI
1 | No |  | Control Panel 1 | Technician | Raymond - 24.07.2025 | CPAN_259 | 570 | (__) | [5 empty] | 2 | 2005-04-01 | 2500 | 2500 | 8 | 8
[17 empty] | 0 |  | 0
d> | 0 | [8 empty] | mu_B | SUBI | [5 empty] | 2500 |  | 8 | [8 empty] | 3375
|  |  | Engineer (Man Hours) | 162 | 162 |  |  |  |  | mu_C | SUBI
1 | No |  | Control Panel 1 | Engineer | Raymond - 24.07.2025 | CPAN_259 | 570 | (__) | [5 empty] | 2 | 2005-04-01 |  | 0 | 4 | 4
[17 empty] | 0 |  | 0
d> | 0 | [8 empty] | mu_C | SUBI | [5 empty] | 0 |  | 4 | [8 empty] | 0
[6 empty] | ICOST |  |  |  |  | ITEM | [5 empty] | 3018.48 |  | 38.16
TB
t
SYSTEM ON AHU/14
|  |  |  | Sell Rate | Sell Total |  |  |  |  | IB | [17 empty] | U_M_Sell | T_M_Sell | U_L_Sell | T_L_Sell | Total_Sell |  | T_M_Cost | T_L_Phr | Mat/Lab=1
1 | No. |  | Item: 14 | 0 | 0 | ISELL |  |  |  |  | ITEM |  |  |  |  | READY | Included in PCQ-25-0440 |  | 0.00 | [8 empty] | 0 | 0 | 0 | 0 | 0 |  | 0 | 0 | 0
Air handling unit AHU/14 EC fan complete with all wiring controls, etc. for a complete working system.
|  |  |  | 0 | Discrepancy
|  |  | Electrical | 0 | 0 |  |  |  |  | mu_A | SUBI
|  | h | [E25_0465_IH_Retro_Elec4Mech_Est_Rev_A.xlsx]Elec_Rates!$D$143 |  |  | RATE_AAA
0 | 1 | 0 | 011# Power supply to control panel (4core x 4.0sqmm) and VDS by pass in MCC |  | Local Rate | RTLO_001 | [9 empty] | 74.24 | 0 | 3.17 | 0 | [13 empty] | 1
|  | h | [E25_0465_IH_Retro_Elec4Mech_Est_Rev_A.xlsx]Elec_Rates!$D$196 |  |  | RATE_AAA
0 | 1 | 0 | 013# Installation of Rosenger control panel |  | Local Rate | RTLO_002 | [9 empty] | 20 | 0 | 2 | 0 | [13 empty] | 1
|  | h | [E25_0465_IH_Retro_Elec4Mech_Est_Rev_A.xlsx]Elec_Rates!$D$203 |  |  | RATE_AAA
0 | 1 | 0 | 014# Installation of cable harness to fans |  | Local Rate | RTLO_001 | [9 empty] | 20 | 0 | 1 | 0 | [13 empty] | 2
|  | h | [E25_0465_IH_Retro_Elec4Mech_Est_Rev_A.xlsx]Elec_Rates!$D$210 |  |  | RATE_AAA
0 | 1 | 0 | 015# Installation of control panels by ECA |  | Local Rate | RTLO_002 | [9 empty] | 30 | 0 | 1 | 0 | [13 empty] | 1
|  | h | [E25_0465_IH_Retro_Elec4Mech_Est_Rev_A.xlsx]Elec_Rates!$D$217 |  |  | RATE_AAA
0 | 1 | 0 | 016# Installation of sensors on AHUs |  | Local Rate | RTLO_001 | [9 empty] | 354.24 | 0 | 17.99 | 0 | [13 empty] | 1
[17 empty] | 0 |  | 0
d> | 0 | [8 empty] | mu_A | SUBI | [5 empty] | 0 |  | 0 | [8 empty] | 0 |  |  |  |  | d>
|  |  | Technician | 0 | 0 |  |  |  |  | mu_B | SUBI
0 | No |  | Control Panel 1 | Technician | Raymond - 24.07.2025 | CPAN_259 | 570 | (__) | [5 empty] | 2 | 2005-04-01 | 2500 | 0 | 8 | 0 | [13 empty] | 1
[17 empty] | 0 |  | 0
d> | 0 | [8 empty] | mu_B | SUBI | [5 empty] | 0 |  | 0 | [8 empty] | 0 |  |  |  |  | d>
|  |  | Engineer (Man Hours) | 0 | 0 |  |  |  |  | mu_C | SUBI
0 | No |  | Control Panel 1 | Engineer | Raymond - 24.07.2025 | CPAN_259 | 570 | (__) | [5 empty] | 2 | 2005-04-01 |  | 0 | 4 | 0 | [13 empty] | 1
[17 empty] | 0 |  | 0
d> | 0 | [8 empty] | mu_C | SUBI | [5 empty] | 0 |  | 0 | [8 empty] | 0
[6 empty] | ICOST |  |  |  |  | ITEM | [5 empty] | 0 |  | 0
TB
t
SYSTEM ON AHU/15
|  |  |  | Sell Rate | Sell Total |  |  |  |  | IB | [17 empty] | U_M_Sell | T_M_Sell | U_L_Sell | T_L_Sell | Total_Sell |  | T_M_Cost | T_L_Phr | Mat/Lab=1
1 | No. |  | Item: 15 | 0 | 0 | ISELL |  |  |  |  | ITEM |  |  |  |  | READY | Included in PCQ-25-0440 |  | 0.00 | [8 empty] | 0 | 0 | 0 | 0 | 0 |  | 0 | 0 | 0
Air handling unit AHU/15 EC fan complete with all wiring controls, etc. for a complete working system.
|  |  |  | 0 | Discrepancy
|  |  | Electrical | 0 | 0 |  |  |  |  | mu_A | SUBI
|  | h | [E25_0465_IH_Retro_Elec4Mech_Est_Rev_A.xlsx]Elec_Rates!$D$143 |  |  | RATE_AAA
0 | 1 | 0 | 011# Power supply to control panel (4core x 4.0sqmm) and VDS by pass in MCC |  | Local Rate | RTLO_001 | [9 empty] | 74.24 | 0 | 3.17 | 0 | [13 empty] | 1
|  | h | [E25_0465_IH_Retro_Elec4Mech_Est_Rev_A.xlsx]Elec_Rates!$D$196 |  |  | RATE_AAA
0 | 1 | 0 | 013# Installation of Rosenger control panel |  | Local Rate | RTLO_002 | [9 empty] | 20 | 0 | 2 | 0 | [13 empty] | 1
|  | h | [E25_0465_IH_Retro_Elec4Mech_Est_Rev_A.xlsx]Elec_Rates!$D$203 |  |  | RATE_AAA
0 | 1 | 0 | 014# Installation of cable harness to fans |  | Local Rate | RTLO_001 | [9 empty] | 20 | 0 | 1 | 0 | [13 empty] | 2
|  | h | [E25_0465_IH_Retro_Elec4Mech_Est_Rev_A.xlsx]Elec_Rates!$D$210 |  |  | RATE_AAA
0 | 1 | 0 | 015# Installation of control panels by ECA |  | Local Rate | RTLO_002 | [9 empty] | 30 | 0 | 1 | 0 | [13 empty] | 1
|  | h | [E25_0465_IH_Retro_Elec4Mech_Est_Rev_A.xlsx]Elec_Rates!$D$217 |  |  | RATE_AAA
0 | 1 | 0 | 016# Installation of sensors on AHUs |  | Local Rate | RTLO_001 | [9 empty] | 354.24 | 0 | 17.99 | 0 | [13 empty] | 1
[17 empty] | 0 |  | 0
d> | 0 | [8 empty] | mu_A | SUBI | [5 empty] | 0 |  | 0 | [8 empty] | 0 |  |  |  |  | d>
|  |  | Technician | 0 | 0 |  |  |  |  | mu_B | SUBI
0 | No |  | Control Panel 1 | Technician | Raymond - 24.07.2025 | CPAN_259 | 570 | (__) | [5 empty] | 2 | 2005-04-01 | 2500 | 0 | 8 | 0 | [13 empty] | 1
[17 empty] | 0 |  | 0
d> | 0 | [8 empty] | mu_B | SUBI | [5 empty] | 0 |  | 0 | [8 empty] | 0 |  |  |  |  | d>
|  |  | Engineer (Man Hours) | 0 | 0 |  |  |  |  | mu_C | SUBI
0 | No |  | Control Panel 1 | Engineer | Raymond - 24.07.2025 | CPAN_259 | 570 | (__) | [5 empty] | 2 | 2005-04-01 |  | 0 | 4 | 0 | [13 empty] | 1
[17 empty] | 0 |  | 0
d> | 0 | [8 empty] | mu_C | SUBI | [5 empty] | 0 |  | 0 | [8 empty] | 0
[6 empty] | ICOST |  |  |  |  | ITEM | [5 empty] | 0 |  | 0
TB
t
SYSTEM ON AHU/16
|  |  |  | Sell Rate | Sell Total |  |  |  |  | IB | [17 empty] | U_M_Sell | T_M_Sell | U_L_Sell | T_L_Sell | Total_Sell |  | T_M_Cost | T_L_Phr | Mat/Lab=1
1 | No. |  | Item: 16 | 0 | 0 | ISELL |  |  |  |  | ITEM |  |  |  |  | READY | Included in PCQ-25-0440 |  | 0.00 | [8 empty] | 0 | 0 | 0 | 0 | 0 |  | 0 | 0 | 0
Air handling unit AHU/16 EC fan complete with all wiring controls, etc. for a complete working system.
|  |  |  | 0 | Discrepancy
|  |  | Electrical | 0 | 0 |  |  |  |  | mu_A | SUBI
|  | h | [E25_0465_IH_Retro_Elec4Mech_Est_Rev_A.xlsx]Elec_Rates!$D$143 |  |  | RATE_AAA
0 | 1 | 0 | 011# Power supply to control panel (4core x 4.0sqmm) and VDS by pass in MCC |  | Local Rate | RTLO_001 | [9 empty] | 74.24 | 0 | 3.17 | 0 | [13 empty] | 1
|  | h | [E25_0465_IH_Retro_Elec4Mech_Est_Rev_A.xlsx]Elec_Rates!$D$196 |  |  | RATE_AAA
0 | 1 | 0 | 013# Installation of Rosenger control panel |  | Local Rate | RTLO_002 | [9 empty] | 20 | 0 | 2 | 0 | [13 empty] | 1
|  | h | [E25_0465_IH_Retro_Elec4Mech_Est_Rev_A.xlsx]Elec_Rates!$D$203 |  |  | RATE_AAA
0 | 1 | 0 | 014# Installation of cable harness to fans |  | Local Rate | RTLO_001 | [9 empty] | 20 | 0 | 1 | 0 | [13 empty] | 2
|  | h | [E25_0465_IH_Retro_Elec4Mech_Est_Rev_A.xlsx]Elec_Rates!$D$210 |  |  | RATE_AAA
0 | 1 | 0 | 015# Installation of control panels by ECA |  | Local Rate | RTLO_002 | [9 empty] | 30 | 0 | 1 | 0 | [13 empty] | 1
|  | h | [E25_0465_IH_Retro_Elec4Mech_Est_Rev_A.xlsx]Elec_Rates!$D$217 |  |  | RATE_AAA
0 | 1 | 0 | 016# Installation of sensors on AHUs |  | Local Rate | RTLO_001 | [9 empty] | 354.24 | 0 | 17.99 | 0 | [13 empty] | 1
[17 empty] | 0 |  | 0
d> | 0 | [8 empty] | mu_A | SUBI | [5 empty] | 0 |  | 0 | [8 empty] | 0 |  |  |  |  | d>
|  |  | Technician | 0 | 0 |  |  |  |  | mu_B | SUBI
0 | No |  | Control Panel 1 | Technician | Raymond - 24.07.2025 | CPAN_259 | 570 | (__) | [5 empty] | 2 | 2005-04-01 | 2500 | 0 | 8 | 0 | [13 empty] | 1
[17 empty] | 0 |  | 0
d> | 0 | [8 empty] | mu_B | SUBI | [5 empty] | 0 |  | 0 | [8 empty] | 0 |  |  |  |  | d>
|  |  | Engineer (Man Hours) | 0 | 0 |  |  |  |  | mu_C | SUBI
0 | No |  | Control Panel 1 | Engineer | Raymond - 24.07.2025 | CPAN_259 | 570 | (__) | [5 empty] | 2 | 2005-04-01 |  | 0 | 4 | 0 | [13 empty] | 1
[17 empty] | 0 |  | 0
d> | 0 | [8 empty] | mu_C | SUBI | [5 empty] | 0 |  | 0 | [8 empty] | 0
[6 empty] | ICOST |  |  |  |  | ITEM | [5 empty] | 0 |  | 0
TB
t
SYSTEM ON AHU/17
|  |  |  | Sell Rate | Sell Total |  |  |  |  | IB | [17 empty] | U_M_Sell | T_M_Sell | U_L_Sell | T_L_Sell | Total_Sell |  | T_M_Cost | T_L_Phr | Mat/Lab=1
1 | No. |  | Item: 17 | 5570.91 | 5570.91 | ISELL |  |  |  |  | ITEM |  |  |  |  | READY | AHU will be connected to existing power supply |  | mu :1.37 | [8 empty] | 4074.95 | 4074.95 | 1495.96 | 1495.96 | 5570.91 |  | 3018.48 | 38.16 | 3056.64
Air handling unit AHU/17 EC fan complete with all wiring controls, etc. for a complete working system.
|  |  |  | 0 | Discrepancy
|  |  | Electrical | 1669.73 | 1669.73 |  |  |  |  | mu_A | SUBI
|  | h | [E25_0465_IH_Retro_Elec4Mech_Est_Rev_A.xlsx]Elec_Rates!$D$143 |  |  | RATE_AAA
1 | 1 | 1 | 011# Power supply to control panel (4core x 4.0sqmm) and VDS by pass in MCC |  | Local Rate | RTLO_001 | [9 empty] | 74.24 | 74.24 | 3.17 | 3.17
|  | h | [E25_0465_IH_Retro_Elec4Mech_Est_Rev_A.xlsx]Elec_Rates!$D$196 |  |  | RATE_AAA
1 | 1 | 1 | 013# Installation of Rosenger control panel |  | Local Rate | RTLO_002 | [9 empty] | 20 | 20 | 2 | 2
|  | h | [E25_0465_IH_Retro_Elec4Mech_Est_Rev_A.xlsx]Elec_Rates!$D$203 |  |  | RATE_AAA
2 | 1 | 2 | 014# Installation of cable harness to fans |  | Local Rate | RTLO_001 | [9 empty] | 20 | 40 | 1 | 2
|  | h | [E25_0465_IH_Retro_Elec4Mech_Est_Rev_A.xlsx]Elec_Rates!$D$210 |  |  | RATE_AAA
1 | 1 | 1 | 015# Installation of control panels by ECA |  | Local Rate | RTLO_002 | [9 empty] | 30 | 30 | 1 | 1
|  | h | [E25_0465_IH_Retro_Elec4Mech_Est_Rev_A.xlsx]Elec_Rates!$D$217 |  |  | RATE_AAA
1 | 1 | 1 | 016# Installation of sensors on AHUs |  | Local Rate | RTLO_001 | [9 empty] | 354.24 | 354.24 | 17.99 | 17.99
[17 empty] | 0 |  | 0
d> | 0 | [8 empty] | mu_A | SUBI | [5 empty] | 518.48 |  | 26.16 | [8 empty] | 699.95
|  |  | Technician | 3739.18 | 3739.18 |  |  |  |  | mu_B | SUBI
1 | No |  | Control Panel 1 | Technician | Raymond - 24.07.2025 | CPAN_259 | 570 | (__) | [5 empty] | 2 | 2005-04-01 | 2500 | 2500 | 8 | 8
[17 empty] | 0 |  | 0
d> | 0 | [8 empty] | mu_B | SUBI | [5 empty] | 2500 |  | 8 | [8 empty] | 3375
|  |  | Engineer (Man Hours) | 162 | 162 |  |  |  |  | mu_C | SUBI
1 | No |  | Control Panel 1 | Engineer | Raymond - 24.07.2025 | CPAN_259 | 570 | (__) | [5 empty] | 2 | 2005-04-01 |  | 0 | 4 | 4
[17 empty] | 0 |  | 0
d> | 0 | [8 empty] | mu_C | SUBI | [5 empty] | 0 |  | 4 | [8 empty] | 0
[6 empty] | ICOST |  |  |  |  | ITEM | [5 empty] | 3018.48 |  | 38.16
TB
t
SYSTEM ON AHU/18
|  |  |  | Sell Rate | Sell Total |  |  |  |  | IB | [17 empty] | U_M_Sell | T_M_Sell | U_L_Sell | T_L_Sell | Total_Sell |  | T_M_Cost | T_L_Phr | Mat/Lab=1
1 | No. |  | Item: 18 | 5570.91 | 5570.91 | ISELL |  |  |  |  | ITEM |  |  |  |  | READY | AHU will be connected to existing power supply |  | mu :1.37 | [8 empty] | 4074.95 | 4074.95 | 1495.96 | 1495.96 | 5570.91 |  | 3018.48 | 38.16 | 3056.64
Air handling unit AHU/18 EC fan complete with all wiring controls, etc. for a complete working system.
|  |  |  | 0 | Discrepancy
|  |  | Electrical | 1669.73 | 1669.73 |  |  |  |  | mu_A | SUBI
|  | h | [E25_0465_IH_Retro_Elec4Mech_Est_Rev_A.xlsx]Elec_Rates!$D$143 |  |  | RATE_AAA
1 | 1 | 1 | 011# Power supply to control panel (4core x 4.0sqmm) and VDS by pass in MCC |  | Local Rate | RTLO_001 | [9 empty] | 74.24 | 74.24 | 3.17 | 3.17
|  | h | [E25_0465_IH_Retro_Elec4Mech_Est_Rev_A.xlsx]Elec_Rates!$D$196 |  |  | RATE_AAA
1 | 1 | 1 | 013# Installation of Rosenger control panel |  | Local Rate | RTLO_002 | [9 empty] | 20 | 20 | 2 | 2
|  | h | [E25_0465_IH_Retro_Elec4Mech_Est_Rev_A.xlsx]Elec_Rates!$D$203 |  |  | RATE_AAA
2 | 1 | 2 | 014# Installation of cable harness to fans |  | Local Rate | RTLO_001 | [9 empty] | 20 | 40 | 1 | 2
|  | h | [E25_0465_IH_Retro_Elec4Mech_Est_Rev_A.xlsx]Elec_Rates!$D$210 |  |  | RATE_AAA
1 | 1 | 1 | 015# Installation of control panels by ECA |  | Local Rate | RTLO_002 | [9 empty] | 30 | 30 | 1 | 1
|  | h | [E25_0465_IH_Retro_Elec4Mech_Est_Rev_A.xlsx]Elec_Rates!$D$217 |  |  | RATE_AAA
1 | 1 | 1 | 016# Installation of sensors on AHUs |  | Local Rate | RTLO_001 | [9 empty] | 354.24 | 354.24 | 17.99 | 17.99
[17 empty] | 0 |  | 0
d> | 0 | [8 empty] | mu_A | SUBI | [5 empty] | 518.48 |  | 26.16 | [8 empty] | 699.95
|  |  | Technician | 3739.18 | 3739.18 |  |  |  |  | mu_B | SUBI
1 | No |  | Control Panel 1 | Technician | Raymond - 24.07.2025 | CPAN_259 | 570 | (__) | [5 empty] | 2 | 2005-04-01 | 2500 | 2500 | 8 | 8
[17 empty] | 0 |  | 0
d> | 0 | [8 empty] | mu_B | SUBI | [5 empty] | 2500 |  | 8 | [8 empty] | 3375
|  |  | Engineer (Man Hours) | 162 | 162 |  |  |  |  | mu_C | SUBI
1 | No |  | Control Panel 1 | Engineer | Raymond - 24.07.2025 | CPAN_259 | 570 | (__) | [5 empty] | 2 | 2005-04-01 |  | 0 | 4 | 4
[17 empty] | 0 |  | 0
d> | 0 | [8 empty] | mu_C | SUBI | [5 empty] | 0 |  | 4 | [8 empty] | 0
[6 empty] | ICOST |  |  |  |  | ITEM | [5 empty] | 3018.48 |  | 38.16
TB
t
SYSTEM ON AHU/19
|  |  |  | Sell Rate | Sell Total |  |  |  |  | IB | [17 empty] | U_M_Sell | T_M_Sell | U_L_Sell | T_L_Sell | Total_Sell |  | T_M_Cost | T_L_Phr | Mat/Lab=1
1 | No. |  | Item: 19 | 5506.83 | 5506.83 | ISELL |  |  |  |  | ITEM |  |  |  |  | READY | AHU will be connected to existing power supply |  | mu :1.37 | [8 empty] | 4047.95 | 4047.95 | 1458.88 | 1458.88 | 5506.83 |  | 2998.48 | 37.16 | 3035.64
Air handling unit AHU/19 EC fan complete with all wiring controls, etc. for a complete working system.
|  |  |  | 0 | Discrepancy
|  |  | Electrical | 1605.65 | 1605.65 |  |  |  |  | mu_A | SUBI
|  | h | [E25_0465_IH_Retro_Elec4Mech_Est_Rev_A.xlsx]Elec_Rates!$D$143 |  |  | RATE_AAA
1 | 1 | 1 | 011# Power supply to control panel (4core x 4.0sqmm) and VDS by pass in MCC |  | Local Rate | RTLO_001 | [9 empty] | 74.24 | 74.24 | 3.17 | 3.17
|  | h | [E25_0465_IH_Retro_Elec4Mech_Est_Rev_A.xlsx]Elec_Rates!$D$196 |  |  | RATE_AAA
1 | 1 | 1 | 013# Installation of Rosenger control panel |  | Local Rate | RTLO_002 | [9 empty] | 20 | 20 | 2 | 2
|  | h | [E25_0465_IH_Retro_Elec4Mech_Est_Rev_A.xlsx]Elec_Rates!$D$203 |  |  | RATE_AAA
1 | 1 | 1 | 014# Installation of cable harness to fans |  | Local Rate | RTLO_001 | [9 empty] | 20 | 20 | 1 | 1
|  | h | [E25_0465_IH_Retro_Elec4Mech_Est_Rev_A.xlsx]Elec_Rates!$D$210 |  |  | RATE_AAA
1 | 1 | 1 | 015# Installation of control panels by ECA |  | Local Rate | RTLO_002 | [9 empty] | 30 | 30 | 1 | 1
|  | h | [E25_0465_IH_Retro_Elec4Mech_Est_Rev_A.xlsx]Elec_Rates!$D$217 |  |  | RATE_AAA
1 | 1 | 1 | 016# Installation of sensors on AHUs |  | Local Rate | RTLO_001 | [9 empty] | 354.24 | 354.24 | 17.99 | 17.99
[17 empty] | 0 |  | 0
d> | 0 | [8 empty] | mu_A | SUBI | [5 empty] | 498.48 |  | 25.16 | [8 empty] | 672.95
|  |  | Technician | 3739.18 | 3739.18 |  |  |  |  | mu_B | SUBI
1 | No |  | Control Panel 1 | Technician | Raymond - 24.07.2025 | CPAN_259 | 570 | (__) | [5 empty] | 2 | 2005-04-01 | 2500 | 2500 | 8 | 8
[17 empty] | 0 |  | 0
d> | 0 | [8 empty] | mu_B | SUBI | [5 empty] | 2500 |  | 8 | [8 empty] | 3375
|  |  | Engineer (Man Hours) | 162 | 162 |  |  |  |  | mu_C | SUBI
1 | No |  | Control Panel 1 | Engineer | Raymond - 24.07.2025 | CPAN_259 | 570 | (__) | [5 empty] | 2 | 2005-04-01 |  | 0 | 4 | 4
[17 empty] | 0 |  | 0
d> | 0 | [8 empty] | mu_C | SUBI | [5 empty] | 0 |  | 4 | [8 empty] | 0
[6 empty] | ICOST |  |  |  |  | ITEM | [5 empty] | 2998.48 |  | 37.16
TB
t
SYSTEM ON AHU/20
|  |  |  | Sell Rate | Sell Total |  |  |  |  | IB | [17 empty] | U_M_Sell | T_M_Sell | U_L_Sell | T_L_Sell | Total_Sell |  | T_M_Cost | T_L_Phr | Mat/Lab=1
1 | No. |  | Item: 20 | 5570.91 | 5570.91 | ISELL |  |  |  |  | ITEM |  |  |  |  | READY | AHU will be connected to existing power supply |  | mu :1.37 | [8 empty] | 4074.95 | 4074.95 | 1495.96 | 1495.96 | 5570.91 |  | 3018.48 | 38.16 | 3056.64
Air handling unit AHU/20 EC fan complete with all wiring controls, etc. for a complete working system.
|  |  |  | 0 | Discrepancy
|  |  | Electrical | 1669.73 | 1669.73 |  |  |  |  | mu_A | SUBI
|  | h | [E25_0465_IH_Retro_Elec4Mech_Est_Rev_A.xlsx]Elec_Rates!$D$143 |  |  | RATE_AAA
1 | 1 | 1 | 011# Power supply to control panel (4core x 4.0sqmm) and VDS by pass in MCC |  | Local Rate | RTLO_001 | [9 empty] | 74.24 | 74.24 | 3.17 | 3.17
|  | h | [E25_0465_IH_Retro_Elec4Mech_Est_Rev_A.xlsx]Elec_Rates!$D$196 |  |  | RATE_AAA
1 | 1 | 1 | 013# Installation of Rosenger control panel |  | Local Rate | RTLO_002 | [9 empty] | 20 | 20 | 2 | 2
|  | h | [E25_0465_IH_Retro_Elec4Mech_Est_Rev_A.xlsx]Elec_Rates!$D$203 |  |  | RATE_AAA
2 | 1 | 2 | 014# Installation of cable harness to fans |  | Local Rate | RTLO_001 | [9 empty] | 20 | 40 | 1 | 2
|  | h | [E25_0465_IH_Retro_Elec4Mech_Est_Rev_A.xlsx]Elec_Rates!$D$210 |  |  | RATE_AAA
1 | 1 | 1 | 015# Installation of control panels by ECA |  | Local Rate | RTLO_002 | [9 empty] | 30 | 30 | 1 | 1
|  | h | [E25_0465_IH_Retro_Elec4Mech_Est_Rev_A.xlsx]Elec_Rates!$D$217 |  |  | RATE_AAA
1 | 1 | 1 | 016# Installation of sensors on AHUs |  | Local Rate | RTLO_001 | [9 empty] | 354.24 | 354.24 | 17.99 | 17.99
[17 empty] | 0 |  | 0
d> | 0 | [8 empty] | mu_A | SUBI | [5 empty] | 518.48 |  | 26.16 | [8 empty] | 699.95
|  |  | Technician | 3739.18 | 3739.18 |  |  |  |  | mu_B | SUBI
1 | No |  | Control Panel 1 | Technician | Raymond - 24.07.2025 | CPAN_259 | 570 | (__) | [5 empty] | 2 | 2005-04-01 | 2500 | 2500 | 8 | 8
[17 empty] | 0 |  | 0
d> | 0 | [8 empty] | mu_B | SUBI | [5 empty] | 2500 |  | 8 | [8 empty] | 3375
|  |  | Engineer (Man Hours) | 162 | 162 |  |  |  |  | mu_C | SUBI
1 | No |  | Control Panel 1 | Engineer | Raymond - 24.07.2025 | CPAN_259 | 570 | (__) | [5 empty] | 2 | 2005-04-01 |  | 0 | 4 | 4
[17 empty] | 0 |  | 0
d> | 0 | [8 empty] | mu_C | SUBI | [5 empty] | 0 |  | 4 | [8 empty] | 0
[6 empty] | ICOST |  |  |  |  | ITEM | [5 empty] | 3018.48 |  | 38.16
TB
t
SYSTEM ON AHU/21
|  |  |  | Sell Rate | Sell Total |  |  |  |  | IB | [17 empty] | U_M_Sell | T_M_Sell | U_L_Sell | T_L_Sell | Total_Sell |  | T_M_Cost | T_L_Phr | Mat/Lab=1
1 | No. |  | Item: 21 | 0 | 0 | ISELL |  |  |  |  | ITEM |  |  |  |  | READY | Not existing on site |  | 0.00 | [8 empty] | 0 | 0 | 0 | 0 | 0 |  | 0 | 0 | 0
Air handling unit AHU/21 EC fan complete with all wiring controls, etc. for a complete working system.
|  |  |  | 0 | Discrepancy
|  |  | Electrical | 0 | 0 |  |  |  |  | mu_A | SUBI
| >>> mu_A material here >>> | [15 empty] | 0 |  | 0
[17 empty] | 0 |  | 0
[17 empty] | 0 |  | 0
d> | 0 | [8 empty] | mu_A | SUBI | [5 empty] | 0 |  | 0 | [8 empty] | 0
|  |  | Technician | 0 | 0 |  |  |  |  | mu_B | SUBI
| >>> mu_B material here >>> | [15 empty] | 0 |  | 0
[17 empty] | 0 |  | 0
[17 empty] | 0 |  | 0
d> | 0 | [8 empty] | mu_B | SUBI | [5 empty] | 0 |  | 0 | [8 empty] | 0
|  |  | Engineer (Man Hours) | 0 | 0 |  |  |  |  | mu_C | SUBI
| >>> mu_C material here >>> | [15 empty] | 0 |  | 0
[17 empty] | 0 |  | 0
[17 empty] | 0 |  | 0
d> | 0 | [8 empty] | mu_C | SUBI | [5 empty] | 0 |  | 0 | [8 empty] | 0
[6 empty] | ICOST |  |  |  |  | ITEM | [5 empty] | 0 |  | 0
TB
t
SYSTEM ON AHU/22
|  |  |  | Sell Rate | Sell Total |  |  |  |  | IB | [17 empty] | U_M_Sell | T_M_Sell | U_L_Sell | T_L_Sell | Total_Sell |  | T_M_Cost | T_L_Phr | Mat/Lab=1
1 | No. |  | Item: 22 | 5506.83 | 5506.83 | ISELL |  |  |  |  | ITEM |  |  |  |  | READY | Same as AHU 24 - Isaac 10.09.2025 |  | mu :1.37 | [8 empty] | 4047.95 | 4047.95 | 1458.88 | 1458.88 | 5506.83 |  | 2998.48 | 37.16 | 3035.64
Air handling unit AHU/22 EC fan complete with all wiring controls, etc. for a complete working system.
|  |  |  | 0 | Discrepancy
|  |  | Electrical | 1605.65 | 1605.65 |  |  |  |  | mu_A | SUBI
|  | h | [E25_0465_IH_Retro_Elec4Mech_Est_Rev_A.xlsx]Elec_Rates!$D$143 |  |  | RATE_AAA
1 | 1 | 1 | 011# Power supply to control panel (4core x 4.0sqmm) and VDS by pass in MCC |  | Local Rate | RTLO_001 | [9 empty] | 74.24 | 74.24 | 3.17 | 3.17
|  | h | [E25_0465_IH_Retro_Elec4Mech_Est_Rev_A.xlsx]Elec_Rates!$D$196 |  |  | RATE_AAA
1 | 1 | 1 | 013# Installation of Rosenger control panel |  | Local Rate | RTLO_002 | [9 empty] | 20 | 20 | 2 | 2
|  | h | [E25_0465_IH_Retro_Elec4Mech_Est_Rev_A.xlsx]Elec_Rates!$D$203 |  |  | RATE_AAA
1 | 1 | 1 | 014# Installation of cable harness to fans |  | Local Rate | RTLO_001 | [9 empty] | 20 | 20 | 1 | 1
|  | h | [E25_0465_IH_Retro_Elec4Mech_Est_Rev_A.xlsx]Elec_Rates!$D$210 |  |  | RATE_AAA
1 | 1 | 1 | 015# Installation of control panels by ECA |  | Local Rate | RTLO_002 | [9 empty] | 30 | 30 | 1 | 1
|  | h | [E25_0465_IH_Retro_Elec4Mech_Est_Rev_A.xlsx]Elec_Rates!$D$217 |  |  | RATE_AAA
1 | 1 | 1 | 016# Installation of sensors on AHUs |  | Local Rate | RTLO_001 | [9 empty] | 354.24 | 354.24 | 17.99 | 17.99
[17 empty] | 0 |  | 0
d> | 0 | [8 empty] | mu_A | SUBI | [5 empty] | 498.48 |  | 25.16 | [8 empty] | 672.95
|  |  | Technician | 3739.18 | 3739.18 |  |  |  |  | mu_B | SUBI
1 | No |  | Control Panel 1 | Technician | Raymond - 24.07.2025 | CPAN_259 | 570 | (__) | [5 empty] | 2 | 2005-04-01 | 2500 | 2500 | 8 | 8
[17 empty] | 0 |  | 0
[17 empty] | 0 |  | 0
d> | 0 | [8 empty] | mu_B | SUBI | [5 empty] | 2500 |  | 8 | [8 empty] | 3375
|  |  | Engineer (Man Hours) | 162 | 162 |  |  |  |  | mu_C | SUBI
1 | No |  | Control Panel 1 | Engineer | Raymond - 24.07.2025 | CPAN_259 | 570 | (__) | [5 empty] | 2 | 2005-04-01 |  | 0 | 4 | 4
[17 empty] | 0 |  | 0
[17 empty] | 0 |  | 0
d> | 0 | [8 empty] | mu_C | SUBI | [5 empty] | 0 |  | 4 | [8 empty] | 0
[6 empty] | ICOST |  |  |  |  | ITEM | [5 empty] | 2998.48 |  | 37.16
TB
t
SYSTEM ON AHU/23
|  |  |  | Sell Rate | Sell Total |  |  |  |  | IB | [17 empty] | U_M_Sell | T_M_Sell | U_L_Sell | T_L_Sell | Total_Sell |  | T_M_Cost | T_L_Phr | Mat/Lab=1
1 | No. |  | Item: 23 | 0 | 0 | ISELL |  |  |  |  | ITEM |  |  |  |  | READY | Already Awarded |  | 0.00 | [8 empty] | 0 | 0 | 0 | 0 | 0 |  | 0 | 0 | 0
Air handling unit AHU/23 EC fan complete with all wiring controls, etc. for a complete working system.
|  |  |  | 0 | Discrepancy
|  |  | Electrical | 0 | 0 |  |  |  |  | mu_A | SUBI
| >>> mu_A material here >>> | [15 empty] | 0 |  | 0
[17 empty] | 0 |  | 0
[17 empty] | 0 |  | 0
d> | 0 | [8 empty] | mu_A | SUBI | [5 empty] | 0 |  | 0 | [8 empty] | 0
|  |  | Technician | 0 | 0 |  |  |  |  | mu_B | SUBI
| >>> mu_B material here >>> | [15 empty] | 0 |  | 0
[17 empty] | 0 |  | 0
[17 empty] | 0 |  | 0
d> | 0 | [8 empty] | mu_B | SUBI | [5 empty] | 0 |  | 0 | [8 empty] | 0
|  |  | Engineer (Man Hours) | 0 | 0 |  |  |  |  | mu_C | SUBI
| >>> mu_C material here >>> | [15 empty] | 0 |  | 0
[17 empty] | 0 |  | 0
[17 empty] | 0 |  | 0
d> | 0 | [8 empty] | mu_C | SUBI | [5 empty] | 0 |  | 0 | [8 empty] | 0
[6 empty] | ICOST |  |  |  |  | ITEM | [5 empty] | 0 |  | 0
TB
t
SYSTEM ON AHU/24
|  |  |  | Sell Rate | Sell Total |  |  |  |  | IB | [17 empty] | U_M_Sell | T_M_Sell | U_L_Sell | T_L_Sell | Total_Sell |  | T_M_Cost | T_L_Phr | Mat/Lab=1
1 | No. |  | Item: 24 | 5550.86 | 5550.86 | ISELL |  |  |  |  | ITEM |  |  |  |  | READY | AHU will be connected to existing power supply |  | mu :1.37 | [8 empty] | 4058.98 | 4058.98 | 1491.88 | 1491.88 | 5550.86 |  | 3006.65 | 38.05 | 3044.7
Air handling unit AHU/24 EC fan complete with all wiring controls, etc. for a complete working system.
|  |  |  | 0 | Discrepancy
|  |  | Electrical | 1649.68 | 1649.68 |  |  |  |  | mu_A | SUBI
|  | h | [E25_0465_IH_Retro_Elec4Mech_Est_Rev_A.xlsx]Elec_Rates!$D$117 |  |  | RATE_AAA
1 | 1 | 1 | 004# Power supply to control panel (4core x 2.5sqmm) |  | Local Rate | RTLO_001 | [9 empty] | 62.41 | 62.41 | 3.06 | 3.06
|  | h | [E25_0465_IH_Retro_Elec4Mech_Est_Rev_A.xlsx]Elec_Rates!$D$196 |  |  | RATE_AAA
1 | 1 | 1 | 013# Installation of Rosenger control panel |  | Local Rate | RTLO_002 | [9 empty] | 20 | 20 | 2 | 2
|  | h | [E25_0465_IH_Retro_Elec4Mech_Est_Rev_A.xlsx]Elec_Rates!$D$203 |  |  | RATE_AAA
2 | 1 | 2 | 014# Installation of cable harness to fans |  | Local Rate | RTLO_001 | [9 empty] | 20 | 40 | 1 | 2
|  | h | [E25_0465_IH_Retro_Elec4Mech_Est_Rev_A.xlsx]Elec_Rates!$D$210 |  |  | RATE_AAA
1 | 1 | 1 | 015# Installation of control panels by ECA |  | Local Rate | RTLO_002 | [9 empty] | 30 | 30 | 1 | 1
|  | h | [E25_0465_IH_Retro_Elec4Mech_Est_Rev_A.xlsx]Elec_Rates!$D$217 |  |  | RATE_AAA
1 | 1 | 1 | 016# Installation of sensors on AHUs |  | Local Rate | RTLO_001 | [9 empty] | 354.24 | 354.24 | 17.99 | 17.99
[17 empty] | 0 |  | 0
d> | 0 | [8 empty] | mu_A | SUBI | [5 empty] | 506.65 |  | 26.05 | [8 empty] | 683.98
|  |  | Technician | 3739.18 | 3739.18 |  |  |  |  | mu_B | SUBI
1 | No |  | Control Panel 1 | Technician | Raymond - 24.07.2025 | CPAN_259 | 570 | (__) | [5 empty] | 2 | 2005-04-01 | 2500 | 2500 | 8 | 8
[17 empty] | 0 |  | 0
d> | 0 | [8 empty] | mu_B | SUBI | [5 empty] | 2500 |  | 8 | [8 empty] | 3375
|  |  | Engineer (Man Hours) | 162 | 162 |  |  |  |  | mu_C | SUBI
1 | No |  | Control Panel 1 | Engineer | Raymond - 24.07.2025 | CPAN_259 | 570 | (__) | [5 empty] | 2 | 2005-04-01 |  | 0 | 4 | 4
[17 empty] | 0 |  | 0
d> | 0 | [8 empty] | mu_C | SUBI | [5 empty] | 0 |  | 4 | [8 empty] | 0
[6 empty] | ICOST |  |  |  |  | ITEM | [5 empty] | 3006.65 |  | 38.05
TB
t
SYSTEM ON AHU/25A
|  |  |  | Sell Rate | Sell Total |  |  |  |  | IB | [17 empty] | U_M_Sell | T_M_Sell | U_L_Sell | T_L_Sell | Total_Sell |  | T_M_Cost | T_L_Phr | Mat/Lab=1
1 | No. |  | Item: 25 | 5486.79 | 5486.79 | ISELL |  |  |  |  | ITEM |  |  |  |  | READY | AHU will be connected to existing power supply |  | mu :1.37 | [8 empty] | 4031.98 | 4031.98 | 1454.81 | 1454.81 | 5486.79 |  | 2986.65 | 37.05 | 3023.7
Air handling unit AHU/25A EC fan complete with all wiring controls, etc. for a complete working system.
|  |  |  | 0 | Discrepancy
|  |  | Electrical | 1585.61 | 1585.61 |  |  |  |  | mu_A | SUBI
|  | h | [E25_0465_IH_Retro_Elec4Mech_Est_Rev_A.xlsx]Elec_Rates!$D$117 |  |  | RATE_AAA
1 | 1 | 1 | 004# Power supply to control panel (4core x 2.5sqmm) |  | Local Rate | RTLO_001 | [9 empty] | 62.41 | 62.41 | 3.06 | 3.06
|  | h | [E25_0465_IH_Retro_Elec4Mech_Est_Rev_A.xlsx]Elec_Rates!$D$196 |  |  | RATE_AAA
1 | 1 | 1 | 013# Installation of Rosenger control panel |  | Local Rate | RTLO_002 | [9 empty] | 20 | 20 | 2 | 2
|  | h | [E25_0465_IH_Retro_Elec4Mech_Est_Rev_A.xlsx]Elec_Rates!$D$203 |  |  | RATE_AAA
1 | 1 | 1 | 014# Installation of cable harness to fans |  | Local Rate | RTLO_001 | [9 empty] | 20 | 20 | 1 | 1
|  | h | [E25_0465_IH_Retro_Elec4Mech_Est_Rev_A.xlsx]Elec_Rates!$D$210 |  |  | RATE_AAA
1 | 1 | 1 | 015# Installation of control panels by ECA |  | Local Rate | RTLO_002 | [9 empty] | 30 | 30 | 1 | 1
|  | h | [E25_0465_IH_Retro_Elec4Mech_Est_Rev_A.xlsx]Elec_Rates!$D$217 |  |  | RATE_AAA
1 | 1 | 1 | 016# Installation of sensors on AHUs |  | Local Rate | RTLO_001 | [9 empty] | 354.24 | 354.24 | 17.99 | 17.99
[17 empty] | 0 |  | 0
d> | 0 | [8 empty] | mu_A | SUBI | [5 empty] | 486.65 |  | 25.05 | [8 empty] | 656.98
|  |  | Technician | 3739.18 | 3739.18 |  |  |  |  | mu_B | SUBI
1 | No |  | Control Panel 1 | Technician | Raymond - 24.07.2025 | CPAN_259 | 570 | (__) | [5 empty] | 2 | 2005-04-01 | 2500 | 2500 | 8 | 8
[17 empty] | 0 |  | 0
d> | 0 | [8 empty] | mu_B | SUBI | [5 empty] | 2500 |  | 8 | [8 empty] | 3375
|  |  | Engineer (Man Hours) | 162 | 162 |  |  |  |  | mu_C | SUBI
1 | No |  | Control Panel 1 | Engineer | Raymond - 24.07.2025 | CPAN_259 | 570 | (__) | [5 empty] | 2 | 2005-04-01 |  | 0 | 4 | 4
[17 empty] | 0 |  | 0
d> | 0 | [8 empty] | mu_C | SUBI | [5 empty] | 0 |  | 4 | [8 empty] | 0
[6 empty] | ICOST |  |  |  |  | ITEM | [5 empty] | 2986.65 |  | 37.05
TB
t
SYSTEM ON AHU/25B
|  |  |  | Sell Rate | Sell Total |  |  |  |  | IB | [17 empty] | U_M_Sell | T_M_Sell | U_L_Sell | T_L_Sell | Total_Sell |  | T_M_Cost | T_L_Phr | Mat/Lab=1
1 | No. |  | Item: 26 | 5486.79 | 5486.79 | ISELL |  |  |  |  | ITEM |  |  |  |  | READY | AHU will be connected to existing power supply |  | mu :1.37 | [8 empty] | 4031.98 | 4031.98 | 1454.81 | 1454.81 | 5486.79 |  | 2986.65 | 37.05 | 3023.7
Air handling unit AHU/25B EC fan complete with all wiring controls, etc. for a complete working system.
|  |  |  | 0 | Discrepancy
|  |  | Electrical | 1585.61 | 1585.61 |  |  |  |  | mu_A | SUBI
|  | h | [E25_0465_IH_Retro_Elec4Mech_Est_Rev_A.xlsx]Elec_Rates!$D$117 |  |  | RATE_AAA
1 | 1 | 1 | 004# Power supply to control panel (4core x 2.5sqmm) |  | Local Rate | RTLO_001 | [9 empty] | 62.41 | 62.41 | 3.06 | 3.06
|  | h | [E25_0465_IH_Retro_Elec4Mech_Est_Rev_A.xlsx]Elec_Rates!$D$196 |  |  | RATE_AAA
1 | 1 | 1 | 013# Installation of Rosenger control panel |  | Local Rate | RTLO_002 | [9 empty] | 20 | 20 | 2 | 2
|  | h | [E25_0465_IH_Retro_Elec4Mech_Est_Rev_A.xlsx]Elec_Rates!$D$203 |  |  | RATE_AAA
1 | 1 | 1 | 014# Installation of cable harness to fans |  | Local Rate | RTLO_001 | [9 empty] | 20 | 20 | 1 | 1
|  | h | [E25_0465_IH_Retro_Elec4Mech_Est_Rev_A.xlsx]Elec_Rates!$D$210 |  |  | RATE_AAA
1 | 1 | 1 | 015# Installation of control panels by ECA |  | Local Rate | RTLO_002 | [9 empty] | 30 | 30 | 1 | 1
|  | h | [E25_0465_IH_Retro_Elec4Mech_Est_Rev_A.xlsx]Elec_Rates!$D$217 |  |  | RATE_AAA
1 | 1 | 1 | 016# Installation of sensors on AHUs |  | Local Rate | RTLO_001 | [9 empty] | 354.24 | 354.24 | 17.99 | 17.99
[17 empty] | 0 |  | 0
d> | 0 | [8 empty] | mu_A | SUBI | [5 empty] | 486.65 |  | 25.05 | [8 empty] | 656.98
|  |  | Technician | 3739.18 | 3739.18 |  |  |  |  | mu_B | SUBI
1 | No |  | Control Panel 1 | Technician | Raymond - 24.07.2025 | CPAN_259 | 570 | (__) | [5 empty] | 2 | 2005-04-01 | 2500 | 2500 | 8 | 8
[17 empty] | 0 |  | 0
d> | 0 | [8 empty] | mu_B | SUBI | [5 empty] | 2500 |  | 8 | [8 empty] | 3375
|  |  | Engineer (Man Hours) | 162 | 162 |  |  |  |  | mu_C | SUBI
1 | No |  | Control Panel 1 | Engineer | Raymond - 24.07.2025 | CPAN_259 | 570 | (__) | [5 empty] | 2 | 2005-04-01 |  | 0 | 4 | 4
[17 empty] | 0 |  | 0
d> | 0 | [8 empty] | mu_C | SUBI | [5 empty] | 0 |  | 4 | [8 empty] | 0
[6 empty] | ICOST |  |  |  |  | ITEM | [5 empty] | 2986.65 |  | 37.05
SB
| 1138.6247 |  | PAGE: |  | 78323.88 | [5 empty] | PAGE | [5 empty] | 42361.79 |  | 539.42
| Discy: |  |  |  | PAGE SELL | [11 empty] | PAGE MAT |  | PAGE LAB
TB
t
SYSTEM ON EF/2
|  |  |  | Sell Rate | Sell Total |  |  |  |  | IB | [17 empty] | U_M_Sell | T_M_Sell | U_L_Sell | T_L_Sell | Total_Sell |  | T_M_Cost | T_L_Phr | Mat/Lab=1
1 | No. |  | Item: 3 | 126.58 | 126.58 | ISELL |  |  |  |  | ITEM |  |  |  |  | READY | Speed controller under fan |  | mu :1.35 | [8 empty] | 38.72 | 38.72 | 87.86 | 87.86 | 126.58 |  | 28.68 | 2.37 | 31.05
Extract fan reference EF/2 complete with mounting hardware, speed controller, flexible duct connections, supports, A.V.M. power supplies etc., as specified.
|  |  |  | 0 | Discrepancy
|  |  | Electrical | 126.58 | 126.58 |  |  |  |  | mu_A | SUBI
2 | m |  | Power Cable 5c 2.5 mm2 XLPE SWA-PVC |  |  | CAMC_017 | 616 | CRO | 2.5mm2 |  |  |  |  | 2 | 2011-08-12 | 2.5 | 5 | 0.06 | 0.12
2 | No |  | Cable Tie 225mm |  |  | CONS_009 | 875 | (__) |  | 01-003 |  |  |  | 1 | 1994-12-01 | 0.05 | 0.1 |  | 0
2 | No |  | Gland Indoor 20/16 BWL 4*1.5/2.5mm2 |  |  | CAAC_041 | 620 | CMP | [5 empty] | 2 | 1997-01-01 | 3.8 | 7.6 | 0.3 | 0.6
1 | No |  | Labour to connect Mech Equip (FIX 3) |  | Fan | LABO_009 | 900 | MISC | [5 empty] | 1 |  |  | 0 | 0.5 | 0.5
Installation of speed controller
3 | m |  | Conduit Galv. 20mm RATE |  |  | COGV_011 | 690 | BAR | 20mm |  |  |  |  | 1 | 1994-12-01 | 3.66 | 10.98 | 0.2 | 0.6
20 | m |  | Wiring Cable 1c 1.5 mm2 PVC Non-Arm |  |  | CASC_017 | 615 | CRO |  | 02-002 |  |  |  | 2 | 2006-09-28 | 0.25 | 5 | 0.015 | 0.3
1 | No |  | Labour to connect Mech Equip (FIX 3) |  | Speed Controller | LABO_009 | 900 | MISC | [5 empty] | 1 |  |  | 0 | 0.25 | 0.25
[17 empty] | 0 |  | 0
d> | 0 | [8 empty] | mu_A | SUBI | [5 empty] | 28.68 |  | 2.37 | [8 empty] | 38.72
|  |  | Technician | 0 | 0 |  |  |  |  | mu_B | SUBI
| >>> mu_B material here >>> | [15 empty] | 0 |  | 0
[17 empty] | 0 |  | 0
[17 empty] | 0 |  | 0
d> | 0 | [8 empty] | mu_B | SUBI | [5 empty] | 0 |  | 0 | [8 empty] | 0
[6 empty] | ICOST |  |  |  |  | ITEM | [5 empty] | 28.68 |  | 2.37
TB
t
SYSTEM ON EF/3
|  |  |  | Sell Rate | Sell Total |  |  |  |  | IB | [17 empty] | U_M_Sell | T_M_Sell | U_L_Sell | T_L_Sell | Total_Sell |  | T_M_Cost | T_L_Phr | Mat/Lab=1
1 | No. |  | Item: 4 | 126.58 | 126.58 | ISELL |  |  |  |  | ITEM |  |  |  |  | READY | Speed controller under fan |  | mu :1.35 | [8 empty] | 38.72 | 38.72 | 87.86 | 87.86 | 126.58 |  | 28.68 | 2.37 | 31.05
Extract fan reference EF/3 complete with mounting hardware, speed controller, flexible duct connections, supports, A.V.M. power supplies etc., as specified.
|  |  |  | 0 | Discrepancy
|  |  | Electrical | 126.58 | 126.58 |  |  |  |  | mu_A | SUBI
2 | m |  | Power Cable 5c 2.5 mm2 XLPE SWA-PVC |  |  | CAMC_017 | 616 | CRO | 2.5mm2 |  |  |  |  | 2 | 2011-08-12 | 2.5 | 5 | 0.06 | 0.12
2 | No |  | Cable Tie 225mm |  |  | CONS_009 | 875 | (__) |  | 01-003 |  |  |  | 1 | 1994-12-01 | 0.05 | 0.1 |  | 0
2 | No |  | Gland Indoor 20/16 BWL 4*1.5/2.5mm2 |  |  | CAAC_041 | 620 | CMP | [5 empty] | 2 | 1997-01-01 | 3.8 | 7.6 | 0.3 | 0.6
1 | No |  | Labour to connect Mech Equip (FIX 3) |  | Fan | LABO_009 | 900 | MISC | [5 empty] | 1 |  |  | 0 | 0.5 | 0.5
Installation of speed controller
3 | m |  | Conduit Galv. 20mm RATE |  |  | COGV_011 | 690 | BAR | 20mm |  |  |  |  | 1 | 1994-12-01 | 3.66 | 10.98 | 0.2 | 0.6
20 | m |  | Wiring Cable 1c 1.5 mm2 PVC Non-Arm |  |  | CASC_017 | 615 | CRO |  | 02-002 |  |  |  | 2 | 2006-09-28 | 0.25 | 5 | 0.015 | 0.3
1 | No |  | Labour to connect Mech Equip (FIX 3) |  | Speed Controller | LABO_009 | 900 | MISC | [5 empty] | 1 |  |  | 0 | 0.25 | 0.25
[17 empty] | 0 |  | 0
d> | 0 | [8 empty] | mu_A | SUBI | [5 empty] | 28.68 |  | 2.37 | [8 empty] | 38.72
|  |  | Technician | 0 | 0 |  |  |  |  | mu_B | SUBI
| >>> mu_B material here >>> | [15 empty] | 0 |  | 0
[17 empty] | 0 |  | 0
[17 empty] | 0 |  | 0
d> | 0 | [8 empty] | mu_B | SUBI | [5 empty] | 0 |  | 0 | [8 empty] | 0
[6 empty] | ICOST |  |  |  |  | ITEM | [5 empty] | 28.68 |  | 2.37
TB
|  | t | Item:
REFRIGERANT LEAK DETECTION
|  |  |  | Sell Rate | Sell Total |  |  |  |  | IB | [17 empty] | U_M_Sell | T_M_Sell | U_L_Sell | T_L_Sell | Total_Sell |  | T_M_Cost | T_L_Phr | Mat/Lab=1
7 | No |  | Item: 3.0 | 1198.92 | 8392.44 | ISELL |  |  |  |  | ITEM | [7 empty] | mu :1.35 | [8 empty] | 987.62 | 6913.34 | 211.3 | 1479.1 | 8392.44 |  | 5120.98 | 39.9 | 36126.16
|  |  | Refrigerant leak detectors to detect when refrigerant concentration exceeds 25% of LFL for R1234ze. Detectors must be positioned a maximum of 30 cm from the floor and 1 m from the refrigerator | [6 empty] | n
|  |  |  | -0.01 | Discrepancy
|  |  | Electrical | 8392.45 | 8392.45 |  |  |  |  | mu_A | SUBI
7 | No |  | BMS EQUIPMENT | Install only |  | BMSE_001 | 512 | (__) | [5 empty] | 3 |  |  | 0 | 0.5 | 3.5
7 | No |  | Erection Material |  |  | EMAT_063 | 501 | (__) |  | 01-002 |  |  |  | 1 |  | 10 | 70 |  | 0
70 | m |  | Conduit Galv. 25mm RATE |  |  | COGV_013 | 690 | BAR | 25mm |  |  |  |  | 1 | 1994-12-01 | 4.68 | 327.6 | 0.25 | 17.5
630 | m |  | Indoor Screened 3c Cable 0.75sqmm |  |  | CASP_083 | 617 | Lappkabel | 0034703 UNITRONIC LiYCY |  |  |  |  | 2 | 2005-03-22 | 1.4525 | 915.075 | 0.03 | 18.9
300 | No |  | Cable Tie 225mm |  |  | CONS_009 | 875 | (__) |  | 01-003 |  |  |  | 1 | 1994-12-01 | 0.05 | 15 |  | 0
14 | No |  | Gland 20 A2 PVC |  |  | CAAC_027 | 620 | (__) | [5 empty] | 2 | 1997-01-01 | 0.35 | 4.9 |  | 0
14 | No |  | Cable Marker Wrap Around Type |  |  | CAAC_025 | 620 | (__) | [5 empty] | 2 |  | 0.2 | 2.8 |  | 0
7 | No |  | BMS EQUIPMENT | Supply and install | AIS | BMSE_001 | 512 | (__) | [5 empty] | 3 |  | 540.8 | 3785.6 |  | 0
[17 empty] | 0 |  | 0
d> | 0 | [8 empty] | mu_A | SUBI | [5 empty] | 5120.975 |  | 39.9 | [8 empty] | 6913.32
|  |  | Technician | 0 | -0.01 |  |  |  |  | mu_B | SUBI
[17 empty] | 0 |  | 0
d> | 0 | [8 empty] | mu_B | SUBI | [5 empty] | 0 |  | 0 | [8 empty] | 0
[6 empty] | ICOST |  |  |  |  | ITEM | [5 empty] | 5120.975 |  | 39.9
|  |  |  | Sell Rate | Sell Total |  |  |  |  | IB | [17 empty] | U_M_Sell | T_M_Sell | U_L_Sell | T_L_Sell | Total_Sell |  | T_M_Cost | T_L_Phr | Mat/Lab=1
1 | L/S |  | Item: 4.0 | 6720.5 | 6720.5 | ISELL |  |  |  |  | ITEM | [7 empty] | mu :1.35 | [8 empty] | 5921.62 | 5921.62 | 798.88 | 798.88 | 6720.5 |  | 4386.39 | 21.55 | 4407.94
|  |  | Refrigerant leak control system which automatically triggers visual and audible alarms inside the refrigeration plant room and outside each entrance to the refrigeration plant room, starts mechanical ventilation, and shuts down the system when activated. | [6 empty] | n
|  |  |  | 0 | Discrepancy
|  |  | Electrical | 6720.5 | 6720.5 |  |  |  |  | mu_A | SUBI
| >>> mu_A material here >>> | [15 empty] | 0 |  | 0
30 | m |  | Conduit Galv. 20mm RATE |  |  | COGV_011 | 690 | BAR | 20mm |  |  |  |  | 1 | 1994-12-01 | 3.66 | 109.8 | 0.2 | 6
135 | m |  | Indoor Screened 3c Cable 0.75sqmm |  |  | CASP_083 | 617 | Lappkabel | 0034703 UNITRONIC LiYCY |  |  |  |  | 2 | 2005-03-22 | 1.4525 | 196.0875 | 0.03 | 4.05
100 | No |  | Cable Tie 225mm |  |  | CONS_009 | 875 | (__) |  | 01-003 |  |  |  | 1 | 1994-12-01 | 0.05 | 5 |  | 0
6 | No |  | Gland 20 A2 PVC |  |  | CAAC_027 | 620 | (__) | [5 empty] | 2 | 1997-01-01 | 0.35 | 2.1 |  | 0
6 | No |  | Cable Marker Wrap Around Type |  |  | CAAC_025 | 620 | (__) | [5 empty] | 2 |  | 0.2 | 1.2 |  | 0
3 | No |  | Beacon and sounder |  |  | CPAN_185 | 570 | G.E. | AG P9XBD |  |  |  |  | 2 | 2004-04-27 | 75 | 225 | 0.5 | 1.5
3 | No |  | Erection Material |  |  | EMAT_063 | 501 | (__) |  | 01-002 |  |  |  | 1 |  | 5 | 15 |  | 0
1 | No |  | BMS EQUIPMENT |  | AIS | BMSE_001 | 512 | (__) | [5 empty] | 3 |  | 3060.2 | 3060.2 | 8 | 8
1 | No |  | BMS EQUIPMENT | Design and Programming | AIS | BMSE_001 | 512 | (__) | [5 empty] | 3 |  | 702 | 702 |  | 0
1 | No |  | 13amp power supply to panel |  |  | COGV_011 | 690 | BAR | 20mm |  |  |  |  | 1 | 1994-12-01 | 40 | 40 | 2 | 2
1 | No |  | Erection Material |  |  | EMAT_063 | 501 | (__) |  | 01-002 |  |  |  | 1 |  | 30 | 30 |  | 0
[17 empty] | 0 |  | 0
d> | 0 | [8 empty] | mu_A | SUBI | [5 empty] | 4386.3875 |  | 21.55 | [8 empty] | 5921.62
|  |  | Technician | 0 | 0 |  |  |  |  | mu_B | SUBI
| >>> mu_B material here >>> | [15 empty] | 0 |  | 0
[17 empty] | 0 |  | 0
|  |  | A remote (emergency) switching device for stopping the refrigeration system must be provided outside the room (near the door). A similarly functioning switch must be placed in a suitable location within the room. | [13 empty] | 0 |  | 0
d> | 0 | [8 empty] | mu_B | SUBI | [5 empty] | 0 |  | 0 | [8 empty] | 0
[6 empty] | ICOST |  |  |  |  | ITEM | [5 empty] | 4386.3875 |  | 21.55
SB
| -0.004865 |  | PAGE: |  | 15366.1 | [5 empty] | PAGE | [5 empty] | 9564.7225 |  | 66.19
| Discy: |  |  |  | PAGE SELL | [11 empty] | PAGE MAT |  | PAGE LAB
TB
|  | t | Item:
AC SPLIT
TB
|  | t | Item: 1.0
Air cooled packaged heat pump air-conditioning units for Electrical switchgear room, wall mounted type complete with condensing units, controls and power wiring between indoor and outdoor unit, supporting brackets, refrigerant piping, drain pump, insulation, drains, etc
|  |  |  | Sell Rate | Sell Total |  |  |  |  | IB | [6 empty] | Empty Conduit for Thermostat | [10 empty] | U_M_Sell | T_M_Sell | U_L_Sell | T_L_Sell | Total_Sell |  | T_M_Cost | T_L_Phr | Mat/Lab=1
1 | No |  | Item: a. | 58 | 58 | ISELL |  |  |  |  | ITEM |  |  |  |  | READY | Connecting up of indoor unit |  | mu :1.35 | [8 empty] | 16.11 | 16.11 | 41.89 | 41.89 | 58 |  | 11.93 | 1.13 | 13.06
|  |  | a. AC/1 | [6 empty] | n
|  |  |  | 0 | Discrepancy
|  |  | Electrical | 58 | 58 |  |  |  |  | mu_A | SUBI
|  |  | Empty Conduit for themostat | [13 empty] | 0 |  | 0
3 | m |  | Conduit Galv. 20mm RATE |  |  | COGV_011 | 690 | BAR | 20mm |  |  |  |  | 1 | 1994-12-01 | 3.66 | 10.98 | 0.2 | 0.6
|  |  | Connecting up of indoor unit | [13 empty] | 0 |  | 0
1 | m |  | Wiring Cable 3c 2.5 mm2 PVC Non-Arm |  |  | CAMC_049 | 616 | CRO | 2.5mm2 | 03-003 |  |  |  | 2 | 2011-08-12 | 0.95 | 0.95 | 0.03 | 0.03
1 | No |  | Labour to connect A/C Indoor Unit (FIX 3) |  |  | LABO_017 | 900 | MISC | [5 empty] | 4 | 2004-11-22 |  | 0 | 0.5 | 0.5
[17 empty] | 0 |  | 0
d> | 0 | [8 empty] | mu_A | SUBI | [5 empty] | 11.93 |  | 1.13 | [8 empty] | 16.11
|  |  | Technician | 0 | 0 |  |  |  |  | mu_B | SUBI
| >>> mu_B material here >>> | [15 empty] | 0 |  | 0
[17 empty] | 0 |  | 0
[17 empty] | 0 |  | 0
d> | 0 | [8 empty] | mu_B | SUBI | [5 empty] | 0 |  | 0 | [8 empty] | 0
|  |  | Engineer (Man Hours) | 0 | 0 |  |  |  |  | mu_C | SUBI
| >>> mu_C material here >>> | [15 empty] | 0 |  | 0
[17 empty] | 0 |  | 0
[17 empty] | 0 |  | 0
d> | 0 | [8 empty] | mu_C | SUBI | [5 empty] | 0 |  | 0 | [8 empty] | 0
[6 empty] | ICOST |  |  |  |  | ITEM | [5 empty] | 11.93 |  | 1.13
SB
| 0.00427 |  | PAGE: |  | 58 | [5 empty] | PAGE | [5 empty] | 11.93 |  | 1.13
| Discy: |  |  |  | PAGE SELL | [11 empty] | PAGE MAT |  | PAGE LAB
TB
|  | t | Item:
COMMISSIONING AND DOCUMENTATION
|  |  |  | Sell Rate | Sell Total |  |  |  |  | IB | [17 empty] | U_M_Sell | T_M_Sell | U_L_Sell | T_L_Sell | Total_Sell |  | T_M_Cost | T_L_Phr | Mat/Lab=1
1 | LS |  | Item: 1.0 | 0 | 0 | ISELL |  |  |  | mu_A | ITEM |  |  |  |  | Included with electrical quotation |  |  | 0.00 | [8 empty] | 0 | 0 | 0 | 0 | 0 |  | 0 | 0 | 0
Carry out all necessary testing and commissioning to the satisfaction of the Client's Engineer. All commissioning documentation is to be certified for correctness and signed by a Malta accredited Warranted Electrical Engineer, also holding a locally accredited Authorization B, on behalf of the appointed contractor.
[17 empty] | 0 |  | 0
[17 empty] | 0 |  | 0
[17 empty] | 0 |  | 0
[17 empty] | 0 |  | 0
[17 empty] | 0 |  | 0
[17 empty] | 0 |  | 0
d> | 0 |  |  |  |  | ICOST |  |  |  | mu_A | ITEM | [5 empty] | 0 |  | 0
TB
|  | t | Item:
MAINTENANCE
|  |  |  | Sell Rate | Sell Total |  |  |  |  | IB | [17 empty] | U_M_Sell | T_M_Sell | U_L_Sell | T_L_Sell | Total_Sell |  | T_M_Cost | T_L_Phr | Mat/Lab=1
3 | Years |  | Item: 1 | 0 | 0 | ISELL |  |  |  | mu_A | ITEM |  |  |  |  | Included with electrical quotation |  |  | 0.00 | [8 empty] | 0 | 0 | 0 | 0 | 0 |  | 0 | 0 | 0
Allow for 3 years preventative maintenance for all contract scope including remote monitoring by factory engineers using cloud based software
[17 empty] | 0 |  | 0
[17 empty] | 0 |  | 0
[17 empty] | 0 |  | 0
[17 empty] | 0 |  | 0
[17 empty] | 0 |  | 0
[17 empty] | 0 |  | 0
d> | 0 |  |  |  |  | ICOST |  |  |  | mu_A | ITEM | [5 empty] | 0 |  | 0
|  |  |  | Sell Rate | Sell Total |  |  |  |  | IB | [17 empty] | U_M_Sell | T_M_Sell | U_L_Sell | T_L_Sell | Total_Sell |  | T_M_Cost | T_L_Phr | Mat/Lab=1
1 | Rate only |  | Item: 2 | 0 | 0 | ISELL |  |  |  | mu_A | ITEM |  |  |  |  | Included with electrical quotation |  |  | 0.00 | [8 empty] | 0 | 0 | 0 | 0 | 0 |  | 0 | 0 | 0
Rate for additional 1 years preventative maintenance for all contract scope including remote monitoring by factory engineers using cloud based software
[17 empty] | 0 |  | 0
[17 empty] | 0 |  | 0
[17 empty] | 0 |  | 0
[17 empty] | 0 |  | 0
[17 empty] | 0 |  | 0
[17 empty] | 0 |  | 0
d> | 0 |  |  |  |  | ICOST |  |  |  | mu_A | ITEM | [5 empty] | 0 |  | 0
SB
| 0 |  | PAGE: |  | 0 | [5 empty] | PAGE | [5 empty] | 0 |  | 0
| Discy: |  |  |  | PAGE SELL | [11 empty] | PAGE MAT |  | PAGE LAB
TB
|  | t | Item:
FIRE STOPPING
|  |  |  | Sell Rate | Sell Total |  |  |  |  | IB | [17 empty] | U_M_Sell | T_M_Sell | U_L_Sell | T_L_Sell | Total_Sell |  | T_M_Cost | T_L_Phr | Mat/Lab=1
1 | LS |  | Item: 1.0 | 659.9 | 659.9 | ISELL |  |  |  | mu_D | ITEM | [7 empty] | mu: 1 | [8 empty] | 659.9 | 659.9 | 0 | 0 | 659.9 |  | 659.9 | 0 | 659.9
|  |  | Fire barrier provisions to maintain fire compartmentation as, required around and within all M&E services. Contractor, to provide itemised cost breakdown under this sheet. | [6 empty] | n
1 | LS |  | Subcontracting Works (Specify Contractor Name) |  | Megaline | SUBC_007 | 960 | MISC | [5 empty] | 4 | 2005-08-30 | 659.9 | 659.9 |  | 0
[17 empty] | 0 |  | 0
d> | 0 |  |  |  |  | ICOST |  |  |  | mu_D | ITEM | [5 empty] | 659.9 |  | 0
SB
| -230.965 |  | PAGE: |  | 659.9 | [5 empty] | PAGE | [5 empty] | 659.9 |  | 0
| Discy: |  |  |  | PAGE SELL | [11 empty] | PAGE MAT |  | PAGE LAB
|  |  |  | Sell Rate | Sell Total |  |  |  |  | IB | [17 empty] | U_M_Sell | T_M_Sell | U_L_Sell | T_L_Sell | Total_Sell |  | T_M_Cost | T_L_Phr | Mat/Lab=1
1 | LS |  | Item: 1 | 411.78 | 411.78 | ISELL |  |  |  | mu_D | ITEM | [7 empty] | mu: 1 | [8 empty] | 411.78 | 411.78 | 0 | 0 | 411.78 |  | 411.78 | 0 | 411.78
Mobilisation and demobilisation including setting up of workshop storage facilities and their security.
1 | LS |  | Subcontracting Works (Specify Contractor Name) |  | Megaline | SUBC_007 | 960 | MISC | [5 empty] | 4 | 2005-08-30 | 411.78 | 411.78 |  | 0
[17 empty] | 0 |  | 0
d> | 0 |  |  |  |  | ICOST |  |  |  | mu_D | ITEM | [5 empty] | 411.78 |  | 0
|  |  |  | Sell Rate | Sell Total |  |  |  |  | IB | [17 empty] | U_M_Sell | T_M_Sell | U_L_Sell | T_L_Sell | Total_Sell |  | T_M_Cost | T_L_Phr | Mat/Lab=1
1 | LS |  | Item: 2 | 514.72 | 514.72 | ISELL |  |  |  | mu_D | ITEM | [7 empty] | mu: 1 | [8 empty] | 514.72 | 514.72 | 0 | 0 | 514.72 |  | 514.72 | 0 | 514.72
|  |  | Safety clothing for all site personnel in accordance with statutory requirements. | [6 empty] | n
1 | LS |  | Subcontracting Works (Specify Contractor Name) |  | Megaline | SUBC_007 | 960 | MISC | [5 empty] | 4 | 2005-08-30 | 514.72 | 514.72 |  | 0
[17 empty] | 0 |  | 0
d> | 0 |  |  |  |  | ICOST |  |  |  | mu_D | ITEM | [5 empty] | 514.72 |  | 0
|  |  |  | Sell Rate | Sell Total |  |  |  |  | IB | [17 empty] | U_M_Sell | T_M_Sell | U_L_Sell | T_L_Sell | Total_Sell |  | T_M_Cost | T_L_Phr | Mat/Lab=1
1 | LS |  | Item: 3 | 1029.44 | 1029.44 | ISELL |  |  |  | mu_D | ITEM | [7 empty] | mu: 1 | [8 empty] | 1029.44 | 1029.44 | 0 | 0 | 1029.44 |  | 1029.44 | 0 | 1029.44
|  |  | Allowance for weekly progress meetings within project execution period. | [6 empty] | n
1 | LS |  | Subcontracting Works (Specify Contractor Name) |  | Megaline | SUBC_007 | 960 | MISC | [5 empty] | 4 | 2005-08-30 | 1029.44 | 1029.44 |  | 0
[17 empty] | 0 |  | 0
d> | 0 |  |  |  |  | ICOST |  |  |  | mu_D | ITEM | [5 empty] | 1029.44 |  | 0
|  |  |  | Sell Rate | Sell Total |  |  |  |  | IB | [17 empty] | U_M_Sell | T_M_Sell | U_L_Sell | T_L_Sell | Total_Sell |  | T_M_Cost | T_L_Phr | Mat/Lab=1
1 | LS |  | Item: 4 | 0 | 0 | ISELL |  |  |  | mu_D | ITEM |  |  |  |  | Included |  |  | 0.00 | [8 empty] | 0 | 0 | 0 | 0 | 0 |  | 0 | 0 | 0
Provision of instrumentation used for commissioning purposes including evidence of associated valid calibration certificates.
1 | LS |  | Subcontracting Works (Specify Contractor Name) |  | Megaline | SUBC_007 | 960 | MISC | [5 empty] | 4 | 2005-08-30 |  | 0 |  | 0
[17 empty] | 0 |  | 0
d> | 0 |  |  |  |  | ICOST |  |  |  | mu_D | ITEM | [5 empty] | 0 |  | 0
|  |  |  | Sell Rate | Sell Total |  |  |  |  | IB | [17 empty] | U_M_Sell | T_M_Sell | U_L_Sell | T_L_Sell | Total_Sell |  | T_M_Cost | T_L_Phr | Mat/Lab=1
1 | LS |  | Item: 5 | 615.03 | 615.03 | ISELL |  |  |  | mu_D | ITEM | [7 empty] | mu: 1 | [8 empty] | 615.03 | 615.03 | 0 | 0 | 615.03 |  | 615.03 | 0 | 615.03
Two copies of a complete set of installation drawings allowing for coordination with sub-contractors, client, interior designer, etc. as applicable.
1 | LS |  | Subcontracting Works (Specify Contractor Name) |  | Megaline | SUBC_007 | 960 | MISC | [5 empty] | 4 | 2005-08-30 | 615.03 | 615.03 |  | 0
[17 empty] | 0 |  | 0
d> | 0 |  |  |  |  | ICOST |  |  |  | mu_D | ITEM | [5 empty] | 615.03 |  | 0
|  |  |  | Sell Rate | [5 empty] | IB | [17 empty] | U_M_Sell |  | U_L_Sell |  |  |  | T_M_Cost | T_L_Phr | Mat/Lab=1
1 | No |  | Item: 6 | 51.47 |  | ISELL |  |  |  | BRATE | ITEM | [7 empty] | mu: 1 | [8 empty] | 51.47 |  | 0 |  |  |  | 51.47 | 0 | 51.47
Rate only for the re-issue of one installation drawing, if so requested by the engineer, to include the changes requested through instructions and revisions identified during project execution.
1 | LS |  | Subcontracting Works (Specify Contractor Name) |  | Megaline | SUBC_007 | RTONLY | MISC |  |  | RTONLY |  |  | 4 | 2005-08-30 | 51.47 | 51.47 |  | 0
[17 empty] | 0 |  | 0
d> | 0 |  |  |  |  | ICOST |  |  |  |  | BRATE | [5 empty] | 51.47 |  | 0
|  |  |  | Sell Rate | Sell Total |  |  |  |  | IB | [17 empty] | U_M_Sell | T_M_Sell | U_L_Sell | T_L_Sell | Total_Sell |  | T_M_Cost | T_L_Phr | Mat/Lab=1
1 | LS |  | Item: 7 | 0 | 0 | ISELL |  |  |  |  | ITEM |  |  |  |  | Included | As advised by Alexie |  | 0.00 | [8 empty] | 0 | 0 | 0 | 0 | 0 |  | 0 | 0 | 0
Provision for a Quality Control Engineer to certify that the equipment and materials are installed, tested and commissioned in accordance with manufacturer's recommendations and / or relevant statutory requirements and / or CIBSE and / or equal and approved documents.
|  |  |  | 0 | Discrepancy
|  |  | Electrical | 0 | 0 |  |  |  |  | mu_A | SUBI
1 | No |  | Meetings |  |  | DOCS_001 | 880 | (__) | [5 empty] | 3 |  |  | 0 |  | 0
[17 empty] | 0 |  | 0
d> | 0 | [8 empty] | mu_A | SUBI | [5 empty] | 0 |  | 0 | [8 empty] | 0
|  |  | Megaline | 0 | 0 |  |  |  |  | mu_D | SUBI
1 | LS |  | Subcontracting Works (Specify Contractor Name) | Included | Megaline | SUBC_007 | 960 | MISC | [5 empty] | 4 | 2005-08-30 |  | 0 |  | 0
[17 empty] | 0 |  | 0
d> | 0 | [8 empty] | mu_D | SUBI | [5 empty] | 0 |  | 0 | [8 empty] | 0
[6 empty] | ICOST |  |  |  |  | ITEM | [5 empty] | 0 |  | 0
|  |  |  | Sell Rate | Sell Total |  |  |  |  | IB | [17 empty] | U_M_Sell | T_M_Sell | U_L_Sell | T_L_Sell | Total_Sell |  | T_M_Cost | T_L_Phr | Mat/Lab=1
1 | LS |  | Item: 8 | 0 | 0 | ISELL |  |  |  | mu_D | ITEM |  |  |  |  | Included |  |  | 0.00 | [8 empty] | 0 | 0 | 0 | 0 | 0 |  | 0 | 0 | 0
Provision for a Quality Control Engineer to certify that the equipment and materials are installed, tested and commissioned in accordance with manufacturer's recommendations and / or relevant statutory requirements and / or CIBSE and / or equal and approved documents.
1 | LS |  | Subcontracting Works (Specify Contractor Name) |  | Megaline | SUBC_007 | 960 | MISC | [5 empty] | 4 | 2005-08-30 |  | 0 |  | 0
[17 empty] | 0 |  | 0
d> | 0 |  |  |  |  | ICOST |  |  |  | mu_D | ITEM | [5 empty] | 0 |  | 0
|  |  |  | Sell Rate | Sell Total |  |  |  |  | IB | [17 empty] | U_M_Sell | T_M_Sell | U_L_Sell | T_L_Sell | Total_Sell |  | T_M_Cost | T_L_Phr | Mat/Lab=1
1 | LS |  | Item: 9 | 0 | 0 | ISELL |  |  |  | mu_A | ITEM |  |  |  |  | Included | As advised by Alexie |  | 0.00 | [8 empty] | 0 | 0 | 0 | 0 | 0 |  | 0 | 0 | 0
Allow for the preparation of project administration including minutes of progress meetings and other documentation required by the project Engineer / Client.
1 | LS |  | Subcontracting Works (Specify Contractor Name) |  |  | SUBC_007 | 960 | MISC | [5 empty] | 4 | 2005-08-30 |  | 0 |  | 0
[17 empty] | 0 |  | 0
d> | 0 |  |  |  |  | ICOST |  |  |  | mu_A | ITEM | [5 empty] | 0 |  | 0
|  |  |  | Sell Rate | Sell Total |  |  |  |  | IB | [17 empty] | U_M_Sell | T_M_Sell | U_L_Sell | T_L_Sell | Total_Sell |  | T_M_Cost | T_L_Phr | Mat/Lab=1
1 | LS |  | Item: 10 | 171.57 | 171.57 | ISELL |  |  |  | mu_D | ITEM | [7 empty] | mu: 1 | [8 empty] | 171.57 | 171.57 | 0 | 0 | 171.57 |  | 171.57 | 0 | 171.57
|  |  | Provision of signing of commissioning documentation by an independent Warranted Engineer. | [6 empty] | n
1 | LS |  | Subcontracting Works (Specify Contractor Name) |  | Megaline | SUBC_007 | 960 | MISC | [5 empty] | 4 | 2005-08-30 | 171.57 | 171.57 |  | 0
[17 empty] | 0 |  | 0
d> | 0 |  |  |  |  | ICOST |  |  |  | mu_D | ITEM | [5 empty] | 171.57 |  | 0
SB
| -959.889 |  | PAGE: |  | 2742.54 | [5 empty] | PAGE | [5 empty] | 2742.54 |  | 0
| Discy: |  |  |  | PAGE SELL | [11 empty] | PAGE MAT |  | PAGE LAB
|  |  |  | Sell Rate | Sell Total |  |  |  |  | IB | [17 empty] | U_M_Sell | T_M_Sell | U_L_Sell | T_L_Sell | Total_Sell |  | T_M_Cost | T_L_Phr | Mat/Lab=1
1 | LS |  | Item: 11 | 171.57 | 171.57 | ISELL |  |  |  | mu_D | ITEM | [7 empty] | mu: 1 | [8 empty] | 171.57 | 171.57 | 0 | 0 | 171.57 |  | 171.57 | 0 | 171.57
|  |  | Provision of signing of as-fitted drawings by an independent Warranted Engineer. | [6 empty] | n
1 | LS |  | Subcontracting Works (Specify Contractor Name) |  | Megaline | SUBC_007 | 960 | MISC | [5 empty] | 4 | 2005-08-30 | 171.57 | 171.57 |  | 0
[17 empty] | 0 |  | 0
d> | 0 |  |  |  |  | ICOST |  |  |  | mu_D | ITEM | [5 empty] | 171.57 |  | 0
|  |  |  | Sell Rate | Sell Total |  |  |  |  | IB | [17 empty] | U_M_Sell | T_M_Sell | U_L_Sell | T_L_Sell | Total_Sell |  | T_M_Cost | T_L_Phr | Mat/Lab=1
1 | LS |  | Item: 12 | 1055.84 | 1055.84 | ISELL |  |  |  | mu_D | ITEM | [7 empty] | mu: 1 | [8 empty] | 1055.84 | 1055.84 | 0 | 0 | 1055.84 |  | 1055.84 | 0 | 1055.84
To allow for builders works in accordance to the preamble section of the technical specifications.
1 | LS |  | Subcontracting Works (Specify Contractor Name) |  | Megaline | SUBC_007 | 960 | MISC | [5 empty] | 4 | 2005-08-30 | 1055.84 | 1055.84 |  | 0
[17 empty] | 0 |  | 0
d> | 0 |  |  |  |  | ICOST |  |  |  | mu_D | ITEM | [5 empty] | 1055.84 |  | 0
|  |  |  | Sell Rate | Sell Total |  |  |  |  | IB | [17 empty] | U_M_Sell | T_M_Sell | U_L_Sell | T_L_Sell | Total_Sell |  | T_M_Cost | T_L_Phr | Mat/Lab=1
1 | LS |  | Item: 13 | 0 | 0 | ISELL |  |  |  | mu_A | ITEM |  |  |  |  | As advised by Alexie |  |  | 0.00 | [8 empty] | 0 | 0 | 0 | 0 | 0 |  | 0 | 0 | 0
|  |  | Provision for a recognised Health and Safety Officer. | [6 empty] | n
1 | LS |  | Subcontracting Works (Specify Contractor Name) |  | Included by Mech | SUBC_007 | 960 | MISC | [5 empty] | 4 | 2005-08-30 |  | 0 |  | 0
[17 empty] | 0 |  | 0
d> | 0 |  |  |  |  | ICOST |  |  |  | mu_A | ITEM | [5 empty] | 0 |  | 0
|  |  |  | Sell Rate | Sell Total |  |  |  |  | IB | [17 empty] | U_M_Sell | T_M_Sell | U_L_Sell | T_L_Sell | Total_Sell |  | T_M_Cost | T_L_Phr | Mat/Lab=1
1 | LS |  | Item: 14 | 0 | 0 | ISELL |  |  |  | mu_A | ITEM |  |  |  |  | As advised by Alexie |  |  | 0.00 | [8 empty] | 0 | 0 | 0 | 0 | 0 |  | 0 | 0 | 0
|  |  | Provision for completing the necessary risk assessment and method statements required. | [6 empty] | n
1 | LS |  | Subcontracting Works (Specify Contractor Name) |  | Included by Mech | SUBC_007 | 960 | MISC | [5 empty] | 4 | 2005-08-30 |  | 0 |  | 0
[17 empty] | 0 |  | 0
d> | 0 |  |  |  |  | ICOST |  |  |  | mu_A | ITEM | [5 empty] | 0 |  | 0
SB
| -429.5935 |  | PAGE: |  | 1227.41 | [5 empty] | PAGE | [5 empty] | 1227.41 |  | 0
| Discy: |  |  |  | PAGE SELL | [11 empty] | PAGE MAT |  | PAGE LAB
TB
|  | t | Item:
COMMISSIONING AND DOCUMENTATION
|  |  |  | Sell Rate | Sell Total |  |  |  |  | IB | [17 empty] | U_M_Sell | T_M_Sell | U_L_Sell | T_L_Sell | Total_Sell |  | T_M_Cost | T_L_Phr | Mat/Lab=1
1 | LS |  | Item: 1.0 | 1911.03 | 1911.03 | ISELL |  |  |  |  | ITEM | [7 empty] | mu :1.24 | [8 empty] | 549.04 | 549.04 | 1361.99 | 1361.99 | 1911.03 |  | 549.04 | 36 | 585.04
Carry out all necessary testing and commissioning to the satisfaction of the Client's Engineer. All commissioning documentation is to be certified for correctness and signed by a Malta accredited Warranted Electrical Engineer, also holding a locally accredited Authorization B, on behalf of the appointed contractor.
|  |  |  | 0 | Discrepancy
|  |  | Electrical | 741.42 | 741.42 |  |  |  |  | mu_A | SUBI
1 | LS |  | Testing & Commissioning (by Electrician) |  | Motor Control Centre - Power | COMM_003 | 902 | MISC | [5 empty] | 3 | 2004-11-26 |  | 0 | 20 | 20
[17 empty] | 0 |  | 0
d> | 0 | [8 empty] | mu_A | SUBI | [5 empty] | 0 |  | 20 | [8 empty] | 0
|  |  | Megaline | 549.04 | 549.04 |  |  |  |  | mu_D | SUBI
1 | LS |  | Subcontracting Works (Specify Contractor Name) |  | Megaline | SUBC_007 | 960 | MISC | [5 empty] | 4 | 2005-08-30 | 549.04 | 549.04 |  | 0
[17 empty] | 0 |  | 0
d> | 0 | [8 empty] | mu_D | SUBI | [5 empty] | 549.04 |  | 0 | [8 empty] | 549.04
|  |  | Electrical | 296.57 | 296.57 |  |  |  |  | mu_A | SUBI
1 | No |  | BMS EQUIPMENT AND MCC | mostly included (BMS) | Guy | BMSE_001 | 512 | (__) | [5 empty] | 3 |  |  | 0 | 8 | 8
[17 empty] | 0 |  | 0
[17 empty] | 0 |  | 0
d> | 0 | [8 empty] | mu_A | SUBI | [5 empty] | 0 |  | 8 | [8 empty] | 0
|  |  | Engineer (Man Hours) | 324 | 324 |  |  |  |  | mu_C | SUBI
1 | No |  | BMS EQUIPMENT AND MCC | mostly included (BMS) | Guy | BMSE_001 | 512 | (__) | [5 empty] | 3 |  |  | 0 | 8 | 8
[17 empty] | 0 |  | 0
d> | 0 | [8 empty] | mu_C | SUBI | [5 empty] | 0 |  | 8 | [8 empty] | 0
[6 empty] | ICOST |  |  |  |  | ITEM | [5 empty] | 549.04 |  | 36
|  |  |  | Sell Rate | Sell Total |  |  |  |  | IB | [17 empty] | U_M_Sell | T_M_Sell | U_L_Sell | T_L_Sell | Total_Sell |  | T_M_Cost | T_L_Phr | Mat/Lab=1
1 | LS |  | Item: 2.0 | 944.57 | 944.57 | ISELL |  |  |  |  | ITEM | [7 empty] | mu :1.43 | [8 empty] | 0 | 0 | 944.57 | 944.57 | 944.57 |  | 0 | 24 | 24
Provide sufficient training on the operation and maintenance of all plant and systems to the Employer's representatives as specified. Authorization B, on behalf of the appointed contractor.
|  |  |  | 0 | Discrepancy
|  |  | Electrical | 296.57 | 296.57 |  |  |  |  | mu_A | SUBI
1 | LS |  | Training and maintenance |  |  | COMM_003 | 902 | MISC | [5 empty] | 3 | 2004-11-26 |  | 0 | 8 | 8
[17 empty] | 0 |  | 0
d> | 0 | [8 empty] | mu_A | SUBI | [5 empty] | 0 |  | 8 | [8 empty] | 0
|  |  | Megaline | 0 | 0 |  |  |  |  | mu_D | SUBI
| >>> mu_A material here >>> |  |  | Included | [12 empty] | 0 |  | 0
[17 empty] | 0 |  | 0
d> | 0 | [8 empty] | mu_D | SUBI | [5 empty] | 0 |  | 0 | [8 empty] | 0
|  |  | Technician | 0 | 0 |  |  |  |  | mu_B | SUBI
1 | No |  | BMS EQUIPMENT |  | Guy | BMSE_001 | 512 | (__) | [5 empty] | 3 |  |  | 0 |  | 0
[17 empty] | 0 |  | 0
d> | 0 | [8 empty] | mu_B | SUBI | [5 empty] | 0 |  | 0 | [8 empty] | 0
|  |  | Engineer (Man Hours) | 648 | 648 |  |  |  |  | mu_C | SUBI
1 | No |  | BMS EQUIPMENT |  | Guy | BMSE_001 | 512 | (__) | [5 empty] | 3 |  |  | 0 | 16 | 16
[17 empty] | 0 |  | 0
d> | 0 | [8 empty] | mu_C | SUBI | [5 empty] | 0 |  | 16 | [8 empty] | 0
[6 empty] | ICOST |  |  |  |  | ITEM | [5 empty] | 0 |  | 24
|  |  |  | Sell Rate | Sell Total |  |  |  |  | IB | [17 empty] | U_M_Sell | T_M_Sell | U_L_Sell | T_L_Sell | Total_Sell |  | T_M_Cost | T_L_Phr | Mat/Lab=1
1 | LS |  | Item: 3.0 | 1949.91 | 1949.91 | ISELL |  |  |  |  | ITEM | [7 empty] | mu :1.25 | [8 empty] | 1585.73 | 1585.73 | 364.18 | 364.18 | 1949.91 |  | 1334.07 | 8 | 1342.07
Supply and hand-over two complete sets of operation and maintenance manuals together with drawings of works "As Fitted". These shall include: wiring diagrams; test / commissioning data and certificates; equipment data, including manufacturer's details, schedules, specifications and selection / performance data and parts lists. In addition an electronic copy of the "As Fitted" drawings and manuals are to be furnished in both ACAD and pdf format.
|  |  |  | 0 | Discrepancy
|  |  | Electrical | 970.7 | 970.7 |  |  |  |  | mu_A | SUBI
1 | No |  | DRAWINGS & MANUALS |  |  | DOCS_001 | 880 | (__) | [5 empty] | 3 |  | 464.36 | 464.36 |  | 0
1 | No |  | Pen Drive |  |  | DOCS_012 | 880 | (__) | [5 empty] | 3 |  | 10 | 10 |  | 0
1 | No |  | Operating and Maintenance Manuals |  |  | DOCS_013 | 880 | (__) | [5 empty] | 3 |  | 244.68 | 244.68 |  | 0
[17 empty] | 0 |  | 0
d> | 0 | [8 empty] | mu_A | SUBI | [5 empty] | 719.04 |  | 0 | [8 empty] | 970.7
|  |  | Megaline | 615.03 | 615.03 |  |  |  |  | mu_D | SUBI
1 | LS |  | Subcontracting Works (Specify Contractor Name) |  | Megaline | SUBC_007 | 960 | MISC | [5 empty] | 4 | 2005-08-30 | 615.03 | 615.03 |  | 0
[17 empty] | 0 |  | 0
d> | 0 | [8 empty] | mu_D | SUBI | [5 empty] | 615.03 |  | 0 | [8 empty] | 615.03
|  |  | Technician | 364.18 | 364.18 |  |  |  |  | mu_B | SUBI
1 | No |  | BMS EQUIPMENT |  | Guy | BMSE_001 | 512 | (__) | [5 empty] | 3 |  |  | 0 | 8 | 8
[17 empty] | 0 |  | 0
[17 empty] | 0 |  | 0
d> | 0 | [8 empty] | mu_B | SUBI | [5 empty] | 0 |  | 8 | [8 empty] | 0
[6 empty] | ICOST |  |  |  |  | ITEM | [5 empty] | 1334.07 |  | 8
SB
| -257.5165 |  | PAGE: |  | 4805.51 | [5 empty] | PAGE | [5 empty] | 1883.11 |  | 68
| Discy: |  |  |  | PAGE SELL | [11 empty] | PAGE MAT |  | PAGE LAB
TB
|  | t | Item:
MAINTENANCE
|  |  |  | Sell Rate | Sell Total |  |  |  |  | IB | [17 empty] | U_M_Sell | T_M_Sell | U_L_Sell | T_L_Sell | Total_Sell |  | T_M_Cost | T_L_Phr | Mat/Lab=1
3 | Years |  | Item: 1 | 9864.04 | 29592.12 | ISELL |  |  |  |  | ITEM | [7 empty] | mu :1.32 | [8 empty] | 9864.04 | 29592.12 | 0 | 0 | 29592.12 |  | 22347.12 | 0 | 67041.36
Allow for 3 years preventative maintenance for all contract scope including remote monitoring by factory engineers using cloud based software
|  |  |  | 0 | Discrepancy
|  |  | Electrical | 2430 | 2430 |  |  |  |  | mu_A | SUBI
3 | LS |  | Preventive Maintenance | Electrical installation |  | LABO_019 | 900 | MISC | [5 empty] | 4 | 2004-12-07 | 600 | 1800 |  | 0
[17 empty] | 0 |  | 0
[17 empty] | 0 |  | 0
d> | 0 | [8 empty] | mu_A | SUBI | [5 empty] | 1800 |  | 0 | [8 empty] | 2430
|  |  | Megaline | 1647.12 | 1647.12 |  |  |  |  | mu_D | SUBI
3 | LS |  | Subcontracting Works (Specify Contractor Name) |  | Megaline | SUBC_007 | 960 | MISC | [5 empty] | 4 | 2005-08-30 | 549.04 | 1647.12 |  | 0
[17 empty] | 0 |  | 0
[17 empty] | 0 |  | 0
d> | 0 | [8 empty] | mu_D | SUBI | [5 empty] | 1647.12 |  | 0 | [8 empty] | 1647.12
|  |  | Technician | 25515 | 25515 |  |  |  |  | mu_B | SUBI
3 | No |  | BMS EQUIPMENT |  | Guy | BMSE_001 | 512 | (__) | [5 empty] | 3 |  | 6300 | 18900 |  | 0
[17 empty] | 0 |  | 0
[17 empty] | 0 |  | 0
d> | 0 | [8 empty] | mu_B | SUBI | [5 empty] | 18900 |  | 0 | [8 empty] | 25515
[6 empty] | ICOST |  |  |  |  | ITEM | [5 empty] | 22347.12 |  | 0
|  |  |  | Sell Rate | [5 empty] | IB | [17 empty] | U_M_Sell |  | U_L_Sell |  |  |  | T_M_Cost | T_L_Phr | Mat/Lab=1
1 | Rate |  | Item: 2.0 | 11081.29 |  | ISELL |  |  |  | BRATE | ITEM | [7 empty] | mu :1.32 | [8 empty] | 11081.29 |  | 0 |  |  |  | 8386.29 | 0 | 8386.29
|  |  | Rate for additional 1 years preventative maintenance for all contract scope including remote monitoring by factory engineers using cloud based software | [6 empty] | n
|  |  | Electrical | 945 | [6 empty] | SUBI
1 | LS |  | Preventive Maintenance | Electrical installation |  | LABO_019 | RTONLY | MISC |  |  | RTONLY |  |  | 4 | 2004-12-07 | 700 | 700 |  | 0
[17 empty] | 0 |  | 0
[17 empty] | 0 |  | 0
d> | 0 | [9 empty] | SUBI | [5 empty] | 700 |  | 0 | [8 empty] | 945
|  |  | Megaline | 686.29 | [6 empty] | SUBI
1 | LS |  | Subcontracting Works (Specify Contractor Name) |  | Megaline | SUBC_007 | RTONLY | MISC |  |  | RTONLY |  |  | 4 | 2005-08-30 | 686.29 | 686.29 |  | 0
[17 empty] | 0 |  | 0
[17 empty] | 0 |  | 0
d> | 0 | [9 empty] | SUBI | [5 empty] | 686.29 |  | 0 | [8 empty] | 686.29
|  |  | Technician | 9450 | [6 empty] | SUBI
1 | No |  | BMS EQUIPMENT |  | Guy | BMSE_001 | RTONLY | (__) |  |  | RTONLY |  |  | 3 |  | 7000 | 7000 |  | 0
[17 empty] | 0 |  | 0
[17 empty] | 0 |  | 0
d> | 0 | [9 empty] | SUBI | [5 empty] | 7000 |  | 0 | [8 empty] | 9450
[6 empty] | ICOST |  |  |  |  | BRATE | [5 empty] | 8386.29 |  | 0
SB
| -834.0085 |  | PAGE: |  | 34397.63 | [5 empty] | PAGE | [5 empty] | 24230.23 |  | 68
| Discy: |  |  |  | PAGE SELL | [11 empty] | PAGE MAT |  | PAGE LAB
[29 empty] | 136303.03 |  | 34047.35 | 170350.38
| 0.045045 | cc |  | Electrical (mu_A) : | 59159.25 | [11 empty] | 24030.3875 |  | 720.73 | [9 empty] | 32441.0231 |  | 26718.1818
| 0.048 | cc |  | Technician (mu_B) : | 139537.56 | [11 empty] | 98353.7 |  | 148.5 | [9 empty] | 132777.495 |  | 6760.017
| 0.01 | cc |  | Engineer (Man Hours) (mu_C) : | 3240.01 | [11 empty] | 0 |  | 80 | [9 empty] | 0 |  | 3240
| 0 | cc |  | Megaline (mu_D) : | 7441.04 | [11 empty] | 7441.04 |  | 0 | [9 empty] | 7441.04 |  | 0
| 0 | cc |  | 0 (mu_E) : | 0 | [11 empty] | 0 |  | 0 | [9 empty] | 0 |  | 0
| 0 | cc |  | 0 (mu_F) : | 0 | [11 empty] | 0 |  | 0 | [9 empty] | 0 |  | 0
| 0 | cc |  | 0 (mu_G) : | 0 | [11 empty] | 0 |  | 0 | [9 empty] | 0 |  | 0
| 0 | cc |  | 0 (mu_H) : | 0 | [11 empty] | 0 |  | 0 | [9 empty] | 0 |  | 0
| 0 | cc |  | 0 (mu_I) : | 0 | [11 empty] | 0 |  | 0 | [9 empty] | 0 |  | 0
| 0 |  |  | 0 (mu_J) : | 0 | [11 empty] | 0 |  | 0 | [9 empty] | 0 |  | 0
|  | MATERIAL SUMMARY |  | MU SUMMARY TOTAL | 209377.86 | [11 empty] | 129825.1275 |  | 949.23 | [9 empty] | 172659.5581 |  | 36718.1988 | 209377.757
[29 empty] | -36356.5281 |  | -2670.8488 | -39027.377
| Disc. with |  |  | MATERIAL ITEMS TOTAL | [6 empty] | COMP_GT | [5 empty] | 129825.1275 |  | 949.23
equal MUs
| -1074.9675 |  |  | BOQ ITEMS TOTAL | 209377.86 | [5 empty] | ITEM_GT | [5 empty] | 129825.1275 |  | 949.23
| -1332.484 |  |  | PAGES TOTAL | 214183.37 | [5 empty] | PAGE_GT | [5 empty] | 131708.2375 |  | 1017.23
SB | 0 |  |  | SECTIONS TOTAL | 0 | [5 empty] | SECT_GT | [5 empty] | 0 |  | 0
END!
| V:56 |  |  | COSTCODE TOTAL | [12 empty] | 129825.0785 |  | 949.22
| 1 | cc | Erection materials |  | 501 | [9 empty] | 1 |  | 1948.364 |  | 0
| 2 | cc | Busbar Trunking |  | 505 | [9 empty] | 1 |  | 0 |  | 0
| 3 | cc | Switchgear |  | 510 | [9 empty] | 2 |  | 0 |  | 0
| 4 | cc | MCC Equipment |  | 511 | [9 empty] | 2 |  | 0 |  | 0
| 5 | cc | BMS Equipment |  | 512 | [9 empty] | 2 |  | 70901.5 |  | 80
| 6 | cc | PVC Pipes / Ducts |  | 520 | [9 empty] | 1 |  | 0 |  | 0
| 7 | cc | High/medium voltage switchgear |  | 530 | [9 empty] | 2 |  | 0 |  | 0
| 8 | cc | Power Transformers |  | 550 | [9 empty] | 2 |  | 0 |  | 0
| 9 | cc | Control Panels |  | 570 | [9 empty] | 2 |  | 35715 |  | 226.16
| 10 | cc | Electrical Single Core Cables |  | 615 | [9 empty] | 2 |  | 185 |  | 6.3
| 11 | cc | Electrical Multicore Cables |  | 616 | [9 empty] | 2 |  | 853.62 |  | 9.78
| 12 | cc | ELV/BMS/Special Cables |  | 617 | [9 empty] | 2 |  | 3794.9375 |  | 80.4
| 13 | cc | Cables accessories |  | 620 | [9 empty] | 2 |  | 1415.06 |  | 84.02
| 14 | cc | Galv. Cable Trays |  | 650 | [9 empty] | 1 |  | 221.872 |  | 8.82
| 15 | cc | PVC Cable Trays |  | 651 | [9 empty] | 1 |  | 0 |  | 0
| 16 | cc | Galv. Cable Basket |  | 652 | [9 empty] | 1 |  | 0 |  | 0
| 17 | cc | Galv. Cable Ladder |  | 654 | [9 empty] | 1 |  | 0 |  | 0
| 18 | cc | Galv. Cable Trunking |  | 675 | [9 empty] | 1 |  | 0 |  | 0
| 19 | cc | Alum. Cable Trunking |  | 676 | [9 empty] | 1 |  | 0 |  | 0
| 20 | cc | PVC Cable Trunking |  | 680 | [9 empty] | 1 |  | 0 |  | 0
| 21 | cc | Underfloor Cable Trunking |  | 681 | [9 empty] | 1 |  | 0 |  | 0
| 22 | cc | Galv. Conduit |  | 690 | [9 empty] | 1 |  | 4793.84 |  | 261.1
| 23 | cc | PVC Conduit |  | 700 | [9 empty] | 1 |  | 0 |  | 0
| 24 | cc | Wiring Accessories |  | 705 | [9 empty] | 3 |  | 0 |  | 0
| 25 | cc | Dimming Equipment |  | 706 | [9 empty] | 3 |  | 0 |  | 0
| 26 | cc | Fire Alarm Equipment |  | 725 | [9 empty] | 3 |  | 0 |  | 0
| 27 | cc | Fire Barriers |  | 726 | [9 empty] | 3 |  | 0 |  | 0
| 28 | cc | Security Alarm System |  | 750 | [9 empty] | 3 |  | 0 |  | 0
| 29 | cc | Access Control |  | 751 | [9 empty] | 3 |  | 0 |  | 0
| 30 | cc | Hotel Electronic Lock |  | 752 | [9 empty] | 3 |  | 0 |  | 0
| 31 | cc | Sub-Contracting Installation Elec |  | 753 | [9 empty] | 3 |  | 0 |  | 0
| 32 | cc | Timing Equipment |  | 770 | [9 empty] | 3 |  | 0 |  | 0
| 33 | cc | Public Address |  | 790 | [9 empty] | 3 |  | 0 |  | 0
| 34 | cc | Voice Alarm Equipment |  | 791 | [9 empty] | 3 |  | 0 |  | 0
| 35 | cc | Lightning / Bonding System |  | 810 | [9 empty] | 3 |  | 0 |  | 0
| 36 | cc | T.V System |  | 815 | [9 empty] | 3 |  | 0 |  | 0
| 37 | cc | UPS/Voltage Stabilisers |  | 820 | [9 empty] | 2 |  | 0 |  | 0
| 38 | cc | Data Network Equipment |  | 821 | [9 empty] | 3 |  | 0 |  | 0
| 39 | cc | Light Fittings |  | 835 | [9 empty] | 3 |  | 0 |  | 0
| 40 | cc | Generators, AMF Panels |  | 845 | [9 empty] | 2 |  | 0 |  | 0
| 41 | cc | Telephone Equipment |  | 855 | [9 empty] | 3 |  | 0 |  | 0
| 42 | cc | Intercom |  | 856 | [9 empty] | 3 |  | 0 |  | 0
| 43 | cc | Mechanical for Electrical |  | 857 | [9 empty] | 3 |  | 0 |  | 0
| 44 | cc | Nurse Call |  | 858 | [9 empty] | 3 |  | 0 |  | 0
| 45 | cc | C.C.T.V. Equipment |  | 865 | [9 empty] | 3 |  | 0 |  | 0
| 46 | cc | Tools and Instruments |  | 870 | [9 empty] | 4 |  | 0 |  | 0
| 47 | cc | Consumbles |  | 875 | [9 empty] | 1 |  | 35.805 |  | 0
| 48 | cc | Drawings/Manuals |  | 880 | [9 empty] | 3 |  | 719.04 |  | 0
| 49 | cc | Spare Parts |  | 885 | [9 empty] | 4 |  | 0 |  | 0
| 50 | cc | Labour |  | 900 | [9 empty] | 3 |  | 1800 |  | 146.14
| 51 | cc | Dismantling (Labour Only) |  | 901 | [9 empty] | 1 |  | 0 |  | 18.5
| 52 | cc | Testing & Commissioning |  | 902 | [9 empty] | 3 |  | 0 |  | 28
| 53 | cc | Sub-Contracting Works |  | 960 | [9 empty] | 4 |  | 7441.04 |  | 0
| 54 | cc | Enemalta Application |  | 961 | [9 empty] | 3 |  | 0 |  | 0
| 55 | cc | Crainage and Transportation |  | 962 | [9 empty] | 1 |  | 0 |  | 0
| 56 | cc | Provisional Sum |  | 970 | [9 empty] | 4 |  | 0 |  | 0
|  | cc |  |  | Fix 1 |  | 1 | [9 empty] | 6999.881 |  | 288.42
|  | cc |  |  | Fix 2 |  | 2 | [9 empty] | 112865.1175 |  | 486.66
|  | cc |  |  | Fix 3 |  | 2 | [9 empty] | 2519.04 |  | 174.14
|  | cc |  |  | Others |  | 3 | [9 empty] | 7441.04 |  | 0
|  | cc |  |  | TOTAL | [11 empty] | 129825.0785 |  | 949.22
| RATE TOTALS IN CURRENT SHEET | RATE TOTALS IN CURRENT SHEET
| 2 |  | 001# Connecting up of 3.0 kW 400Volt motor (Standard)
| 4 |  | 002# Connecting up of 7.5 kW 400Volt motor (Standard)
| 3 |  | 003# Connecting up of 11.0 kW 400Volt motor (Standard)
| 16 |  | 004# Connecting up of 3.0/4.0 kW 400Volt motor (VFD)
| 8 |  | 005# Connecting up of 7.5 kW 400Volt motor (VFD)
| 16 |  | 006# Connecting up of 11.0/18.0 kW 400Volt motor (VFD)
| 0 |  | 007# 200mm galvanised steel cable tray
| 0 |  | 008# Bracket for 200-300mm cable tray
| 3 |  | 009# Energy Meter M-Bus
| 0 |  | 010# Motorised valve
| 3 |  | 004# Power supply to control panel (4core x 2.5sqmm)
| 10 |  | 011# Power supply to control panel (4core x 4.0sqmm) and VDS by pass in MCC
| 1 |  | 012# Power supply to control panel (4core x 10.0sqmm)
| 13 |  | 013# Installation of Rosenger control panel
| 35 |  | 014# Installation of cable harness to fans
| 14 |  | 015# Installation of control panels by ECA
SB! | 14 |  | 016# Installation of sensors on AHUs
Costs for fire stopping
were shifted to ELM
Costs for Preliminaries were shifted to ELM
Costs for commissioning and documentation
were shifted to ELM
Maintenance Calculation:
Annual:
1 hours per panel - MCC-PR, DDC-L2, DDC-L4 .5 Day
5min per point - x 400 points = 4 days.
=1 Week = €2500
Programming Changes - per annum - 2days
GUI Changes per annum - 2days
=1 Week = €2500
Quaterly:
Controller Backups.
Software Updates for Security
Enclosure check.
=4 Days = €7000
Total = €7000 (Discount for 3 years = 10%)
Costs for maintenance were shifted to ELM
Note on A77: Michael Vella: DO NOT insert a new subitem block here or further down. Go up to a hatched marker cell to do this.
Note on A97: Michael Vella: DO NOT insert a new subitem block here or further down. Go up to a hatched marker cell to do this.
Note on A116: Michael Vella: DO NOT insert a new subitem block here or further down. Go up to a hatched marker cell to do this.
Note on A135: Michael Vella: DO NOT insert a new subitem block here or further down. Go up to a hatched marker cell to do this.
Note on A187: Michael Vella: DO NOT insert a new subitem block here or further down. Go up to a hatched marker cell to do this.
Note on A208: Michael Vella: DO NOT insert a new subitem block here or further down. Go up to a hatched marker cell to do this.
Note on A229: Michael Vella: DO NOT insert a new subitem block here or further down. Go up to a hatched marker cell to do this.
Note on A249: Michael Vella: DO NOT insert a new subitem block here or further down. Go up to a hatched marker cell to do this.
Note on A269: Michael Vella: DO NOT insert a new subitem block here or further down. Go up to a hatched marker cell to do this.
Note on A328: Michael Vella: DO NOT insert a new subitem block here or further down. Go up to a hatched marker cell to do this.
Note on A355: Michael Vella: DO NOT insert a new subitem block here or further down. Go up to a hatched marker cell to do this.
Note on A382: Michael Vella: DO NOT insert a new subitem block here or further down. Go up to a hatched marker cell to do this.
Note on A439: Michael Vella: DO NOT insert a new subitem block here or further down. Go up to a hatched marker cell to do this.
Note on A459: Michael Vella: DO NOT insert a new subitem block here or further down. Go up to a hatched marker cell to do this.
Note on A483: Michael Vella: DO NOT insert a new subitem block here or further down. Go up to a hatched marker cell to do this.
Note on A504: Michael Vella: DO NOT insert a new subitem block here or further down. Go up to a hatched marker cell to do this.
Note on A529: Michael Vella: DO NOT insert a new subitem block here or further down. Go up to a hatched marker cell to do this.
Note on A568: Michael Vella: DO NOT insert a new subitem block here or further down. Go up to a hatched marker cell to do this.
Note on A596: Michael Vella: DO NOT insert a new subitem block here or further down. Go up to a hatched marker cell to do this.
Note on A632: Michael Vella: DO NOT insert a new subitem block here or further down. Go up to a hatched marker cell to do this.
Note on A658: Michael Vella: DO NOT insert a new subitem block here or further down. Go up to a hatched marker cell to do this.
Note on A680: Michael Vella: DO NOT insert a new subitem block here or further down. Go up to a hatched marker cell to do this.
Note on A702: Michael Vella: DO NOT insert a new subitem block here or further down. Go up to a hatched marker cell to do this.
Note on A737: Michael Vella: DO NOT insert a new subitem block here or further down. Go up to a hatched marker cell to do this.
Note on A763: Michael Vella: DO NOT insert a new subitem block here or further down. Go up to a hatched marker cell to do this.
Note on A785: Michael Vella: DO NOT insert a new subitem block here or further down. Go up to a hatched marker cell to do this.
Note on A807: Michael Vella: DO NOT insert a new subitem block here or further down. Go up to a hatched marker cell to do this.
Note on A849: Michael Vella: DO NOT insert a new subitem block here or further down. Go up to a hatched marker cell to do this.
Note on A876: Michael Vella: DO NOT insert a new subitem block here or further down. Go up to a hatched marker cell to do this.
Note on A901: Michael Vella: DO NOT insert a new subitem block here or further down. Go up to a hatched marker cell to do this.
Note on A1010: Michael Vella: DO NOT insert a new subitem block here or further down. Go up to a hatched marker cell to do this.
Note on A1031: Michael Vella: DO NOT insert a new subitem block here or further down. Go up to a hatched marker cell to do this.
Note on A1052: Michael Vella: DO NOT insert a new subitem block here or further down. Go up to a hatched marker cell to do this.
Note on A1073: Michael Vella: DO NOT insert a new subitem block here or further down. Go up to a hatched marker cell to do this.
Note on A1094: Michael Vella: DO NOT insert a new subitem block here or further down. Go up to a hatched marker cell to do this.
Note on A1115: Michael Vella: DO NOT insert a new subitem block here or further down. Go up to a hatched marker cell to do this.
Note on A1140: Michael Vella: DO NOT insert a new subitem block here or further down. Go up to a hatched marker cell to do this.
Note on A1161: Michael Vella: DO NOT insert a new subitem block here or further down. Go up to a hatched marker cell to do this.
Note on A1182: Michael Vella: DO NOT insert a new subitem block here or further down. Go up to a hatched marker cell to do this.
Note on A1203: Michael Vella: DO NOT insert a new subitem block here or further down. Go up to a hatched marker cell to do this.
Note on A1232: Michael Vella: DO NOT insert a new subitem block here or further down. Go up to a hatched marker cell to do this.
Note on A1253: Michael Vella: DO NOT insert a new subitem block here or further down. Go up to a hatched marker cell to do this.
Note on A1274: Michael Vella: DO NOT insert a new subitem block here or further down. Go up to a hatched marker cell to do this.
Note on A1301: Michael Vella: DO NOT insert a new subitem block here or further down. Go up to a hatched marker cell to do this.
Note on A1332: Michael Vella: DO NOT insert a new subitem block here or further down. Go up to a hatched marker cell to do this.
Note on A1359: Michael Vella: DO NOT insert a new subitem block here or further down. Go up to a hatched marker cell to do this.
Note on A1386: Michael Vella: DO NOT insert a new subitem block here or further down. Go up to a hatched marker cell to do this.
Note on A1413: Michael Vella: DO NOT insert a new subitem block here or further down. Go up to a hatched marker cell to do this.
Note on A1440: Michael Vella: DO NOT insert a new subitem block here or further down. Go up to a hatched marker cell to do this.
Note on A1471: Michael Vella: DO NOT insert a new subitem block here or further down. Go up to a hatched marker cell to do this.
Note on A1498: Michael Vella: DO NOT insert a new subitem block here or further down. Go up to a hatched marker cell to do this.
Note on A1525: Michael Vella: DO NOT insert a new subitem block here or further down. Go up to a hatched marker cell to do this.
Note on A1554: Michael Vella: DO NOT insert a new subitem block here or further down. Go up to a hatched marker cell to do this.
Note on A1581: Michael Vella: DO NOT insert a new subitem block here or further down. Go up to a hatched marker cell to do this.
Note on A1684: Michael Vella: DO NOT insert a new subitem block here or further down. Go up to a hatched marker cell to do this.
Note on A1705: Michael Vella: DO NOT insert a new subitem block here or further down. Go up to a hatched marker cell to do this.
Note on A1726: Michael Vella: DO NOT insert a new subitem block here or further down. Go up to a hatched marker cell to do this.
Note on A1747: Michael Vella: DO NOT insert a new subitem block here or further down. Go up to a hatched marker cell to do this.
Note on A1768: Michael Vella: DO NOT insert a new subitem block here or further down. Go up to a hatched marker cell to do this.
Note on A1789: Michael Vella: DO NOT insert a new subitem block here or further down. Go up to a hatched marker cell to do this.
Note on A1814: Michael Vella: DO NOT insert a new subitem block here or further down. Go up to a hatched marker cell to do this.
Note on A1835: Michael Vella: DO NOT insert a new subitem block here or further down. Go up to a hatched marker cell to do this.
Note on A1856: Michael Vella: DO NOT insert a new subitem block here or further down. Go up to a hatched marker cell to do this.
Note on A1877: Michael Vella: DO NOT insert a new subitem block here or further down. Go up to a hatched marker cell to do this.
Note on A1923: Michael Vella: DO NOT insert a new subitem block here or further down. Go up to a hatched marker cell to do this.
Note on AL1923: Michael Vella: DO NOT insert a new subitem block here or further down. Go up to a hatched marker cell to do this.
Note on A1947: Michael Vella: DO NOT insert a new subitem block here or further down. Go up to a hatched marker cell to do this.
Note on A1979: Michael Vella: DO NOT insert a new subitem block here or further down. Go up to a hatched marker cell to do this.
Note on AL1979: Michael Vella: DO NOT insert a new subitem block here or further down. Go up to a hatched marker cell to do this.
Note on A2010: Michael Vella: DO NOT insert a new subitem block here or further down. Go up to a hatched marker cell to do this.
Note on AL2010: Michael Vella: DO NOT insert a new subitem block here or further down. Go up to a hatched marker cell to do this.
Note on A2041: Michael Vella: DO NOT insert a new subitem block here or further down. Go up to a hatched marker cell to do this.
Note on AL2041: Michael Vella: DO NOT insert a new subitem block here or further down. Go up to a hatched marker cell to do this.
Note on A2072: Michael Vella: DO NOT insert a new subitem block here or further down. Go up to a hatched marker cell to do this.
Note on AL2072: Michael Vella: DO NOT insert a new subitem block here or further down. Go up to a hatched marker cell to do this.
Note on A2103: Michael Vella: DO NOT insert a new subitem block here or further down. Go up to a hatched marker cell to do this.
Note on A2125: Michael Vella: DO NOT insert a new subitem block here or further down. Go up to a hatched marker cell to do this.
Note on A2157: Michael Vella: DO NOT insert a new subitem block here or further down. Go up to a hatched marker cell to do this.
Note on A2188: Michael Vella: DO NOT insert a new subitem block here or further down. Go up to a hatched marker cell to do this.
Note on A2219: Michael Vella: DO NOT insert a new subitem block here or further down. Go up to a hatched marker cell to do this.
Note on A2250: Michael Vella: DO NOT insert a new subitem block here or further down. Go up to a hatched marker cell to do this.
Note on A2281: Michael Vella: DO NOT insert a new subitem block here or further down. Go up to a hatched marker cell to do this.
Note on A2312: Michael Vella: DO NOT insert a new subitem block here or further down. Go up to a hatched marker cell to do this.
Note on AL2312: Michael Vella: DO NOT insert a new subitem block here or further down. Go up to a hatched marker cell to do this.
Note on A2343: Michael Vella: DO NOT insert a new subitem block here or further down. Go up to a hatched marker cell to do this.
Note on AL2343: Michael Vella: DO NOT insert a new subitem block here or further down. Go up to a hatched marker cell to do this.
Note on A2374: Michael Vella: DO NOT insert a new subitem block here or further down. Go up to a hatched marker cell to do this.
Note on AL2374: Michael Vella: DO NOT insert a new subitem block here or further down. Go up to a hatched marker cell to do this.
Note on A2405: Michael Vella: DO NOT insert a new subitem block here or further down. Go up to a hatched marker cell to do this.
Note on A2436: Michael Vella: DO NOT insert a new subitem block here or further down. Go up to a hatched marker cell to do this.
Note on A2467: Michael Vella: DO NOT insert a new subitem block here or further down. Go up to a hatched marker cell to do this.
Note on A2498: Michael Vella: DO NOT insert a new subitem block here or further down. Go up to a hatched marker cell to do this.
Note on A2522: Michael Vella: DO NOT insert a new subitem block here or further down. Go up to a hatched marker cell to do this.
Note on A2555: Michael Vella: DO NOT insert a new subitem block here or further down. Go up to a hatched marker cell to do this.
Note on A2580: Michael Vella: DO NOT insert a new subitem block here or further down. Go up to a hatched marker cell to do this.
Note on A2612: Michael Vella: DO NOT insert a new subitem block here or further down. Go up to a hatched marker cell to do this.
Note on A2643: Michael Vella: DO NOT insert a new subitem block here or further down. Go up to a hatched marker cell to do this.
Note on A2674: Michael Vella: DO NOT insert a new subitem block here or further down. Go up to a hatched marker cell to do this.
Note on A2705: Michael Vella: DO NOT insert a new subitem block here or further down. Go up to a hatched marker cell to do this.
Note on A2731: Michael Vella: DO NOT insert a new subitem block here or further down. Go up to a hatched marker cell to do this.
Note on A2757: Michael Vella: DO NOT insert a new subitem block here or further down. Go up to a hatched marker cell to do this.
Note on A2782: Michael Vella: DO NOT insert a new subitem block here or further down. Go up to a hatched marker cell to do this.
Note on A2824: Michael Vella: DO NOT insert a new subitem block here or further down. Go up to a hatched marker cell to do this.
Note on A2941: Michael Vella: DO NOT insert a new subitem block here or further down. Go up to a hatched marker cell to do this.
Note on A3022: Michael Vella: DO NOT insert a new subitem block here or further down. Go up to a hatched marker cell to do this.
Note on A3044: Michael Vella: DO NOT insert a new subitem block here or further down. Go up to a hatched marker cell to do this.
Note on A3064: Michael Vella: DO NOT insert a new subitem block here or further down. Go up to a hatched marker cell to do this.
Note on A3095: Michael Vella: DO NOT insert a new subitem block here or further down. Go up to a hatched marker cell to do this.
Note on AK3129: Michael Vella: This cell should be exactly equal to the MU SUMMARY TOTAL.
Note on AH3141: Michael Vella: This discrepancy must be small
Note on AJ3141: Michael Vella: This discrepancy must be small
Note on AK3141: Michael Vella: This discrepancy must be small

## Chillers_Dismantling_BOQ
BILL OF QUANTITIES
CHILLERS
DISMANTLING
Item |  | Qty | Unit | Rate in € | Total
T | Dismantle and cart away all systems listed below and as described in the specifications.
T | CHILLERS - HOTEL
1 | Screw type chillers ref. C-1, C-2 and C-3 inclusive of flow switches, controls, etc. as specified. | 3 | No. |  | 0
T | CHILLERS - EDEN ARENA
2 | Screw type chillers ref. C-4 inclusive of flow switches, controls, etc. as specified. | 1 | No. |  | 0
3 | Allow for disconnection of all existing power, control and piping connections, draining down of existing chillers and making safe including dismantling and removal of existing piping from adjacent isolating valves. To include for disposal of chillers and refrigerant gas in accordance with all current legislation. | 1 | LS | Included in Electrical - Note by Megaline |  | Megaline
4 | Allow for dismantling and carting away all existing power, cable containment, control and piping services in plantroom at Level 2 and all piping, insulation and brackets between level 2 and level 4 plantrooms | 1 | LS | Included in Electrical - Note by Megaline |  | Megaline
NB Chiller power cables to be retained and reused
S | Total carried forward to summary page |  |  |  | 0

## Chillers_New_BOQ
BILL OF QUANTITIES
CHILLERS
NEW INSTALLATION
Item | Description |  | Qty | Unit | Rate in € | Total
Take delivery at site inside Car Park of Trane chillers procured by client, hoist into place, install and set to work all systems listed below and as described in the specifications.
CHILLERS - HOTEL
1 |  | Install only Screw type reversible chillers ref. C-1, C-2 and C-3 inclusive of flexible bellows, AVM's, flow switches, controls, etc. as specified. | 3 | No. | 777.51 | 2332.53
2 |  | Allow for assisting factory-trained employee of the manufacturer to carry out all start up and commissioning of all chillers. | 1 | LS |  | 0
CHILLED WATER SIDE
3 |  | Black steel piping to chilled water headers, complete with insulation, brackets, etc.
| a. | 6" dia. | 30 | m |  | 0
4 |  | Butterfly valves with insulation
| a. | DN150 | 12 | No. |  | 0
5 |  | Energy Meter with M-Bus output
| a. | DN150 | 3 | No. | 3991.72 | 11975.16
6 |  | Motorised Valve
| a. | DN150 | 3 | No. | 1220.98 | 3662.94
7 |  | Pressure Independent Flow Limiting Valve
| a. | DN150 | 3 | No. |  | 0
8 |  | Commissioning valves with insulation
| a. | DN150 | 3 | No. |  | 0
|  | Total carried forward to summary page |  |  |  | 17970.63
Item | Description |  | Qty | Unit | Rate in € | Total
9 |  | 3- way motorised valve modulating 0-10V
| a. | DN150 | 6 | No. | 2368.98 | 14213.88
10 |  | Flow switch | 3 | No. | 129.4 | 388.2
11 |  | Install only temperature sensors (free issued by Trane) | 6 | No. | 22.76 | 136.56
12 |  | Pressure gauges c/w siphon and cock | 6 | No. |  | 0
13 |  | Thermometers | 6 | No. |  | 0
14 |  | Drain cocks | 3 | No. |  | 0
15 |  | Chilled water circulating pumps, complete with anti-vibration mountings, differential pressure switch connected to BMS, and pipe flexible connections, etc. as specified.
| a. | P-201 | 1 | No. | 76.62 | 76.62
| b. | P-202 | 1 | No. | 76.62 | 76.62
| c. | P-203 | 1 | No. | 76.62 | 76.62
16 |  | Butterfly valves with insulation
| a. | DN150 | 3 | No. |  | 0
17 |  | Strainers with insulation
| a. | DN150 | 3 | No. |  | 0
18 |  | Non return valves with insulation
| a. | DN150 | 3 | No. |  | 0
19 |  | Pressure gauges c/w siphon and cock | 6 | No. |  | 0
|  | Total carried forward to summary page |  |  |  | 14968.5
Item | Description |  | Qty | Unit | Rate in € | Total
CHILLED WATER HEADERS
20 |  | 10" chilled water flow and return headers (7/12C) (approx. 15m length each) at Level 2 manufactured from black mild steel heavy gauge complete with insulation, brackets and having:
|  | - 3 x 6" flanged connections | 2 | No. |  | 0
- 1 x 10" flanged connections
- 1 x 1" drain connections
- 1 x 1" AAV
21 |  | Pressure gauges c/w siphon and cock | 2 | No. |  | 0
22 |  | Thermometers | 2 | No. |  | 0
23 |  | Black steel piping from chilled water flow and return headers in Level 2 to chilled water headers in Level 4 complete with insulation, brackets, etc.
| a. | 10" dia. | 160 | m |  | 0
24 |  | Butterfly valves with insulation
| a. | DN250 | 4 | No. |  | 0
HEATING WATER SIDE
25 |  | Black steel piping to heating water headers, complete with insulation, brackets, etc.
| a. | 6" dia. | 72 | m |  | 0
26 |  | Butterfly valves with insulation
| a. | DN150 | 12 | No. |  | 0
27 |  | Energy Meter with M-Bus output
| a. | DN150 | 3 | No. | 4731.63 | 14194.89
|  | Total carried forward to summary page |  |  |  | 14194.89
Item | Description |  | Qty | Unit | Rate in € | Total
28 |  | Commissioning valves with insulation
| a. | DN150 | 3 | No. |  | 0
29 |  | 3- way motorised valve on/off
| a. | DN150 | 6 | No. | 2368.98 | 14213.88
30 |  | Flow switch | 3 | No. | 129.4 | 388.2
31 |  | Install only temperature sensors (free issued by Trane) | 6 | No. | 22.76 | 136.56
32 |  | Pressure gauges c/w siphon and cock | 6 | No. |  | 0
33 |  | Thermometers | 6 | No. |  | 0
34 |  | Drain cocks | 3 | No. |  | 0
35 |  | Heating water circulating pumps, complete with anti-vibration mountings, differential pressure switch connected to BMS, and pipe flexible connections, etc. as specified.
| a. | P-206 | 1 | No. | 165.9 | 165.9
| b. | P-207 | 1 | No. | 165.9 | 165.9
| c. | P-208 | 1 | No. | 165.9 | 165.9
36 |  | Butterfly valves with insulation
| a. | DN150 | 3 | No. |  | 0
37 |  | Strainers with insulation
| a. | DN150 | 3 | No. |  | 0
|  | Total carried forward to summary page |  |  |  | 15236.34
Item | Description |  | Qty | Unit | Rate in € | Total
38 |  | Non return valves with insulation
| a. | DN150 | 3 | No. |  | 0
39 |  | Pressure gauges c/w siphon and cock | 6 | No. |  | 0
SOURCE SIDE
40 |  | Black steel piping to existing heat exchangers, complete with insulation, brackets, etc.
| a. | 6" dia. | 84 | m |  | 0
41 |  | Butterfly valves with insulation
| a. | DN150 | 18 | No. |  | 0
42 |  | Install only temperature sensors (free issued by Trane)
| a. | DN150 | 6 | No. | 22.76 | 136.56
43 |  | Pressure gauges c/w siphon and cock | 6 | No. |  | 0
44 |  | Thermometers | 6 | No. |  | 0
45 |  | Drain cocks | 3 | No. |  | 0
|  | Total carried forward to summary page |  |  |  | 136.56
Item | Description |  | Qty | Unit | Rate in € | Total
Take delivery at site inside Car Park of Trane chillers procured by client, hoist into place, install and set to work all systems listed below and as described in the specifications.
CHILLERS - EDEN ARENA
46 |  | Install only Screw type cooling only chiller ref. C-4 inclusive of flexible bellows, AVM's, flow switches, controls, etc. as specified. | 1 | No. | 777.51 | 777.51
47 |  | Allow for assisting factory-trained employee of the manufacturer to carry out all start up and commissioning of all chillers | 1 | LS |  | 0
CHILLED WATER SIDE
48 |  | Black steel piping to chilled water complete with insulation, brackets, etc.
| a. | 6" dia. | 200 | m |  | 0
49 |  | Butterfly valves with insulation
| a. | DN150 | 4 | No. |  | 0
50 |  | Energy Meter with M-Bus output
| a. | DN150 | 1 | No. | 3991.72 | 3991.72
51 |  | Commissioning valves with insulation
| a. | DN150 | 1 | No. |  | 0
52 |  | Pressure gauges c/w siphon and cock | 2 | No. |  | 0
53 |  | Thermometers | 4 | No. |  | 0
|  | Total carried forward to summary page |  |  |  | 4769.23
Item | Description |  | Qty | Unit | Rate in € | Total
54 |  | Automatic air vents c/w isolating valve | 2 | No. |  | 0
55 |  | Drain cocks | 2 | No. |  | 0
56 |  | Chilled water circulating pumps, complete with anti-vibration mountings, differential pressure switch connected to BMS, and pipe flexible connections, etc. as specified.
| a. | P-204 | 1 | No. | 69.14 | 69.14
| a. | P-205 | 1 | No. | 69.14 | 69.14
57 |  | Butterfly valves with insulation
| a. | DN150 | 4 | No. |  | 0
58 |  | Strainers with insulation
| a. | DN150 | 2 | No. |  | 0
59 |  | Non return valves with insulation
| a. | DN150 | 2 | No. |  | 0
60 |  | Pressure gauges c/w siphon and cock | 4 | No. |  | 0
SOURCE SIDE
61 |  | Black steel piping to chillers condensers, complete with insulation, brackets, etc.
| a. | 6" dia. | 20 | m |  | 0
62 |  | Butterfly valves with insulation
| a. | DN150 | 4 | No. |  | 0
63 |  | Commissioning valves with insulation
| a. | DN150 | 1 | No. |  | 0
|  | Total carried forward to summary page |  |  |  | 138.28
Item | Description |  | Qty | Unit | Rate in € | Total
64 |  | Pressure gauges c/w siphon and cock | 4 | No. |  | 0
65 |  | Thermometers | 2 | No. |  | 0
66 |  | Automatic air vents c/w isolating valve | 2 | No. |  | 0
67 |  | Drain cocks | 2 | No. |  | 0
68 |  | Condenser circulating pumps, complete with anti-vibration mountings, differential pressure switch connected to BMS, and pipe flexible connections, etc. as specified.
| a. | P-104 | 1 | No. | 76.62 | 76.62
69 |  | Butterfly valves with insulation
| a. | DN150 | 2 | No. |  | 0
70 |  | Strainers with insulation
| a. | DN150 | 1 | No. |  | 0
71 |  | Non return valves with insulation
| a. | DN150 | 1 | No. |  | 0
72 |  | Pressure gauges c/w siphon and cock | 2 | No. |  | 0
|  | Total carried forward to summary page |  |  |  | 76.62
Item | Description |  | Qty | Unit | Rate in € | Total
Supply, deliver to site, install and set to work all systems listed below and as described in the specifications.
BYPASS FROM CHILLED WATER HEADER TO EDEN ARENA SYSTEM
73 |  | Black steel piping to chilled water complete with insulation, brackets, etc.
| a. | 6" dia. | 40 | m |  | 0
74 |  | Butterfly valves with insulation
| a. | DN150 | 4 | No. |  | 0
75 |  | Commissioning valves with insulation
| a. | DN150 | 1 | No. |  | 0
|  | Total carried forward to summary page |  |  |  | 0

## Boilers_Dismantling_BOQ
BILL OF QUANTITIES
BOILERS
DISMANTLING
Item |  | Qty | Unit | Rate in € | Total
T | Dismantle and cart away all systems listed below and as described in the specifications.
T | PLANTROOM (LEVEL 4)
T | BOILERS
1 | Shell and tube boilers complete as specified. | 2 | No. |  | 0
2 | Allow for disconnection of all existing power, control and piping connections, draining down of existing boilers and making safe including dismantling and removal of existing piping from adjacent isolating valves. To include for adjustment and blanking off of chimney and disposal of boilers in accordance with all current legislation. | 1 | LS | 283.28 | 283.28 | 2
S | Total carried forward to summary page |  |  |  | 283.28

## HTHP_New_BOQ
BILL OF QUANTITIES | [6 empty] | BILL OF QUANTITIES
HIGH TEMPERATURE HEAT PUMPS | [6 empty] | HIGH TEMPERATURE HEAT PUMPS
NEW INSTALLATION | [6 empty] | NEW INSTALLATION
Item |  | Qty | Unit | Rate in € | Total |  | Item | Description |  | Unit | Qty | Rate in € | Total
T | HEATING SIDE | [7 empty] | HEATING HEADERS
1.0T | Black steel piping to heating water headers, complete with insulation, brackets, etc. | [5 empty] | 1 |  | 10" heating flow and return headers (33/28C) (approx. 4m length each) manufactured from black mild steel heavy gauge complete with insulation, brackets and having:
a. | 8" dia. | 60 | m |  | 0 |  |  |  | - 3 x 6" flanged connections | No. | 2 |  | 0
- 1 x 10" flanged connections
- 1 x 1" drain connections
2.0T | Butterfly valves with insulation | [7 empty] | - 1 x 1" AAV
a. | DN200 | 6 | No. |  | 0
[7 empty] | 2 |  | Pressure gauges c/w siphon and cock | No. | 2 |  | 0
3.0T | Energy Meter with M-Bus output
[7 empty] | 3 |  | Thermometers | No. | 2 |  | 0
a. | DN200 | 3 | No. | #REF! | #REF! | 2
[7 empty] | 4 |  | 1,000 litre make up and expansion tank c/w isolating valve | No. | 1 |  | 0
4 | Pressure gauges c/w siphon and cock | 9 | No. |  | 0
[7 empty] | 5 |  | Packaged pressurisation unit c/w expansion vessel & safety valve
5 | Thermometers | 6 | No. |  | 0
[8 empty] | a. | PU-HTW1 | No. | 1 | 62.88 | 62.88
6.0T | Heating circulating pumps, complete with anti-vibration mountings, differential pressure switch connected to BMS, and pipe flexible connections, etc. as specified.
[7 empty] | 6 |  | PPR piping from packaged pressurisation unit to heating return header
a. | P-206 | 1 | No. | #REF! |  | 2
[8 empty] | a. | 32mm | m | 30 |  | 0
b. | P-207 | 1 | No. | #REF! |  | 2
c. | P-208 | 1 | No. | #REF! |  | 2 | 7 |  | PPR ball valve
[8 empty] | a. | 32mm | No. | 1 |  | 0
7.0T | Butterfly valves with insulation
a. | DN200 | 6 | No. |  | 0 |  | 8 |  | Black steel piping from heating flow and return headers to hot water tank, complete with insulation, brackets, etc.
[8 empty] | a. | 10" dia. | m | 50 |  | 0
8.0T | Commissioning Valves with insulation
a. | DN200 | 3 | No. |  | 0 |  | 9 |  | Butterfly valves with insulation
[8 empty] | a. | DN250 | No. | 4 |  | 0
9.0T | Strainers with insulation
a. | DN200 | 3 | No. |  | 0
[9 empty] | Total carried forward to summary page |  |  |  | 62.88
P | Total carried forward to summary page |  |  |  | #REF!
[7 empty] | Item | Description |  | Unit | Qty | Rate in € | Total
Item |  | Qty | Unit | Rate in € | Total |  | 10 |  | 3,000 litres vertical hot water tanks (33C) with 4 x 10" connections, air vent, drain, insulation, inspection manhole etc. | No. | 1 |  | 0
10.0T | Non return valves with insulation
[7 empty] | 11 |  | Black steel piping from hot water tank to heating flow and return headers, complete with insulation, brackets, etc.
a. | DN200 | 3 | No. |  | 0
[8 empty] | a. | 10" dia. | m | 20 |  | 0
11 | Pressure gauges c/w siphon and cock | 6 | No. |  | 0
[7 empty] | 12 |  | Thermometers | No. | 4 |  | 0
[7 empty] | 13 |  | Butterfly valves with insulation
[8 empty] | a. | 10" dia. | No. | 4 |  | 0
[7 empty] | 14 |  | Install only temperature sensors (free issued by Trane) | No. | 4 | 22.76 | 91.04
[7 empty] | 15 |  | 10" heating flow and return headers (33/28C) (approx. 4m length each) manufactured from black mild steel heavy gauge complete with insulation, brackets and having:
[9 empty] | - 3 x 6" flanged connections | No. | 2 |  | 0
- 1 x 10" flanged connections
- 1 x 1" drain connections
- 1 x 1" AAV
[7 empty] | 16 |  | Packaged pressurisation unit c/w expansion vessel & safety valve
[8 empty] | a. | PU-HTW2 | No. | 1 | 62.88 | 62.88
[7 empty] | 17 |  | PPR piping from packaged pressurisation unit to heating return header
[8 empty] | a. | 32mm | m | 30 |  | 0
[7 empty] | 18 |  | PPR ball valve
[8 empty] | a. | 32mm | No. | 1 |  | 0
[9 empty] | Total carried forward to summary page |  |  |  | 153.92
[7 empty] | Item | Description |  | Unit | Qty | Rate in € | Total
[7 empty] | 19 |  | Black steel piping from heating flow and return headers to high temperature heat pumps, complete with insulation, brackets, etc.
P | Total carried forward to summary page |  |  |  | 0 |  |  | a. | 6" dia. | m | 72 |  | 0
[7 empty] | 20 |  | Butterfly valves with insulation
[8 empty] | a. | DN150 | No. | 12 |  | 0
Item |  | Qty | Unit | Rate in € | Total
T | HEATING HEADERS | [5 empty] | 21 |  | Heating water circulating pumps, complete with anti-vibration mountings, differential pressure switch connected to BMS, and pipe flexible connections, etc. as specified.
12.0T | 10" heating flow and return headers (45/40C) manufactured from black mild steel heavy gauge complete with insulation, brackets and having: | [6 empty] | a. | P-214 | No. | 1 | 152.91 | 152.91
a. | - 3 x 8" flanged connections - 1 x 10" flanged connections - 1 x 1" drain connections - 1 x 1" AAV | 2 | No. |  | 0 |  |  | b. | P-215 | No. | 1 | 152.91 | 152.91
[8 empty] | c. | P-216 | No. | 1 | 152.91 | 152.91
[7 empty] | 22 |  | Butterfly valves with insulation
13 | Pressure gauges c/w siphon and cock | 2 | No. |  | 0
[8 empty] | a. | DN150 | No. | 3 |  | 0
14 | Thermometers | 2 | No. |  | 0
[7 empty] | 23 |  | Strainers with insulation
15 | 1,000 litre make up and expansion tank c/w isolating valve | 1 | No. |  | 0 |  |  | a. | DN150 | No. | 3 |  | 0
16.0T | Packaged pressurisation unit c/w expansion vessel & safety valve | [5 empty] | 24 |  | Commissioning valves with insulation
a. | PU-HTW1 | 1 | No. | #REF! | #REF! | 2 |  | a. | DN150 | No. | 3 |  | 0
17.0T | PPR piping from packaged pressurisation unit to heating return header | [5 empty] | 25 |  | Thermometers | No. | 6 |  | 0
a. | 32mm | 30 | m |  | 0
[7 empty] | 26 |  | Automatic air vents c/w isolating valve | No. | 6 |  | 0
18.0T | PPR ball valve
[7 empty] | 27 |  | Drain cocks | No. | 3 |  | 0
a. | 32mm | 1 | No. |  | 0
19.0T | Black steel piping from heating flow and return headers to hot water tank, complete with insulation, brackets, etc.
a. | 10" dia. | 30 | m |  | 0
[9 empty] | Total carried forward to summary page |  |  |  | 458.73
20.0T | Butterfly valves with insulation
a. | DN250 | 4 | No. |  | 0
[7 empty] | Item | Description |  | Unit | Qty | Rate in € | Total
P | Total carried forward to summary page |  |  |  | #REF! |  |  |  | PLANTROOM (LEVEL 2)
HIGH TEMPERATURE HEAT PUMPS
Take delivery at site inside Car Park of Trane HTHP's procured by client, hoist into place, install and set to work all systems listed below and as described in the specifications.
[7 empty] | 28 |  | Install only HTHP's ref. HTHP-1, HTHP-2 and HTHP-3 inclusive of flexible bellows, AVM's, flow switches, controls, etc. as specified. | No. | 3 | 777.51 | 2332.53
Item |  | Qty | Unit | Rate in € | Total
21 | 3,000 litres horizontal hot water tanks (45C) with 2 x 10" and 2 x 8" connections (1 x spare blanked), air vent, drain, insulation, inspection manhole etc. | 1 | No. |  | 0 |  | 29 |  | Allow for assisting factory-trained employee of the manufacturer to carry out all start up and commissioning of all HTHP's | LS | 1 |  | 0
22.0T | Black steel piping from hot water tank to heating flow and return headers, complete with insulation, brackets, etc. | [5 empty] | 30 |  | Black steel piping from high temperature heat pumps to heating flow and return headers complete with insulation, brackets, etc.
a. | 10" dia. | 30 | m |  | 0 |  |  | a. | 6" dia. | m | 60 |  | 0
23 | Thermometers | 3 | No. |  | 0 |  | 31 |  | Butterfly valves with insulation
[8 empty] | a. | DN150 | No. | 12 |  | 0
24.0T | Butterfly valves with insulation
a. | DN250 | 3 | No. |  | 0 |  | 32 |  | Heating water circulating pumps, complete with anti-vibration mountings, differential pressure switch connected to BMS, and pipe flexible connections, etc. as specified.
[8 empty] | a. | P-211 | No. | 1 | 152.91 | 152.91
25.0T | 10" heating flow and return headers (45/40C) manufactured from black mild steel heavy gauge complete with insulation, brackets and having:
[8 empty] | b. | P-212 | No. | 1 | 152.91 | 152.91
a. | - 8 x 4" flanged connections - 1 x 10" flanged connections - 1 x 1" drain connections - 1 x 1" AAV | 2 | No. |  | 0
[8 empty] | c. | P-213 | No. | 1 | 152.91 | 152.91
[7 empty] | 33 |  | Butterfly valves with insulation
26.0T | Packaged pressurisation unit c/w expansion vessel & safety valve | [6 empty] | a. | DN150 | No. | 3 |  | 0
a. | PU-HTW2 | 1 | No. | #REF! | #REF! | 2
27.0T | PPR piping from packaged pressurisation unit to heating return header
a. | 32mm | 30 | m |  | 0
[9 empty] | Total carried forward to summary page |  |  |  | 2791.26
28.0T | PPR ball valve
a. | 32mm | 1 | No. |  | 0
29.0T | Black steel piping from heating flow and return headers to high temperature heat pumps, complete with insulation, brackets, etc. | [5 empty] | Item | Description |  | Unit | Qty | Rate in € | Total
a. | 4" dia. | 32 | m |  | 0 |  | 34 |  | Strainers with insulation
P | Total carried forward to summary page |  |  |  | #REF! |  |  | a. | DN150 | No. | 3 |  | 0
[7 empty] | 35 |  | Commissioning valves with insulation
[8 empty] | a. | DN150 | No. | 3 |  | 0
Item |  | Qty | Unit | Rate in € | Total
30.0T | Butterfly valves with insulation | [5 empty] | 36 |  | Thermometers | No. | 6 |  | 0
a. | DN100 | 16 | No. |  | 0
[7 empty] | 37 |  | Automatic air vents c/w isolating valve | No. | 6 |  | 0
31.0T | Strainers with insulation
[7 empty] | 38 |  | Drain cocks | No. | 3 |  | 0
a. | DN100 | 8 | No. |  | 0
[7 empty] | 39 |  | 8" heating flow and return headers (78/70C) (approx. 4m long) manufactured from black mild steel heavy gauge complete with insulation, brackets and having:
32.0T | Commissioning valves with insulation
[9 empty] | - 3 x 6" flanged connections | No. | 2 |  | 0
a. | DN100 | 8 | No. |  | 0 |  |  |  | - 1 x 8" flanged connections
- 1 x 1" drain connections
- 1 x 1" AAV
33 | Thermometers | 16 | No. |  | 0
[7 empty] | 40 |  | Packaged pressurisation unit c/w expansion vessel & safety valve
34 | Automatic air vents c/w isolating valve | 16 | No. |  | 0 |  |  | a. | PU-HTHW1 | No. | 1 | 62.88 | Rate only
35 | Drain cocks | 16 | No. |  | 0 |  | 41 |  | Black steel piping from heating flow and return headers to hot water tank, complete with insulation, brackets, etc.
[8 empty] | a. | 8" dia. | m | 20 |  | 0
T | PLANTROOM (LEVEL 2)
T | HIGH TEMPERATURE HEAT PUMPS
[7 empty] | 42 |  | Butterfly valves with insulation
36 | High Temperature Heat Pumps inclusive of flexible bellows, AVM's, flow switches, controls, etc. as specified. | 8 | No. | #REF! | #REF! | 3
[8 empty] | a. | DN200 | No. | 4 |  | 0
37.0T | Black steel piping from high temperature heat pumps to heating flow and return headers complete with insulation, brackets, etc.
a. | 4" dia. | 160 | m |  | 0
38.0T | Butterfly valves with insulation
a. | DN100 | 16 | No. |  | 0 |  |  |  | Total carried forward to summary page |  |  |  | 0
[7 empty] | Item | Description |  | Unit | Qty | Rate in € | Total
[7 empty] | 43 |  | 5,000 litres horizontal hot water tanks (78C) with 4 x 8" connections, air vent, drain, insulation, inspection manhole etc. | No. | 1 |  | 0
P | Total carried forward to summary page |  |  |  | #REF! |  | 44 |  | Thermometers | No. | 4 |  | 0
[7 empty] | 45 |  | Black steel piping from hot water tank to heating flow and return headers in Level 4 plantroom, complete with insulation, brackets, etc.
[8 empty] | a. | 8" dia. | m | 140 |  | 0
Item |  | Qty | Unit | Rate in € | Total
39.0T | Strainers with insulation | [5 empty] | 46 |  | Butterfly valves with insulation
a. | DN100 | 8 | No. |  | 0 |  |  | a. | DN200 | No. | 4 |  | 0
40.0T | Commissioning valves with insulation | [5 empty] | 47 |  | Heating circulating pumps, complete with anti-vibration mountings, differential pressure switch connected to BMS, differential pressure switch connected to BMS and pipe flexible connections, etc. as specified.
a. | DN100 | 8 | No. |  | 0 |  |  | a. | P-209 | No. | 1 | 165.9 | 165.9
[8 empty] | b. | P-210 | No. | 1 | 165.9 | 165.9
41 | Thermometers | 16 | No. |  | 0
[7 empty] | 48 |  | Butterfly valves with insulation
42 | Automatic air vents c/w isolating valve | 16 | No. |  | 0 |  |  | a. | DN200 | No. | 4 |  | 0
43 | Drain cocks | 16 | No. |  | 0 |  | 49 |  | Commissioning Valves with insulation
[8 empty] | a. | DN200 | No. | 1 |  | 0
44.0T | 8" heating flow and return headers (78/70C) manufactured from black mild steel heavy gauge complete with insulation, brackets and having:
a. | - 8 x 4" flanged connections - 1 x 8" flanged connections - 1 x 1" drain connections - 1 x 1" AAV | 2 | No. |  | 0 |  | 50 |  | Strainers with insulation
[8 empty] | a. | DN200 | No. | 2 |  | 0
[7 empty] | 51 |  | Non-Return Valves with insulation
45.0T | Packaged pressurisation unit c/w expansion vessel & safety valve
[8 empty] | a. | DN200 | No. | 2 |  | 0
a. | PU-HTHW1 | 1 | No. | #REF! | Rate only | 2
46.0T | Black steel piping from heating flow and return headers to hot water tank, complete with insulation, brackets, etc.
[9 empty] | Total carried forward to summary page |  |  |  | 331.8
a. | 8" dia. | 180 | m |  | 0
47.0T | Butterfly valves with insulation
a. | DN200 | 4 | No. |  | 0 |  | Item | Description |  | Unit | Qty | Rate in € | Total
[7 empty] | 52 |  | Pressure gauges c/w siphon and cock | No. | 2 |  | 0
[7 empty] | 53 |  | Black steel piping bypass from heating flow header to heating return header in Level 4 plantroom, complete with insulation, brackets, etc.
P | Total carried forward to summary page |  |  |  | 0 |  |  | a. | 8" dia. | m | 10 |  | 0
[7 empty] | 54 |  | Butterfly valves with insulation
[8 empty] | a. | DN200 | No. | 2 |  | 0
Item |  | Qty | Unit | Rate in € | Total
48 | 5,000 litres horizontal hot water tanks (78C) with 4 x 8" connections, air vent, drain, insulation, inspection manhole etc. | 1 | No. |  | 0
49 | Thermometers | 4 | No. |  | 0
50.0T | Black steel piping from hot water tank to heating flow and return headers in Level 4 plantroom, complete with insulation, brackets, etc.
a. | 8" dia. | 20 | m |  | 0
51.0T | Butterfly valves with insulation
a. | DN200 | 4 | No. |  | 0
52.0T | Heating circulating pumps, complete with anti-vibration mountings, differential pressure switch connected to BMS, differential pressure switch connected to BMS and pipe flexible connections, etc. as specified.
a. | P-206 | 1 | No. | #REF! |  | 2
b. | P-207 | 1 | No. | #REF! |  | 2
53.0T | Butterfly valves with insulation
a. | DN200 | 4 | No. |  | 0
54.0T | Commissioning Valves with insulation
a. | DN200 | 1 | No. |  | 0
55.0T | Strainers with insulation
a. | DN200 | 2 | No. |  | 0
[9 empty] | Total carried forward to summary page |  |  |  | 0
56.0T | Non-Return Valves with insulation
a. | DN200 | 2 | No. |  | 0
P | Total carried forward to summary page |  |  |  | 0
Item |  | Qty | Unit | Rate in € | Total
57 | Pressure gauges c/w siphon and cock | 2 | No. |  | 0
58.0T | Black steel piping bypass from heating flow header to geating return header in Level 4 plantroom, complete with insulation, brackets, etc.
a. | 8" dia. | 10 | m |  | 0
59.0T | Butterfly valves with insulation
a. | DN200 | 4 | No. |  | 0
P | Total carried forward to summary page |  |  |  | 0

## Pumps_Dismantling_BOQ
BILL OF QUANTITIES
PUMPS
DISMANTLING
Item |  | Qty | Unit | Rate in € | Total
T | Dismantle and cart away all systems listed below and as described in the specifications.
T | Dismantling to include 2 x isolating valves, strainers, non return valve, strainers and pipe flexible connections and piping from isolating valves to pumps.
T | PUMPS
1.0T | Heat exchanger to chiller condenser circulating pumps, complete with anti-vibration mountings and pipe flexible connections, etc. as specified.
a. | a. P-101 | 1 | No. |  | 0
b. | b. P-102 | 1 | No. |  | 0
c. | c. P-103 | 1 | No. |  | 0
d. | d. P-104 | 1 | No. |  | 0
2.0T | Primary chilled water pumps complete with anti-vibration mountings and pipe flexible connections, etc. as specified.
a. | a. P-201 | 1 | No. |  | 0
b. | b. P-202 | 1 | No. |  | 0
c. | c. P-203 | 1 | No. |  | 0
d. | d. P-204 | 1 | No. |  | 0
e. | e. P-205 | 1 | No. |  | 0
P | Total carried forward to summary page |  |  |  | 0
Item |  | Qty | Unit | Rate in € | Total
3.0T | Cooling / heating secondary pumps complete with anti-vibration mounting and pipe flexible connections as specified.
a. | a. P-301 | 1 | No. |  | 0
b. | b. P-302 | 1 | No. |  | 0
c. | c. P-303 | 1 | No. |  | 0
d. | d. P-304 | 1 | No. |  | 0
e. | e. P-305 | 1 | No. |  | 0
f. | f. P-306 | 1 | No. |  | 0
g. | g. P-307 | 1 | No. |  | 0
h. | h. P-308 | 1 | No. |  | 0
i. | i. P-309 | 1 | No. |  | 0
j. | j. P-310 | 1 | No. |  | 0
P | Total carried forward to summary page |  |  |  | 0
Item |  | Qty | Unit | Rate in € | Total
4.0T | Cooling water secondary pumps complete with anti-vibration mountings, differential pressure switch connected to BMS and pipe flexible connections, etc. as specified.
a. | a. P-401 | 1 | No. |  | 0
b. | b. P-402 | 1 | No. |  | 0
c. | c. P-403 | 1 | No. |  | 0
d. | d. P-404 | 1 | No. |  | 0
e. | e. P-405 | 1 | No. |  | 0
f. | f. P-406 | 1 | No. |  | 0
P | Total carried forward to summary page |  |  |  | 0
Item |  | Qty | Unit | Rate in € | Total
5.0T | Heating water secondary pumps complete with anti-vibration mountings, differential pressure switch connected to BMS and pipe flexible connections, etc. as specified.
a. | a. P-501 | 1 | No. |  | 0
b. | b. P-502 | 1 | No. |  | 0
c. | c. P-503 | 1 | No. |  | 0
d. | d. P-504 | 1 | No. |  | 0
6 | Allow for disconnection of all existing power, control and piping connections, draining down of existing pumps and making safe including dismantling and removal of existing piping from adjacent isolating valves. To include for disposal of pumps in accordance with all current legislation. | 1 | LS | 929.03 | 929.03 | 2
P | Total carried forward to summary page |  |  |  | 929.03

## Pumps_New_BOQ
BILL OF QUANTITIES | [6 empty] | BILL OF QUANTITIES
PUMPS | [6 empty] | PUMPS
NEW | [6 empty] | NEW
Item |  | Qty | Unit | Rate in € | Total |  | Item | Description |  | Unit | Qty | Rate in € | Total
T | Supply, deliver to site, install and set to work all systems listed below and as described in the specifications.
[7 empty] | 1 |  | Cooling / heating secondary pumps complete with anti-vibration mounting and pipe flexible connections as specified.
T | PUMPS
[9 empty] | a. P-301 | No. | 1 | 61.84 | 61.84
1.0T | Heat exchanger to chiller condenser circulating pumps, complete with anti-vibration mountings, differential pressure switch connected to BMS and pipe flexible connections, etc. as specified.
[9 empty] | b. P-302 | No. | 1 | 61.84 | 61.84
a. | a. P-101 | 1 | No. |  | 0
[9 empty] | c. P-303 | No. | 1 | 47.58 | 47.58
b. | b. P-102 | 1 | No. |  | 0
[9 empty] | d. P-304 | No. | 1 | 47.58 | 47.58
c. | c. P-103 | 1 | No. |  | 0
[9 empty] | e. P-305 | No. | 1 | 61.84 | 61.84
d. | d. P-104 | 1 | No. |  | 0
[9 empty] | f. P-306 | No. | 1 | 61.84 | 61.84
2.0T | Primary chilled water pumps complete with anti-vibration mountings, differential pressure switch connected to BMS and pipe flexible connections, etc. as specified. | [7 empty] | g. P-307 | No. | 1 | 43.84 | 43.84
a. | a. P-201 | 1 | No. | #REF! |  | 3 |  |  | h. P-308 | No. | 1 | 43.84 | 43.84
b. | b. P-202 | 1 | No. | #REF! |  | 3 |  |  | i. P-309 | No. | 1 | 43.84 | 43.84
c. | c. P-203 | 1 | No. | #REF! |  | 3 |  |  | j. P-310 | No. | 1 | 43.84 | 43.84
d. | d. P-204 | 1 | No. | #REF! |  | 3
e. | e. P-205 | 1 | No. | #REF! |  | 3
3.0T | Primary heating water pumps complete with anti-vibration mountings, differential pressure switch connected to BMS and pipe flexible connections, etc. as specified.
a. | a. P-206 | 1 | No. | #REF! |  | 3
b. | b. P-207 | 1 | No. | #REF! |  | 3
c. | c. P-208 | 1 | No. | #REF! |  | 3
P | Total carried forward to summary page |  |  |  | 0
Item |  | Qty | Unit | Rate in € | Total
[9 empty] | Total carried forward to summary page |  |  |  | 517.88
4.0T | Primary heating water pumps complete with anti-vibration mountings, differential pressure switch connected to BMS and pipe flexible connections, etc. as specified.
a. | a. P-209 | 1 | No. | #REF! |  | 3
b. | b. P-210 | 1 | No. | #REF! |  | 3
[7 empty] | Item | Description |  | Unit | Qty | Rate in € | Total
5.0T | Cooling / heating secondary pumps complete with anti-vibration mounting and pipe flexible connections as specified. | [5 empty] | 2 |  | Cooling water secondary pumps complete with anti-vibration mountings, differential pressure switch connected to BMS and pipe flexible connections, etc. as specified.
a. | a. P-301 | 1 | No. | #REF! |  | 3 |  |  | a. P-401 | No. | 1 | 61.84 | 61.84
b. | b. P-302 | 1 | No. | #REF! |  | 3 |  |  | b. P-402 | No. | 1 | 61.84 | 61.84
c. | c. P-303 | 1 | No. | #REF! |  | 3 |  |  | c. P-403 | No. | 1 | 61.84 | 61.84
d. | d. P-304 | 1 | No. | #REF! |  | 3 |  |  | d. P-404 | No. | 1 | 61.84 | 61.84
e. | e. P-305 | 1 | No. | #REF! |  | 3 |  |  | e. P-405 | No. | 1 | 43.84 | 43.84
f. | f. P-306 | 1 | No. | #REF! |  | 3 |  |  | f. P-406 | No. | 1 | 43.84 | 43.84
g. | g. P-307 | 1 | No. | #REF! |  | 3
h. | h. P-308 | 1 | No. | #REF! |  | 3
i. | i. P-309 | 1 | No. | #REF! |  | 3
j. | j. P-310 | 1 | No. | #REF! |  | 3
P | Total carried forward to summary page |  |  |  | 0
Item |  | Qty | Unit | Rate in € | Total
6.0T | Cooling water secondary pumps complete with anti-vibration mountings, differential pressure switch connected to BMS and pipe flexible connections, etc. as specified.
[9 empty] | Total carried forward to summary page |  |  |  | 335.04
a. | a. P-401 | 1 | No. | #REF! |  | 3
b. | b. P-402 | 1 | No. | #REF! |  | 3
c. | c. P-403 | 1 | No. | #REF! |  | 3
[7 empty] | Item | Description |  | Unit | Qty | Rate in € | Total
d. | d. P-404 | 1 | No. | #REF! |  | 3
[7 empty] | 3 |  | Heating water secondary pumps complete with anti-vibration mountings, differential pressure switch connected to BMS and pipe flexible connections, etc. as specified.
e. | e. P-405 | 1 | No. | #REF! |  | 3
[9 empty] | a. P-501 | No. | 1 | 43.84 | 43.84
f. | f. P-406 | 1 | No. | #REF! |  | 3
[9 empty] | b. P-502 | No. | 1 | 43.84 | 43.84
[9 empty] | c. P-503 | No. | 1 | 47.58 | 47.58
[9 empty] | d. P-504 | No. | 1 | 47.58 | 47.58
P | Total carried forward to summary page |  |  |  | 0
Item |  | Qty | Unit | Rate in € | Total
7.0T | Heating water secondary pumps complete with anti-vibration mountings, differential pressure switch connected to BMS and pipe flexible connections, etc. as specified.
[9 empty] | Total carried forward to summary page |  |  |  | 182.84
a. | a. P-501 | 1 | No. | #REF! |  | 3
b. | b. P-502 | 1 | No. | #REF! |  | 3
c. | c. P-503 | 1 | No. | #REF! |  | 3
[7 empty] | Item | Description |  | Unit | Qty | Rate in € | Total
d. | d. P-504 | 1 | No. | #REF! |  | 3
[7 empty] | 4 |  | Black steel piping from adjacent isolating valves to new pumps c/w insulation, brackets, etc.
[9 empty] | a. P-101 - DN200 | L/S | 1 |  | 0
[9 empty] | b. P-102 - DN200 | L/S | 1 |  | 0
[9 empty] | c. P-103 - DN200 | L/S | 1 |  | 0
[9 empty] | d. P-104 - DN150 | L/S | 1 |  | 0
[9 empty] | e. P-201 - DN200 | L/S | 1 |  | 0
[9 empty] | f. P-202 - DN200 | L/S | 1 |  | 0
[9 empty] | g. P-203 - DN200 | L/S | 1 |  | 0
[9 empty] | h. P-204 - DN150 | L/S | 1 |  | 0
[9 empty] | i. P-205 - DN150 | L/S | 1 |  | 0
P | Total carried forward to summary page |  |  |  | 0
Item |  | Qty | Unit | Rate in € | Total
8.0T | Black steel piping from adjacent isolating valves to new pumps c/w insulation, brackets, etc.
a. | a. P-101 - DN200 | 1 | L/S |  | 0 |  |  |  | Total carried forward to summary page |  |  |  | 0
b. | b. P-102 - DN200 | 1 | L/S |  | 0
c. | c. P-103 - DN200 | 1 | L/S |  | 0
d. | d. P-104 - DN150 | 1 | L/S |  | 0 |  | Item | Description |  | Unit | Qty | Rate in € | Total
e. | a. P-201 - DN200 | 1 | L/S |  | 0 |  | 5 |  | Black steel piping from adjacent isolating valves to new pumps c/w insulation, brackets, etc.
f. | b. P-202 - DN200 | 1 | L/S |  | 0 |  |  |  | a. P-301 - DN100 | L/S | 1 |  | 0
g. | c. P-203 - DN200 | 1 | L/S |  | 0 |  |  |  | b. P-302 - DN100 | L/S | 1 |  | 0
h. | d. P-204 - DN150 | 1 | L/S |  | 0 |  |  |  | c. P-303 - DN150 | L/S | 1 |  | 0
i. | e. P-205 - DN150 | 1 | L/S |  | 0 |  |  |  | d. P-304 - DN150 | L/S | 1 |  | 0
[9 empty] | e. P-305 - DN150 | L/S | 1 |  | 0
[9 empty] | f. P-306 - DN150 | L/S | 1 |  | 0
[9 empty] | g. P-307 - DN125 | L/S | 1 |  | 0
[9 empty] | h. P-308 - DN125 | L/S | 1 |  | 0
[9 empty] | i. P-309 - DN80 | L/S | 1 |  | 0
[9 empty] | j. P-310 - DN80 | L/S | 1 |  | 0
P | Total carried forward to summary page |  |  |  | 0
Item |  | Qty | Unit | Rate in € | Total
9.0T | Black steel piping from adjacent isolating valves to new pumps c/w insulation, brackets, etc.
a. | a. P-301 - DN100 | 1 | L/S |  | 0 |  |  |  | Total carried forward to summary page |  |  |  | 0
b. | b. P-302 - DN100 | 1 | L/S |  | 0
c. | c. P-303 - DN150 | 1 | L/S |  | 0
d. | d. P-304 - DN150 | 1 | L/S |  | 0 |  | Item | Description |  | Unit | Qty | Rate in € | Total
e. | e. P-305 - DN150 | 1 | L/S |  | 0 |  | 6 |  | Black steel piping from adjacent isolating valves to new pumps c/w insulation, brackets, etc.
f. | f. P-306 - DN150 | 1 | L/S |  | 0 |  |  |  | a. P-401 - DN125 | L/S | 1 |  | 0
g. | g. P-307 - DN125 | 1 | L/S |  | 0 |  |  |  | b. P-402 - DN125 | L/S | 1 |  | 0
h. | h. P-308 - DN125 | 1 | L/S |  | 0 |  |  |  | c. P-403 - DN200 | L/S | 1 |  | 0
i. | i. P-309 - DN80 | 1 | L/S |  | 0 |  |  |  | d. P-404 - DN200 | L/S | 1 |  | 0
j. | j. P-310 - DN80 | 1 | L/S |  | 0 |  |  |  | e. P-405 - DN100 | L/S | 1 |  | 0
[9 empty] | f. P-406 - DN100 | L/S | 1 |  | 0
P | Total carried forward to summary page |  |  |  | 0
Item |  | Qty | Unit | Rate in € | Total
10.0T | Black steel piping from adjacent isolating valves to new pumps c/w insulation, brackets, etc.
a. | a. P-401 - DN125 | 1 | L/S |  | 0 |  |  |  | Total carried forward to summary page |  |  |  | 0
b. | b. P-402 - DN125 | 1 | L/S |  | 0
c. | c. P-403 - DN200 | 1 | L/S |  | 0
d. | d. P-404 - DN200 | 1 | L/S |  | 0 |  | Item | Description |  | Unit | Qty | Rate in € | Total
e. | e. P-405 - DN100 | 1 | L/S |  | 0 |  | 7 |  | Black steel piping from adjacent isolating valves to new pumps c/w insulation, brackets, etc.
f. | f. P-406 - DN100 | 1 | L/S |  | 0 |  |  |  | a. P-501 - DN80 | L/S | 1 |  | 0
[9 empty] | b. P-502 - DN80 | L/S | 1 |  | 0
[9 empty] | c. P-503 - DN100 | L/S | 1 |  | 0
[9 empty] | d. P-504 - DN100 | L/S | 1 |  | 0
P | Total carried forward to summary page |  |  |  | 0
Item |  | Qty | Unit | Rate in € | Total
11.0t | Black steel piping from adjacent isolating valves to new pumps c/w insulation, brackets, etc.
a. | a. P-501 - DN80 | 1 | L/S |  | 0 |  |  |  | Total carried forward to summary page |  |  |  | 0
b. | b. P-502 - DN80 | 1 | L/S |  | 0
c. | c. P-503 - DN100 | 1 | L/S |  | 0
d. | d. P-504 - DN100 | 1 | L/S |  | 0 |  | Item | Description |  | Unit | Qty | Rate in € | Total
[7 empty] | 8 |  | Butterfly valves with insulation
[9 empty] | a. P-101 - DN200 | L/S | 1 |  | 0
[9 empty] | b. P-102 - DN200 | L/S | 1 |  | 0
[9 empty] | c. P-103 - DN200 | L/S | 1 |  | 0
[9 empty] | d. P-104 - DN150 | L/S | 1 |  | 0
[9 empty] | e. P-201 - DN200 | L/S | 1 |  | 0
[9 empty] | f. P-202 - DN200 | L/S | 1 |  | 0
[9 empty] | g. P-203 - DN200 | L/S | 1 |  | 0
[9 empty] | h. P-204 - DN150 | L/S | 1 |  | 0
[9 empty] | i. P-205 - DN150 | L/S | 1 |  | 0
P | Total carried forward to summary page |  |  |  | 0
Item |  | Qty | Unit | Rate in € | Total
12.0T | Butterfly valves with insulation
a. | a. P-101 - DN200 | 1 | L/S |  | 0
[9 empty] | Total carried forward to summary page |  |  |  | 0
b. | b. P-102 - DN200 | 1 | L/S |  | 0
c. | c. P-103 - DN200 | 1 | L/S |  | 0
d. | d. P-104 - DN150 | 1 | L/S |  | 0
[7 empty] | Item | Description |  | Unit | Qty | Rate in € | Total
e. | e. P-201 - DN200 | 1 | L/S |  | 0
[7 empty] | 9 |  | Butterfly valves with insulation
f. | f. P-202 - DN200 | 1 | L/S |  | 0
[9 empty] | a. P-301 - DN100 | No. | 2 |  | 0
g. | g. P-203 - DN200 | 1 | L/S |  | 0
[9 empty] | b. P-302 - DN100 | No. | 2 |  | 0
h. | h. P-204 - DN150 | 1 | L/S |  | 0
[9 empty] | c. P-303 - DN150 | No. | 2 |  | 0
i. | i. P-205 - DN150 | 1 | L/S |  | 0
[9 empty] | d. P-304 - DN150 | No. | 2 |  | 0
[9 empty] | e. P-305 - DN150 | No. | 2 |  | 0
[9 empty] | f. P-306 - DN150 | No. | 2 |  | 0
[9 empty] | g. P-307 - DN125 | No. | 2 |  | 0
[9 empty] | h. P-308 - DN125 | No. | 2 |  | 0
[9 empty] | i. P-309 - DN80 | No. | 2 |  | 0
[9 empty] | j. P-310 - DN80 | No. | 2 |  | 0
P | Total carried forward to summary page |  |  |  | 0
Item |  | Qty | Unit | Rate in € | Total
13.0T | Butterfly valves with insulation
a. | a. P-301 - DN100 | 2 | No. |  | 0
[9 empty] | Total carried forward to summary page |  |  |  | 0
b. | b. P-302 - DN100 | 2 | No. |  | 0
c. | c. P-303 - DN150 | 2 | No. |  | 0
d. | d. P-304 - DN150 | 2 | No. |  | 0
[7 empty] | Item | Description |  | Unit | Qty | Rate in € | Total
e. | e. P-305 - DN150 | 2 | No. |  | 0
[7 empty] | 10 |  | Butterfly valves with insulation
f. | f. P-306 - DN150 | 2 | No. |  | 0
[9 empty] | a. P-401 - DN125 | No. | 2 |  | 0
g. | g. P-307 - DN125 | 2 | No. |  | 0
[9 empty] | b. P-402 - DN125 | No. | 2 |  | 0
h. | h. P-308 - DN125 | 2 | No. |  | 0
[9 empty] | c. P-403 - DN200 | No. | 2 |  | 0
i. | i. P-309 - DN80 | 2 | No. |  | 0
[9 empty] | d. P-404 - DN200 | No. | 2 |  | 0
j. | j. P-310 - DN80 | 2 | No. |  | 0
[9 empty] | e. P-405 - DN100 | No. | 2 |  | 0
[9 empty] | f. P-406 - DN100 | No. | 2 |  | 0
P | Total carried forward to summary page |  |  |  | 0
Item |  | Qty | Unit | Rate in € | Total
14.0T | Butterfly valves with insulation
a. | a. P-401 - DN125 | 2 | No. |  | 0
[9 empty] | Total carried forward to summary page |  |  |  | 0
b. | b. P-402 - DN125 | 2 | No. |  | 0
c. | c. P-403 - DN200 | 2 | No. |  | 0
d. | d. P-404 - DN200 | 2 | No. |  | 0
[7 empty] | Item | Description |  | Unit | Qty | Rate in € | Total
e. | e. P-405 - DN100 | 2 | No. |  | 0
[7 empty] | 11 |  | Butterfly valves with insulation
f. | f. P-406 - DN100 | 2 | No. |  | 0
[9 empty] | a. P-501 - DN80 | No. | 2 |  | 0
[9 empty] | b. P-502 - DN80 | No. | 2 |  | 0
[9 empty] | c. P-503 - DN100 | No. | 2 |  | 0
[9 empty] | d. P-504 - DN100 | No. | 2 |  | 0
P | Total carried forward to summary page |  |  |  | 0
Item |  | Qty | Unit | Rate in € | Total
15.0T | Butterfly valves with insulation
a. | a. P-501 - DN80 | 2 | No. |  | 0
b. | b. P-502 - DN80 | 2 | No. |  | 0 |  |  |  | Total carried forward to summary page |  |  |  | 0
c. | c. P-503 - DN100 | 2 | No. |  | 0
d. | d. P-504 - DN100 | 2 | No. |  | 0
[7 empty] | Item | Description |  | Unit | Qty | Rate in € | Total
[7 empty] | 12 |  | Strainers with insulation
[9 empty] | a. P-101 - DN200 | L/S | 1 |  | 0
[9 empty] | b. P-102 - DN200 | L/S | 1 |  | 0
[9 empty] | c. P-103 - DN200 | L/S | 1 |  | 0
[9 empty] | d. P-104 - DN150 | L/S | 1 |  | 0
[9 empty] | e. P-201 - DN200 | L/S | 1 |  | 0
[9 empty] | f. P-202 - DN200 | L/S | 1 |  | 0
[9 empty] | g. P-203 - DN200 | L/S | 1 |  | 0
[9 empty] | h. P-204 - DN150 | L/S | 1 |  | 0
[9 empty] | i. P-205 - DN150 | L/S | 1 |  | 0
P | Total carried forward to summary page |  |  |  | 0
Item |  | Qty | Unit | Rate in € | Total
16.0T | Strainers with insulation
a. | a. P-101 - DN200 | 1 | L/S |  | 0
b. | b. P-102 - DN200 | 1 | L/S |  | 0 |  |  |  | Total carried forward to summary page |  |  |  | 0
c. | c. P-103 - DN200 | 1 | L/S |  | 0
d. | d. P-104 - DN150 | 1 | L/S |  | 0
e. | e. P-201 - DN200 | 1 | L/S |  | 0 |  | Item | Description |  | Unit | Qty | Rate in € | Total
f. | f. P-202 - DN200 | 1 | L/S |  | 0 |  | 13 |  | Strainers with insulation
g. | g. P-203 - DN200 | 1 | L/S |  | 0 |  |  |  | a. P-301 - DN100 | No. | 1 |  | 0
h. | h. P-204 - DN150 | 1 | L/S |  | 0 |  |  |  | b. P-302 - DN100 | No. | 1 |  | 0
i. | i. P-205 - DN150 | 1 | L/S |  | 0 |  |  |  | c. P-303 - DN150 | No. | 1 |  | 0
[9 empty] | d. P-304 - DN150 | No. | 1 |  | 0
[9 empty] | e. P-305 - DN150 | No. | 1 |  | 0
[9 empty] | f. P-306 - DN150 | No. | 1 |  | 0
[9 empty] | g. P-307 - DN125 | No. | 1 |  | 0
[9 empty] | h. P-308 - DN125 | No. | 1 |  | 0
[9 empty] | i. P-309 - DN80 | No. | 1 |  | 0
[9 empty] | j. P-310 - DN80 | No. | 1 |  | 0
P | Total carried forward to summary page |  |  |  | 0
Item |  | Qty | Unit | Rate in € | Total
17.0T | Strainers with insulation
a. | a. P-301 - DN100 | 1 | No. |  | 0
b. | b. P-302 - DN100 | 1 | No. |  | 0 |  |  |  | Total carried forward to summary page |  |  |  | 0
c. | c. P-303 - DN150 | 1 | No. |  | 0
d. | d. P-304 - DN150 | 1 | No. |  | 0
e. | e. P-305 - DN150 | 1 | No. |  | 0 |  | Item | Description |  | Unit | Qty | Rate in € | Total
f. | f. P-306 - DN150 | 1 | No. |  | 0 |  | 14 |  | Strainers with insulation
g. | g. P-307 - DN125 | 1 | No. |  | 0 |  |  |  | a. P-401 - DN125 | No. | 1 |  | 0
h. | h. P-308 - DN125 | 1 | No. |  | 0 |  |  |  | b. P-402 - DN125 | No. | 1 |  | 0
i. | i. P-309 - DN80 | 1 | No. |  | 0 |  |  |  | c. P-403 - DN200 | No. | 1 |  | 0
j. | j. P-310 - DN80 | 1 | No. |  | 0 |  |  |  | d. P-404 - DN200 | No. | 1 |  | 0
[9 empty] | e. P-405 - DN100 | No. | 1 |  | 0
[9 empty] | f. P-406 - DN100 | No. | 1 |  | 0
P | Total carried forward to summary page |  |  |  | 0
Item |  | Qty | Unit | Rate in € | Total
18.0T | Strainers with insulation
a. | a. P-401 - DN125 | 1 | No. |  | 0
b. | b. P-402 - DN125 | 1 | No. |  | 0 |  |  |  | Total carried forward to summary page |  |  |  | 0
c. | c. P-403 - DN200 | 1 | No. |  | 0
d. | d. P-404 - DN200 | 1 | No. |  | 0
e. | e. P-405 - DN100 | 1 | No. |  | 0 |  | Item | Description |  | Unit | Qty | Rate in € | Total
f. | f. P-406 - DN100 | 1 | No. |  | 0 |  | 15 |  | Strainers with insulation
[9 empty] | a. P-501 - DN80 | No. | 1 |  | 0
[9 empty] | b. P-502 - DN80 | No. | 1 |  | 0
[9 empty] | c. P-503 - DN100 | No. | 1 |  | 0
[9 empty] | d. P-504 - DN100 | No. | 1 |  | 0
P | Total carried forward to summary page |  |  |  | 0
Item |  | Qty | Unit | Rate in € | Total
19.0T | Strainers with insulation
a. | a. P-501 - DN80 | 1 | No. |  | 0
b. | b. P-502 - DN80 | 1 | No. |  | 0 |  |  |  | Total carried forward to summary page |  |  |  | 0
c. | c. P-503 - DN100 | 1 | No. |  | 0
d. | d. P-504 - DN100 | 1 | No. |  | 0
[7 empty] | Item | Description |  | Unit | Qty | Rate in € | Total
[7 empty] | 16 |  | Non return valves with insulation
[9 empty] | a. P-101 - DN200 | L/S | 1 |  | 0
[9 empty] | b. P-102 - DN200 | L/S | 1 |  | 0
[9 empty] | c. P-103 - DN200 | L/S | 1 |  | 0
[9 empty] | d. P-104 - DN150 | L/S | 1 |  | 0
[9 empty] | e. P-201 - DN200 | L/S | 1 |  | 0
[9 empty] | f. P-202 - DN200 | L/S | 1 |  | 0
[9 empty] | g. P-203 - DN200 | L/S | 1 |  | 0
[9 empty] | h. P-204 - DN150 | L/S | 1 |  | 0
[9 empty] | i. P-205 - DN150 | L/S | 1 |  | 0
P | Total carried forward to summary page |  |  |  | 0
Item |  | Qty | Unit | Rate in € | Total
20.0T | Non return valves with insulation
a. | a. P-101 - DN200 | 1 | L/S |  | 0
b. | b. P-102 - DN200 | 1 | L/S |  | 0 |  |  |  | Total carried forward to summary page |  |  |  | 0
c. | c. P-103 - DN200 | 1 | L/S |  | 0
d. | d. P-104 - DN150 | 1 | L/S |  | 0
e. | e. P-201 - DN200 | 1 | L/S |  | 0 |  | Item | Description |  | Unit | Qty | Rate in € | Total
f. | f. P-202 - DN200 | 1 | L/S |  | 0 |  | 17 |  | Non return valves with insulation
g. | g. P-203 - DN200 | 1 | L/S |  | 0 |  |  |  | a. P-301 - DN100 | No. | 1 |  | 0
h. | h. P-204 - DN150 | 1 | L/S |  | 0 |  |  |  | b. P-302 - DN100 | No. | 1 |  | 0
i. | i. P-205 - DN150 | 1 | L/S |  | 0 |  |  |  | c. P-303 - DN150 | No. | 1 |  | 0
[9 empty] | d. P-304 - DN150 | No. | 1 |  | 0
[9 empty] | e. P-305 - DN150 | No. | 1 |  | 0
[9 empty] | f. P-306 - DN150 | No. | 1 |  | 0
[9 empty] | g. P-307 - DN125 | No. | 1 |  | 0
[9 empty] | h. P-308 - DN125 | No. | 1 |  | 0
[9 empty] | i. P-309 - DN80 | No. | 1 |  | 0
[9 empty] | j. P-310 - DN80 | No. | 1 |  | 0
P | Total carried forward to summary page |  |  |  | 0
Item |  | Qty | Unit | Rate in € | Total
21.0T | Non return valves with insulation
a. | a. P-301 - DN100 | 1 | No. |  | 0
b. | b. P-302 - DN100 | 1 | No. |  | 0 |  |  |  | Total carried forward to summary page |  |  |  | 0
c. | c. P-303 - DN150 | 1 | No. |  | 0
d. | d. P-304 - DN150 | 1 | No. |  | 0
e. | e. P-305 - DN150 | 1 | No. |  | 0 |  | Item | Description |  | Unit | Qty | Rate in € | Total
f. | f. P-306 - DN150 | 1 | No. |  | 0 |  | 18 |  | Non return valves with insulation
g. | g. P-307 - DN125 | 1 | No. |  | 0 |  |  |  | a. P-401 - DN125 | No. | 1 |  | 0
h. | h. P-308 - DN125 | 1 | No. |  | 0 |  |  |  | b. P-402 - DN125 | No. | 1 |  | 0
i. | i. P-309 - DN80 | 1 | No. |  | 0 |  |  |  | c. P-403 - DN200 | No. | 1 |  | 0
j. | j. P-310 - DN80 | 1 | No. |  | 0 |  |  |  | d. P-404 - DN200 | No. | 1 |  | 0
[9 empty] | e. P-405 - DN100 | No. | 1 |  | 0
[9 empty] | f. P-406 - DN100 | No. | 1 |  | 0
P | Total carried forward to summary page |  |  |  | 0
Item |  | Qty | Unit | Rate in € | Total
22.0T | Non return valves with insulation
a. | a. P-401 - DN125 | 1 | No. |  | 0
b. | b. P-402 - DN125 | 1 | No. |  | 0 |  |  |  | Total carried forward to summary page |  |  |  | 0
c. | c. P-403 - DN200 | 1 | No. |  | 0
d. | d. P-404 - DN200 | 1 | No. |  | 0
e. | e. P-405 - DN100 | 1 | No. |  | 0 |  | Item | Description |  | Unit | Qty | Rate in € | Total
f. | f. P-406 - DN100 | 1 | No. |  | 0 |  | 19 |  | Non return valves with insulation
[9 empty] | a. P-501 - DN80 | No. | 2 |  | 0
[9 empty] | b. P-502 - DN80 | No. | 2 |  | 0
[9 empty] | c. P-503 - DN100 | No. | 2 |  | 0
[9 empty] | d. P-504 - DN100 | No. | 2 |  | 0
[7 empty] | 20 |  | Pressure gauges c/w siphon and cock | No. | 66 |  | 0
P | Total carried forward to summary page |  |  |  | 0
Item |  | Qty | Unit | Rate in € | Total
23.0T | Non return valves with insulation
a. | a. P-501 - DN80 | 2 | No. |  | 0
b. | b. P-502 - DN80 | 2 | No. |  | 0 |  |  |  | Total carried forward to summary page |  |  |  | 0
c. | c. P-503 - DN100 | 2 | No. |  | 0
d. | d. P-504 - DN100 | 2 | No. |  | 0
[7 empty] | Item | Description |  | Unit | Qty | Rate in € | Total
24 | Pressure gauges c/w siphon and cock | 66 | No. |  | 0
Allow for variable speed control of all Condenser and Primary chilled and heating pumps including controllers, differential pressure sensors, cabling, containment, pipe fittings and pockets. System will be capable of working independently of existing BMS and include facility to interface with existing or future BMS. Pump operation will be controlled by Central Controller.
PUMPS
[7 empty] | 21 |  | Heat exchanger to chiller condenser circulating pumps, complete with anti-vibration mountings, differential pressure switch connected to BMS and pipe flexible connections, etc. as specified.
[9 empty] | a. P-101 | No. | 1 | 81 | 81
[9 empty] | b. P-102 | No. | 1 | 81 | 81
[9 empty] | c. P-103 | No. | 1 | 81 | 81
[9 empty] | d. P-104 | No. | 1 | 152.91 | 152.91
[7 empty] | 22 |  | Primary chilled water pumps complete with anti-vibration mounting and pipe flexible connections, etc. as specified.
[9 empty] | a. P-201 | No. | 1 | 165.9 | 165.9
[9 empty] | b. P-202 | No. | 1 | 165.9 | 165.9
[9 empty] | c. P-203 | No. | 1 | 165.9 | 165.9
[9 empty] | d. P-204 | No. | 1 | 152.91 | 152.91
[9 empty] | e. P-205 | No. | 1 | 152.91 | 152.91
[7 empty] | 23 |  | Primary heating water pumps complete with anti-vibration mountings, differential pressure switch connected to BMS and pipe flexible connections, etc. as specified.
[9 empty] | a. P-206 | No. | 1 | 165.9 | 165.9
[9 empty] | b. P-207 | No. | 1 | 165.9 | 165.9
[9 empty] | c. P-208 | No. | 1 | 165.9 | 165.9
P | Total carried forward to summary page |  |  |  | 0 |  |  |  | Total carried forward to summary page |  |  |  | 1697.13
Item |  | Qty | Unit | Rate in € | Total |  | Item | Description |  | Unit | Qty | Rate in € | Total
T | Allow for variable speed control of all Condenser and Primary chilled and heating pumps including controllers, differential pressure sensors, cabling, containment, pipe fittings and pockets. System will be capable of working independently of existing BMS and include facility to interface with existing or future BMS. Pump operation will be controlled by Central Controller. | [5 empty] | 24 |  | Primary heating water pumps complete with anti-vibration mountings, differential pressure switch connected to BMS and pipe flexible connections, etc. as specified.
[9 empty] | a. P-209 | No. | 1 | 165.9 | 165.9
T | PUMPS
[9 empty] | b. P-210 | No. | 1 | 165.9 | 165.9
25.0T | Heat exchanger to chiller condenser circulating pumps, complete with anti-vibration mountings, differential pressure switch connected to BMS and pipe flexible connections, etc. as specified.
a. | a. P-101 | 1 | No. | #REF! | #REF! | 3
b. | b. P-102 | 1 | No. | #REF! | #REF! | 3
c. | c. P-103 | 1 | No. | #REF! | #REF! | 3
d. | d. P-104 | 1 | No. | #REF! | #REF! | 3
26.0T | Primary chilled water pumps complete with anti-vibration mounting and pipe flexible connections, etc. as specified.
a. | a. P-201 | 1 | No. | #REF! | #REF! | 3
b. | b. P-202 | 1 | No. | #REF! | #REF! | 3
c. | c. P-203 | 1 | No. | #REF! | #REF! | 3
d. | d. P-204 | 1 | No. | #REF! | #REF! | 3
e. | e. P-205 | 1 | No. | #REF! | #REF! | 3
27.0T | Primary heating water pumps complete with anti-vibration mountings, differential pressure switch connected to BMS and pipe flexible connections, etc. as specified.
a. | a. P-206 | 1 | No. | #REF! | #REF! | 3
b. | b. P-207 | 1 | No. | #REF! | #REF! | 3
c. | c. P-208 | 1 | No. | #REF! | #REF! | 3
P | Total carried forward to summary page |  |  |  | #REF!
Item |  | Qty | Unit | Rate in € | Total
28.0T | Primary heating water pumps complete with anti-vibration mountings, differential pressure switch connected to BMS and pipe flexible connections, etc. as specified. | [7 empty] | Total carried forward to summary page |  |  |  | 331.8
a. | a. P-209 | 1 | No. | #REF! | #REF! | 3
b. | b. P-210 | 1 | No. | #REF! | #REF! | 3
[7 empty] | Item | Description |  | Unit | Qty | Rate in € | Total
Allow for variable speed control of all secondary pumps including controllers, differential pressure sensors, cabling, containment, pipe fittings and pockets. Differential pressure sensors to be located remotely at approx. 60% distance of the index pipe run.
PUMPS
[7 empty] | 25 |  | Cooling / heating secondary pumps complete with anti-vibration mounting and pipe flexible connections as specified.
[9 empty] | a. P-301 | No. | 1 | 61.84 | 61.84
[9 empty] | b. P-302 | No. | 1 | 61.84 | 61.84
[9 empty] | c. P-303 | No. | 1 | 47.58 | 47.58
[9 empty] | d. P-304 | No. | 1 | 47.58 | 47.58
[9 empty] | e. P-305 | No. | 1 | 61.84 | 61.84
[9 empty] | f. P-306 | No. | 1 | 61.84 | 61.84
[9 empty] | g. P-307 | No. | 1 | 43.84 | 43.84
[9 empty] | h. P-308 | No. | 1 | 43.84 | 43.84
[9 empty] | i. P-309 | No. | 1 | 43.84 | 43.84
[9 empty] | j. P-310 | No. | 1 | 43.84 | 43.84
P | Total carried forward to summary page |  |  |  | #REF!
[9 empty] | Total carried forward to summary page |  |  |  | 517.88
Item |  | Qty | Unit | Rate in € | Total
T | Allow for variable speed control of all secondary pumps including controllers, differential pressure sensors, cabling, containment, pipe fittings and pockets. Differential pressure sensors to be located remotely at approx. 60% distance of the index pipe run.
T | PUMPS | [5 empty] | Item | Description |  | Unit | Qty | Rate in € | Total
29.0T | Cooling / heating secondary pumps complete with anti-vibration mounting and pipe flexible connections as specified. | [5 empty] | 26 |  | Cooling water secondary pumps complete with anti-vibration mountings, differential pressure switch connected to BMS and pipe flexible connections, etc. as specified.
a. | a. P-301 | 1 | No. | #REF! | #REF! |  |  |  | a. P-401 | No. | 1 | 61.84 | 61.84
b. | b. P-302 | 1 | No. | #REF! | #REF! |  |  |  | b. P-402 | No. | 1 | 61.84 | 61.84
c. | c. P-303 | 1 | No. | #REF! | #REF! |  |  |  | c. P-403 | No. | 1 | 61.84 | 61.84
d. | d. P-304 | 1 | No. | #REF! | #REF! |  |  |  | d. P-404 | No. | 1 | 61.84 | 61.84
e. | e. P-305 | 1 | No. | #REF! | #REF! |  |  |  | e. P-405 | No. | 1 | 43.84 | 43.84
f. | f. P-306 | 1 | No. | #REF! | #REF! |  |  |  | f. P-406 | No. | 1 | 43.84 | 43.84
g. | g. P-307 | 1 | No. | #REF! | #REF!
h. | h. P-308 | 1 | No. | #REF! | #REF!
i. | i. P-309 | 1 | No. | #REF! | #REF!
j. | j. P-310 | 1 | No. | #REF! | #REF!
P | Total carried forward to summary page |  |  |  | #REF!
Item |  | Qty | Unit | Rate in € | Total
[9 empty] | Total carried forward to summary page |  |  |  | 335.04
30.0T | Cooling water secondary pumps complete with anti-vibration mountings, differential pressure switch connected to BMS and pipe flexible connections, etc. as specified.
a. | a. P-401 | 1 | No. | #REF! | #REF! | 3
b. | b. P-402 | 1 | No. | #REF! | #REF! | 3
[7 empty] | Item | Description |  | Unit | Qty | Rate in € | Total
c. | c. P-403 | 1 | No. | #REF! | #REF! | 3
[7 empty] | 27 |  | Heating water secondary pumps complete with anti-vibration mountings, differential pressure switch connected to BMS and pipe flexible connections, etc. as specified.
d. | d. P-404 | 1 | No. | #REF! | #REF! | 3
[9 empty] | a. P-501 | No. | 1 | 43.84 | 43.84
e. | e. P-405 | 1 | No. | #REF! | #REF! | 3
[9 empty] | b. P-502 | No. | 1 | 43.84 | 43.84
f. | f. P-406 | 1 | No. | #REF! | #REF! | 3
[9 empty] | c. P-503 | No. | 1 | 47.58 | 47.58
[9 empty] | d. P-504 | No. | 1 | 47.58 | 47.58
P | Total carried forward to summary page |  |  |  | #REF!
Item |  | Qty | Unit | Rate in € | Total
31.0T | Heating water secondary pumps complete with anti-vibration mountings, differential pressure switch connected to BMS and pipe flexible connections, etc. as specified. | [7 empty] | Total carried forward to summary page |  |  |  | 182.84
a. | a. P-501 | 1 | No. | #REF! | #REF! | 3
b. | b. P-502 | 1 | No. | #REF! | #REF! | 3
c. | c. P-503 | 1 | No. | #REF! | #REF! | 3
d. | d. P-504 | 1 | No. | #REF! | #REF! | 3
P | Total carried forward to summary page |  |  |  | #REF!

## AHU_Motors_New_BOQ
BILL OF QUANTITIES
AHU'S - NEW FAN MOTORS AND CONTROLS
Item |  | Qty | Unit | Rate in € | Total
T | Dismantle and remove existing AHU motors, and replace with new high efficiency EC fans with all wiring controls, etc. for a complete working system. System will allow variable speed control based on load requirements. System will be capable of working independently of existing BMS and include facility to interface with existing or future BMS.
T | SYSTEM ON AHU/1
1 | Air handling unit AHU/1 EC fan complete with all wiring controls, etc. for a complete working system. | 1 | No. | Included in PCQ-25-0440 |  | 3
T | SYSTEM ON AHU/2
2 | Air handling unit AHU/2 EC fan complete with all wiring controls, etc. for a complete working system. | 1 | No. | Not existing on site |  | 3
T | SYSTEM ON AHU/3
3 | Air handling unit AHU/3 EC fan complete with all wiring controls, etc. for a complete working system. | 1 | No. | Included in PCQ-25-0440 |  | 3
T | SYSTEM ON AHU/4
4 | Air handling unit AHU/4 EC fan complete with all wiring controls, etc. for a complete working system. | 1 | No. | Included in PCQ-25-0440 |  | 3
T | SYSTEM ON AHU/5
5 | Air handling unit AHU/5 EC fan complete with all wiring controls, etc. for a complete working system. | 1 | No. | Included in PCQ-25-0440 |  | 3
T | SYSTEM ON AHU/6
6 | Air handling unit AHU/6 EC fan complete with all wiring controls, etc. for a complete working system. | 1 | No. | Included in PCQ-25-0440 |  | 3
T | SYSTEM ON AHU/7
7 | Air handling unit AHU/7 EC fan complete with all wiring controls, etc. for a complete working system. | 1 | No. | 5699.05 | 5699.05 | 3
T | SYSTEM ON AHU/8
8 | Air handling unit AHU/8 EC fan complete with all wiring controls, etc. for a complete working system. | 1 | No. | Not existing on site |  | 3
P | Total carried forward to summary page |  |  |  | 5699.05
Item |  | Qty | Unit | Rate in € | Total
T | SYSTEM ON AHU/9
9 | Air handling unit AHU/9 EC fan complete with all wiring controls, etc. for a complete working system. | 1 | No. | 5570.91 | 5570.91 | 3
T | SYSTEM ON AHU/10
10 | Air handling unit AHU/10 EC fan complete with all wiring controls, etc. for a complete working system. | 1 | No. | 5533.83 | 5533.83 | 3
T | SYSTEM ON AHU/11
11 | Air handling unit AHU/8 EC fan complete with all wiring controls, etc. for a complete working system. | 1 | No. | 5570.91 | 5570.91 | 3
T | SYSTEM ON AHU12
12 | Air handling unit AHU/9 EC fan complete with all wiring controls, etc. for a complete working system. | 1 | No. | 6127.44 | 6127.44 | 3
T | SYSTEM ON AHU/13
13 | Air handling unit AHU/10 EC fan complete with all wiring controls, etc. for a complete working system. | 1 | No. | 5570.91 | 5570.91 | 3
T | SYSTEM ON AHU/14
14 | Air handling unit AHU/14 EC fan complete with all wiring controls, etc. for a complete working system. | 1 | No. | Included in PCQ-25-0440 |  | 3
T | SYSTEM ON AHU/15
15 | Air handling unit AHU/15 EC fan complete with all wiring controls, etc. for a complete working system. | 1 | No. | Included in PCQ-25-0440 |  | 3
T | SYSTEM ON AHU/16
16 | Air handling unit AHU/16 EC fan complete with all wiring controls, etc. for a complete working system. | 1 | No. | Included in PCQ-25-0440 |  | 3
T | SYSTEM ON AHU/17
17 | Air handling unit AHU/17 EC fan complete with all wiring controls, etc. for a complete working system. | 1 | No. | 5570.91 | 5570.91 | 3
P | Total carried forward to summary page |  |  |  | 33944.91
Item |  | Qty | Unit | Rate in € | Total
T | SYSTEM ON AHU/18
18 | Air handling unit AHU/18 EC fan complete with all wiring controls, etc. for a complete working system. | 1 | No. | 5570.91 | 5570.91 | 3
T | SYSTEM ON AHU/19
19 | Air handling unit AHU/19 EC fan complete with all wiring controls, etc. for a complete working system. | 1 | No. | 5506.83 | 5506.83 | 3
T | SYSTEM ON AHU/20
20 | Air handling unit AHU/20 EC fan complete with all wiring controls, etc. for a complete working system. | 1 | No. | 5570.91 | 5570.91 | 3
T | SYSTEM ON AHU/21
21 | Air handling unit AHU/21 EC fan complete with all wiring controls, etc. for a complete working system. | 1 | No. | Not existing on site |  | 3
T | SYSTEM ON AHU/22
22 | Air handling unit AHU/22 EC fan complete with all wiring controls, etc. for a complete working system. | 1 | No. | Same as AHU 24 - Isaac 10.09.2025 |  | 3
T | SYSTEM ON AHU/23
23 | Air handling unit AHU/23 EC fan complete with all wiring controls, etc. for a complete working system. | 1 | No. | Already Awarded |  | 3
T | SYSTEM ON AHU/24
24 | Air handling unit AHU/24 EC fan complete with all wiring controls, etc. for a complete working system. | 1 | No. | 5550.86 | 5550.86 | 3
T | SYSTEM ON AHU/25A
25 | Air handling unit AHU/25A EC fan complete with all wiring controls, etc. for a complete working system. | 1 | No. | 5486.79 | 5486.79 | 3
P | Total carried forward to summary page |  |  |  | 27686.3
Item |  | Qty | Unit | Rate in € | Total
T | SYSTEM ON AHU/25B
26 | Air handling unit AHU/25B EC fan complete with all wiring controls, etc. for a complete working system. | 1 | No. | 5486.79 | 5486.79 | 3
END!
27 | Allow for survey of existing AHU'S and detailed report. | 1 | LS |  | 0
T | Before ordering the fans and motors, the contractor is required to survey existing AHU's to confirm existing motor ratings and issue a detailed report including a method statement how the existing motors will be removed and the new motors and fans will be installed prior to order of replacement motors. Report is to consider dimensions and access required to replace new fans and motors.
P | Total carried forward to summary page |  |  |  | 5486.79

## EF_BOQ
BILL OF QUANTITIES | [6 empty] | BILL OF QUANTITIES
EXTRACT FANS | [6 empty] | EXTRACT FANS
Item |  | Qty | Unit | Rate in € | Total |  | Item | Description |  | Unit | Qty | Rate in € | Total
T | SYSTEM ON EF/1 | [7 empty] | SYSTEM ON EF/2
1 | Extract fan reference EF/1 complete with mounting hardware, speed controller, flexible duct connections, supports, A.V.M. power supplies etc., as specified. | 1 | No. | #REF! | #REF! | 2 | 1 |  | Extract fan reference EF/2 complete with mounting hardware, speed controller, flexible duct connections, supports, A.V.M. power supplies etc., as specified. | No. | 1 | 126.58 | 126.58
2.T | Weather louvre WL/x | [7 empty] | SYSTEM ON EF/3
a. | a. 800 x 600 | 1 | No. |  | 0 |  | 2 |  | Extract fan reference EF/3 complete with mounting hardware, speed controller, flexible duct connections, supports, A.V.M. power supplies etc., as specified. | No. | 1 | 126.58 | 126.58
T | SYSTEM ON EF/2 | [7 empty] | REFRIGERANT LEAK DETECTION
3 | Extract fan reference EF/2 complete with mounting hardware, speed controller, flexible duct connections, supports, A.V.M. power supplies etc., as specified. | 1 | No. | #REF! | #REF! | 2 | 3 |  | Refrigerant leak detectors to detect when refrigerant concentration exceeds 25% of LFL for R1234ze. Detectors must be positioned a maximum of 30 cm from the floor and 1 m from the refrigerator | No. | 7 | 1198.92 | 8392.44
T | SYSTEM ON EF/3 | [5 empty] | 4 |  | Refrigerant leak control system which automatically triggers visual and audible alarms inside the refrigeration plant room and outside each entrance to the refrigeration plant room, starts mechanical ventilation, and shuts down the system when activated. | L/S | 1 | 6720.5 | 6720.5
A remote (emergency) switching device for stopping the refrigeration system must be provided outside the room (near the door). A similarly functioning switch must be placed in a suitable location within the room.
4 | Extract fan reference EF/3 complete with mounting hardware, speed controller, flexible duct connections, supports, A.V.M. power supplies etc., as specified. | 1 | No. | #REF! | #REF! | 2
[9 empty] | Total carried forward to summary page |  |  |  | 15366.1
S | Total carried forward to summary page |  |  |  | #REF!

## AC_Split_Unit_BOQ
BILL OF QUANTITIES
AC SPLIT UNIT
Item |  | Qty | Unit | Rate in € | Total
1.0T | Air cooled packaged heat pump air-conditioning units for Electrical switchgear room, wall mounted type complete with condensing units, controls and power wiring between indoor and outdoor unit, supporting brackets, refrigerant piping, drain pump, insulation, drains, etc
a. | a. AC/1 | 1 | No | 58 | 58 | 3
S | Total carried forward to summary page |  |  |  | 58

## Commissioning_BOQ
BILL OF QUANTITIES
COMMISSIONING AND DOCUMENTATION
Item |  | Qty | Unit | Rate in € | Total
1 | Carry out all necessary testing and commissioning to the satisfaction of the Client's Engineer. All commissioning documentation is to be certified for correctness and signed by a Malta accredited Warranted Electrical Engineer, also holding a locally accredited Authorization B, on behalf of the appointed contractor. | 1 | LS | Included with electrical quotation
All costs associated with phasing of works related to chilled water plant and phasing of commissioning to ensure continuous supply of chilled water to the Hotel are to be included in the quoted rates.
2 | Provide sufficient training on the operation and maintenance of all plant and systems to the Employer's representatives as specified. | 1 | LS |  | 0
3 | Supply and hand-over two complete sets of operation and maintenance manuals together with drawings of works "As Fitted". These shall include: wiring diagrams; test / commissioning data and certificates; equipment data, including manufacturer's details, schedules, specifications and selection / performance data and parts lists. In addition an electronic copy of the "As Fitted" drawings and manuals are to be furnished in both ACAD and pdf format. | 1 | LS |  | 0
P | Total carried forward to summary page |  |  |  | 0
END!

## Maintenance_BOQ
BILL OF QUANTITIES
MAINTENANCE
Item | Description |  | Unit | Qty | Rate in € | Total
1 |  | Allow for 3 years preventative maintenance for all contract scope including remote monitoring by factory engineers using cloud based software | Years | 3 |  | 0
2 |  | Rate for additional 1 years preventative maintenance for all contract scope including remote monitoring by factory engineers using cloud based software | Rate only | 1 |  | Rate only
P |  | Total carried forward to summary page |  |  |  | 0
END!

## Fire_Barrier_BOQ
BILL OF QUANTITIES
FIRE STOPPING
Item |  | Qty | Unit | Rate in € | Total
1 | Fire barrier provisions to maintain fire compartmentation as, required around and within all M&E services. Contractor, to provide itemised cost breakdown under this sheet. | 1 | LS | 659.9 | 659.9
P | Total carried forward to summary page |  |  |  | 659.9
END!

## Prelims_BOQ
BILL OF QUANTITIES
PRELIMINARIES
Item |  | Qty | Unit | Rate in € | Total
1 | Mobilisation and demobilisation including setting up of workshop storage facilities and their security. | 1 | LS | 411.78 | 411.78
2 | Safety clothing for all site personnel in accordance with statutory requirements. | 1 | LS | 514.72 | 514.72
3 | Allowance for weekly progress meetings within project execution period. | 1 | LS | 1029.44 | 1029.44
4 | Provision of instrumentation used for commissioning purposes including evidence of associated valid calibration certificates. | 1 | LS | Included
5 | Two copies of a complete set of installation drawings allowing for coordination with sub-contractors, client, interior designer, etc. as applicable. | 1 | LS | 615.03 | 615.03
6 | Rate only for the re-issue of one installation drawing, if so requested by the engineer, to include the changes requested through instructions and revisions identified during project execution. | 1 | No | 51.47 | Rate Only per drawing
7 | Provision for a quality control engineer to ensure that the items being proposed are in accordance with technical specification and will fulfil the project requirements. | 1 | LS | 0 | 0
8 | Provision for a Quality Control Engineer to certify that the equipment and materials are installed, tested and commissioned in accordance with manufacturer's recommendations and / or relevant statutory requirements and / or CIBSE and / or equal and approved documents. | 1 | LS | Included
9 | Allow for the preparation of project administration including minutes of progress meetings and other documentation required by the project Engineer / Client. | 1 | LS | 0 | 0
10 | Provision of signing of commissioning documentation by an independent Warranted Engineer. | 1 | LS | 171.57 | 171.57
P | Total carried forward to summary page |  |  |  | 2742.54
Item |  | Qty | Unit | Rate in € | Total
11 | Provision of signing of as-fitted drawings by an independent Warranted Engineer. | 1 | LS | 171.57 | 171.57
12 | To allow for builders works in accordance to the preamble section of the technical specifications. | 1 | LS | 1055.84 | 1055.84
13 | Provision for a recognised Health and Safety Officer. | 1 | LS | 0 | 0
14 | Provision for completing the necessary risk assessment and method statements required. | 1 | LS | 0 | 0
P | Total carried forward to summary page |  |  |  | 1227.41
END!

## Comm_BOQ
BILL OF QUANTITIES
COMMISSIONING AND DOCUMENTATION
Item |  | Qty | Unit | Rate in € | Total
1 | Carry out all necessary testing and commissioning to the satisfaction of the Engineer. All commissioning documentation is to be certified for correctness and signed by a Warranted Engineer. | 1 | LS | 1911.03 | 1911.03
All costs associated with phasing of works related to chilled water plant and phasing of commissioning to ensure continuous supply of chilled water to the Hotel are to be included in the quoted rates.
2 | Provide sufficient training on the operation and maintenance of all plant and systems to the Employer's representatives as specified. | 1 | LS | 944.57 | 944.57
3 | Supply and hand-over two complete sets of operation and maintenance manuals together with drawings of works "As Fitted". These shall include: wiring diagrams; test / commissioning data and certificates; equipment data, including manufacturer's details, schedules, specifications and selection / performance data and parts lists. In addition an electronic copy of the "As Fitted" drawings and manuals are to be furnished in both ACAD and pdf format. | 1 | LS | 1949.91 | 1949.91
| Total carried forward to summary page |  |  |  | 4805.51
END!

## Maint_BOQ
BILL OF QUANTITIES
MAINTENANCE
Item |  | Qty | Unit | Rate in € | Total
1 | Allow for 3 years preventative maintenance for all contract scope including remote monitoring by factory engineers using cloud based software | 3 | Years | 9864.04 | 29592.12
2 | Rate for additional 1 years preventative maintenance for all contract scope including remote monitoring by factory engineers using cloud based software | 1 | Rate only | 11081.29 | Rate only
| Total carried forward to summary page |  |  |  | 29592.12
END!