## Notes
NOTES | Rev: 235
checkdesc
ELECTRICAL | Elec_Rates
Elec_Est
Dist Boards | Elv_Rates
1 | ELV_Est
2 | Ext_Quote
Int_Quote
Wiring Accessories | Est_BOQ
1
2 | Camilleri&Cuschieri Tenders
Conduit
ELV | Wiring
Supply
Fire Alarm
1
2
3
Data
1
2
3

## ML_Sum
| CLIENT: | 1 | Eden Lesuire Group |  |  | TRUE | TRUE | 1 | 1 | 1 | 1 | 1 | 1 | 1 |  | € | Recon /Lab.Cont >> | R | 1 |  | 1 | BOQ | x | x | x | x | x | x | x
| PROJECT: | 0.97379 | Intercontinental - Plant Retrofit |  | Electrical | TRUE |  | 2 | 1 | 1 | 1 | 1 | 1 | 1 |  | 2.621% | A) 1.35-1.35 | 1.35 | 37.071 | Mark up as advised by Alexei on 11/09.2025 |  |  | x | x | x | x | x | x | x
| JOB DESC: | 0.97379 | Retrofitting works for the Electrical Installations |  | ECA (Technician) | TRUE |  | 3 | 1 | 1 | 1 | 1 | 1 | 1 |  | 2.621% | B) 1.35-1.66 | 1.35 | 45.5355 | Mark up as advised by Alexei on 11/09.2026 |  |  | x | x | x | x | x | x | x
| INT. QUOT No: | 0.97379 | EL25-0477 |  | ECA (Engineer) | TRUE |  | 4 | 1 | 1 | 1 | 1 | 1 | 1 |  | 2.621% | C) 1.35-1.47 | 1.35 | 40.5 | Mark up as advised by Alexei on 11/09.2027 |  |  | x | x | x | x | x | x | x
| CLIENTs REF: | 1 | Tender |  | Megaline | TRUE |  | 5 | 1 | 1 | 1 | 1 | 1 | 1 |  |  | D) 1-1.35 | 1 | 37.071 |  |  |  | x | x | x | x | x | x | x
| VAT: | 1 | VAT EXCL. |  |  | TRUE |  | 6 | 1 | 1 | 1 | 1 | 1 | 1 |  |  | E) | [5 empty] | x | x | x | x | x | x | x
| SAVED ON: | 1 | 2025-07-28 |  |  | TRUE |  | 7 | 1 | 1 | 1 | 1 | 1 |  |  |  | F) | [5 empty] | x | x | x | x | x | x | x
| ESTIMATOR: | 1 | M.Scicluna |  |  | TRUE |  | 8 | 1 | 1 | 1 | 1 | 1 |  |  |  | G) | [5 empty] | x | x | x | x | x | x | x
| LAB. COST: | 1 | 27.46 | Cost for 2025 |  | TRUE |  | 9 | 1 | 1 | 1 | 1 | 1 |  |  |  | H) | [5 empty] | x | x | x | x | x | x | x
|  | 1 |  |  |  | TRUE |  | 10 | 1 | 1 | 1 | 1 | 1 | 1 |  |  | I) | [5 empty] | x | x | x | x | x | x | x
|  | 1 | [14 empty] | J) | [5 empty] | x | x | x | x | x | x | x
|  | 0.97379 |  |  |  | SYSTEMS | SYSTEMS | SYSTEMS | SYSTEMS | SYSTEMS | SYSTEMS | SYSTEMS | SYSTEMS | SYSTEMS | SYSTEMS | 2.621% | MIXED - X,Y ) | MAT MU | LAB RATE |  |  |  | x | x | x | x | x | x | x
| MATERIAL & LABOUR SUMMARY |  |  |  |  | ItemCode | CostCode | MAKE | PART_NO | MARKUP | TYPE | LIST_P | SET | FIX | DATE | %Dsct in BOQ | MATMU-LABMU | MAT CONT >> | 1
[23 empty] | x | x | x | x | x | x | x
[16 empty] | 1.379% | Average Discount applied in BOQ (Q2-Q12) | [5 empty] | x | x | x | x | x | x | x
[16 empty] | 0% | Average Discount applied on Totals (Q23-Q32) | [5 empty] | x | x | x | x | x | x | x
[16 empty] | 1.379% | Overall Discount
[16 empty] | 1.1482 | Overall Markup (Final Selling Excl.VAT/Total Cost )
|  |  |  | DISCOUNTED | SELLING | [10 empty] | % Discnt | MATERIAL |  | LABOUR
Discy.A-J | Markup/LRate |  |  | SELLING € | € | VAT/DISC | MU | LABRATE | LABCOST | [6 empty] | on Totals | € |  | Pair Hrs. |  |  | Undiscounted values | [5 empty] | Discounted Values
-0.0025903 | A) 1.35, 37.07 |  | Electrical | 147372.9693 | 147372.9693 | 0.97379 | 1.35 | 37.071 | 27.46 | [7 empty] | 40888.73 |  | 2593.387 |  |  | 151339.24 | 151339.24 | 40888.73 |  | 2593.387 |  | 147372.9767
-0.0075784 | A) 1.35, 45.54 |  | ECA (Technician) | 42268.4269 | 42268.4269 | 0.97379 | 1.35 | 45.5355 | 27.46 | [7 empty] | 24878.05 |  | 215.67 |  |  | 43406.01 | 43406.01 | 24878.05 |  | 215.67 |  | 42268.4355
0.0045018 | A) 1.35, 40.5 |  | ECA (Engineer) | 11447.0538 | 11447.0538 | 0.97379 | 1.35 | 40.5 | 27.46 | [7 empty] | 3000 |  | 190.25 |  |  | 11755.13 | 11755.13 | 3000 |  | 190.25 |  | 11447.0543
0 | A) 1 |  | Megaline | 185902.47 | 185902.47 | 1 | 1 | 37.071 | 27.46 | [7 empty] | 185902.47 |  | 0 |  |  | 185902.47 | 185902.47 | 185902.47 |  | 0 |  | 185902.47
|  |  |  | 0 | 0 | 1 | 0 | 0 | 27.46 | [7 empty] | 0 |  | 0 |  |  | The above costs do not include Preliminaires, Fire stopping, commissioning and maintenance
|  |  |  | 0 | 0 | 1 | 0 | 0 | 27.46 | [7 empty] | 0 |  | 0
|  |  |  | 0 | 0 | 1 | 0 | 0 | 27.46 | [7 empty] | 0 |  | 0
|  |  |  | 0 | 0 | 1 | 0 | 0 | 27.46 | [7 empty] | 0 |  | 0
|  |  |  | 0 | 0 | 1 | 0 | 0 | 27.46 | [7 empty] | 0 |  | 0
|  |  |  | 0 | 0 | 1 | 0 | 0 | 27.46 | [7 empty] | 0 |  | 0
MIXED
Discy.L | 386990.92 |  |  | 386990.92 | 386990.92 | [11 empty] | 254669.25 |  | 2999.307
0.00 | BOQ TOTAL |  |  | ESTIM TOTAL (€)
1.125 | <1 Actual LabCont | [15 empty] | 254667.6789 | C.C.Totals | 2999.31
<2 Phrs @ 1.00
| <3 Phrs @ Actual | [14 empty] | Discy.T >> | -1.5711 | PRINT | 0.003
| Values Only on : |  | 2025-09-11 | 429609.01 | 429609.01 | [11 empty] | 283529.33 |  | 3027.307
| Values Only on : |  | 2025-09-18 | 431430.43 | 431430.43 | [11 empty] | 283529.33 |  | 3067.307 | This includes 40 hours for the take over of the Trane controller as advised by Guy on 18.09.2025. This was submitted. It also includes preliminaries, fire stopping, commissioning and maintenance. These were transferred to ELM by Mech Div.
| Values Only on : |  | 2025-09-30 | 386990.92 | 386990.92 | [11 empty] | 254669.25 |  | 2999.307 | As awarded excluding preliminaries, fire stopping, commissioning and maintenance.
REMARKS:
1) VAT and Duties as above.
2)
ESTIMATOR: |  |  | M.Scicluna | [12 empty] | APPROVED BY:
SIGNED: | [15 empty] | DATE APPROVED:
FILE LOCATION: |  |  | K:\est\Intercontinental Hotel\Estimates\Estimates Sept 2025\As Awarded Contract\[E25_0477_IH_Retro_Elec_Est_Rev_A_AW.xlsx]Elec_Est
PANTA CONTRACTING LTD. - ELECTRICAL DIVISION
CONTRACT / VARIATION INPUT DOCUMENT
Copy to:-
|  |  | Client: | Eden Lesuire Group | [13 empty] | Ms. S. Magri
|  |  | Project: | Intercontinental - Plant Retrofit | [13 empty] | Mr. K. Micallef
|  |  | Job Description: | Retrofitting works for the Electrical Installations | [13 empty] | Mr. A. Sciberras
|  |  | Quote No: | EL25-0477
|  |  | Client's Ref: | Tender
File:-
File No:
Ext. Ref:
Contract /Variation (Excl. VAT)
|  | 392402.8331 |  | Estim.Sell before Discounts excl.VAT (€): | 392402.8331
|  |  |  | Overall Discount: | 1.379%
|  |  |  | Final Sell after Discounts excl.VAT (€): | 386990.92
|  |  |  | Labour Rate - | 27.46 | [11 empty] | Mech. Cost to us
|  |  | Mat. Cost | Labour | Total Cost | [11 empty] | Sell Excl.VAT / Total Cost
|  |  | € | Pair.Hrs | €
|  |  | 254667.6789 | 2999.31 | 337028.7315 | [11 empty] | 1.1482
( From CostCode Totals )
Advanced Payment:
Retention:
Awarded Date:
Estimated Start Date:
Estimated Completion Date:
.................
|  |  | A. Sciberras | [13 empty] | Date issued:
2026-01-08 14:23
PANTA CONTRACTING LTD. - ELECTRICAL DIVISION
ELECTRICAL AND ELV CONTRACT / VARIATION BUDGET COST
|  |  | Project: | Intercontinental - Plant Retrofit
|  |  | Job Desc: | Retrofitting works for the Electrical Installations
|  |  | Client's Ref: | Tender
|  |  | COSTCODE |  | Cost | [10 empty] | Mat. | Mat Cost | Lab Cost @ | Labour
[5 empty] | Code | [10 empty] | Cont. | € | 27.46 | Pair.Hrs
| V:56 |  | BOQ RateOnly Items | [11 empty] | FIX | 1
| 1(J) | cc | Erection materials |  | 501 | [9 empty] | 1 | 1 | 802.3238 | 837.53 | 30.5
| 2 | cc | Busbar Trunking |  | 505 | [9 empty] | 1 | 1 | 0 | 0 | 0
| 3 | cc | Switchgear |  | 510 | [9 empty] | 2 | 1 | 1012.02 | 494.28 | 18
| 4 | cc | MCC Equipment |  | 511 | [9 empty] | 2 | 1 | 0 | 0 | 0
| 5 | cc | BMS Equipment |  | 512 | [9 empty] | 2 | 1 | 23991.29 | 10168.9872 | 370.32
| 6 | cc | PVC Pipes / Ducts |  | 520 | [9 empty] | 1 | 1 | 0 | 0 | 0
| 7 | cc | High/medium voltage switchgear |  | 530 | [9 empty] | 2 | 1 | 0 | 0 | 0
| 8 | cc | Power Transformers |  | 550 | [9 empty] | 2 | 1 | 0 | 0 | 0
| 9 | cc | Control Panels |  | 570 | [9 empty] | 2 | 1 | 4136.76 | 1537.76 | 56
| 10 | cc | Electrical Single Core Cables |  | 615 | [9 empty] | 2 | 1 | 14.52 | 18.1236 | 0.66
| 11(K) | cc | Electrical Multicore Cables |  | 616 | [9 empty] | 2 | 1 | 5678.7 | 1667.6458 | 60.73
| 12 | cc | ELV/BMS/Special Cables |  | 617 | [9 empty] | 2 | 1 | 9996.6189 | 18606.896 | 677.6
| 13 | cc | Cable Accessories |  | 620 | [9 empty] | 2 | 1 | 2038.84 | 5321.4185 | 193.788
| 14 | cc | Galv. Cable Trays |  | 650 | [9 empty] | 1 | 1 | 597.7763 | 823.8 | 30
| 15 | cc | PVC Cable Trays |  | 651 | [9 empty] | 1 | 1 | 0 | 0 | 0
| 16 | cc | Galv. Cable Basket |  | 652 | [9 empty] | 1 | 1 | 0 | 0 | 0
| 17 | cc | Galv. Cable Ladder |  | 654 | [9 empty] | 1 | 1 | 0 | 0 | 0
| 18 | cc | Galv. Cable Trunking |  | 675 | [9 empty] | 1 | 1 | 0 | 0 | 0
| 19 | cc | Alum. Cable Trunking |  | 676 | [9 empty] | 1 | 1 | 0 | 0 | 0
| 20 | cc | PVC Cable Trunking |  | 680 | [9 empty] | 1 | 1 | 0 | 0 | 0
| 21(L) | cc | Underfloor Cable Trunking |  | 681 | [9 empty] | 1 | 1 | 0 | 0 | 0
| 22 | cc | Galv. Conduit |  | 690 | [9 empty] | 1 | 1 | 19129.86 | 31888.4742 | 1161.27
| 23 | cc | PVC Conduit |  | 700 | [9 empty] | 1 | 1 | 0 | 0 | 0
| 24 | cc | Wiring Accessories |  | 705 | [9 empty] | 3 | 1 | 56.59 | 42.8925 | 1.562
| 25 | cc | Dimming Equipment |  | 706 | [9 empty] | 3 | 1 | 0 | 0 | 0
| 26 | cc | Fire Alarm Equipment |  | 725 | [9 empty] | 3 | 1 | 0 | 0 | 0
| 27 | cc | Fire Barriers |  | 726 | [9 empty] | 3 | 1 | 0 | 0 | 0
| 28 | cc | Security Alarm System |  | 750 | [9 empty] | 3 | 1 | 0 | 0 | 0
| 29 | cc | Access Control |  | 751 | [9 empty] | 3 | 1 | 0 | 0 | 0
| 30 | cc | Hotel Electronic Lock |  | 752 | [9 empty] | 3 | 1 | 0 | 0 | 0
| 31(M) | cc | Sub-Contracting Installation Elec |  | 753 | [9 empty] | 3 | 1 | 0 | 0 | 0
| 32 | cc | Timing Equipment |  | 770 | [9 empty] | 3 | 1 | 0 | 0 | 0
| 33 | cc | Public Address |  | 790 | [9 empty] | 3 | 1 | 0 | 0 | 0
| 34 | cc | Voice Alarm Equipment |  | 791 | [9 empty] | 3 | 1 | 0 | 0 | 0
| 35 | cc | Lightning / Bonding System |  | 810 | [9 empty] | 3 | 1 | 0 | 0 | 0
| 36 | cc | T.V System |  | 815 | [9 empty] | 3 | 1 | 0 | 0 | 0
| 37 | cc | UPS/Voltage Stabilisers |  | 820 | [9 empty] | 2 | 1 | 0 | 0 | 0
| 38 | cc | Data Network Equipment |  | 821 | [9 empty] | 3 | 1 | 25 | 114.7828 | 4.18
| 39 | cc | Light Fittings |  | 835 | [9 empty] | 3 | 1 | 0 | 0 | 0
| 40 | cc | Generators, AMF Panels |  | 845 | [9 empty] | 2 | 1 | 0 | 0 | 0
| 41(N) | cc | Telephone Equipment |  | 855 | [9 empty] | 3 | 1 | 0 | 0 | 0
| 42 | cc | Intercom |  | 856 | [9 empty] | 3 | 1 | 0 | 0 | 0
| 43 | cc | Mechanical for Electrical |  | 857 | [9 empty] | 4 | 1 | 0 | 0 | 0
| 44 | cc | Nurse Call |  | 858 | [9 empty] | 3 | 1 | 0 | 0 | 0
| 45 | cc | C.C.T.V. Equipment |  | 865 | [9 empty] | 3 | 1 | 0 | 0 | 0
| 46 | cc | Tools and Instruments |  | 870 | [9 empty] | 4 | 1 | 0 | 0 | 0
| 47 | cc | Consumbles |  | 875 | [9 empty] | 1 | 1 | 484.91 | 30.206 | 1.1
| 48 | cc | Drawings/Manuals |  | 880 | [9 empty] | 3 | 1 | 300 | 2174.832 | 79.2
| 49 | cc | Spare Parts |  | 885 | [9 empty] | 4 | 1 | 0 | 0 | 0
| 50 | cc | Labour |  | 900 | [9 empty] | 3 | 1 | 0 | 6464.084 | 235.4
| 51(O) | cc | Dismantling (Labour Only) |  | 901 | [9 empty] | 1 | 1 | 0 | 2169.34 | 79
| 52 | cc | Testing & Commissioning |  | 902 | [9 empty] | 3 | 1 | 0 | 0 | 0
| 53 | cc | Sub-Contracting Works |  | 960 | [9 empty] | 4 | 1 | 185902.47 | 0 | 0
| 54 | cc | Enemalta Application |  | 961 | [9 empty] | 3 | 1 | 0 | 0 | 0
| 55 | cc | Crainage and Transportation |  | 962 | [9 empty] | 1 | 1 | 500 | 0 | 0
| 56 | cc | Provisional Sum |  | 970 | [9 empty] | 4 | 1 | 0 | 0 | 0
|  |  | Totals | [13 empty] | 254667.6789 | 82361.0526 | 2999.31
|  | cc |  |  | Fix 1 |  | 1 | [9 empty] | 21514.87 |  | 1301.87
|  | cc |  |  | Fix 2 |  | 2 | [9 empty] | 46868.7489 |  | 1377.098
|  | cc |  |  | Fix 3 |  | 2 | [9 empty] | 381.59 |  | 320.342
|  | cc |  |  | Others |  | 3 | [9 empty] | 185902.47 |  | 0
|  | cc |  |  | TOTAL | [11 empty] | 254667.6789 |  | 2999.31
.................
A. Sciberras
2026-01-08 14:23
Comment / Change in Scope
1.Form/0Mat
2.VAT
3.DiscyA-J
4.MU/LabRate
5.Ov.Dsct/MU
6ab.Lab.Cont.
7.Mat.Cont.
8.BOQ
9.Recon.
11.ValsOnly
10.Avg.Rates OK?
Note on C1: Michael Vella: Insert Foreign Currency here (say: 1.55 - $US) and change Q1 accordingly
Note on T1: Thomas Sammut: 10% for BMS to agree with the orignal Mark Up - See BMS items
Note on W1: Michael Vella: BOQ - Use numbers in BOQ column TDWG - Use numbers in TDWG column ACT - Use numbers in ACT column DIF_TD - Use (TDWG - BOQ) difference DIF_A - Use (ACT - BOQ) difference
Note on R2: Michael Vella: When you want to uplift markups to offset a discount, first generate your estimate without any discount and paste the estimate totals as values-only. Then divide markups by (1-Dsct%) to get to your original values-only totals.
Note on B3: Michael Vella: When job description starts with "Supply only" and the Quote No. is "EL" then the Quote Title in the Quote worksheet will change from PANTA CONTRACTING LTD to PANTA RETAIL LTD.
Note on D7: Michael Vella: Press <CTRL :> to enter the current date.
Note on R12: Michael Vella: Enter the markups used in this cell to make Mario aware eg: (MIXED I,J). Preferably dedicated markups should be used for the mixed subitems which are not used anywhere else. Also the same discount value should then be entered for all three (MIXED, I and J)
Note on A33: Michael Vella: Select MIXED if mixed markups are used. Leave empty if mixed markups are not used.
Note on C33: Michael Vella: If a <%Discount on Totals> is required on Mixed Item Blocks you must use dedicated markups (say I and J) for the SubItems that make up these blocks. These markups must then NOT be used for anything else in this estimate. Enter the markups used in this cell to make Mario aware as (MIXED I,J). Also the same discount value should then be entered for both these markups.
Note on R33: Michael Vella: If a <%Discount on Totals> is required on Mixed Item Blocks you must use dedicated markups (say I and J) for the SubItems that make up these blocks. These markups must then NOT be used for anything else in this estimate. Enter the markups used in this cell to make Mario aware as (MIXED I,J). Also the same discount value should then be entered for both these markups.
Note on A37: Michael Vella: Step 1. Enter the Actual Labour Contingency ($T1) used in this cell.
Note on S37: Michael Vella: Cost Code Totals for entry into P.I.T. by Amanda
Note on A38: Michael Vella: Step 2. Paste the Labour PairHours ($T35) as a value with the Labour Contingency set at 1.00 in this cell.
Note on A39: Michael Vella: Step 3. Paste the Labour PairHours ($T35) as a value with the actual Labour Contingency used in this cell.
Note on S39: Michael Vella: Select <Test for 0.00> and confirm that DiscyT are both 0.00, then make sure that you select PRINT again before printing.
Note on D41: Michael Vella: Press <CTRL :> to enter the current date.

## Quote
PANTA CONTRACTING LIMITED
ELECTRICAL INTERNAL QUOTATION
| ATT: | [15 empty] | Dated: | 2026-01-08 14:23
| CLIENT: | Link to ML_SUM $D1 | Eden Lesuire Group
| PROJECT: | Link to ML_SUM $D2 | Intercontinental - Plant Retrofit
| JOB DESC: | Link to ML_SUM $D3 | Retrofitting works for the Electrical Installations
| QUOTE No: | Link to ML_SUM $D4 | EL25-0477
| CLIENT's Ref: | Link to ML_SUM $D5 | Tender
|  |  | Selling Price (€) : | 386990.92 | VAT EXCL. | VAT EXCLUDED. | VAT EXCLUDED. | VAT EXCLUDED. | VAT EXCLUDED. | VAT EXCLUDED. | VAT EXCLUDED. | VAT EXCLUDED. | VAT EXCLUDED. | VAT EXCLUDED. | VAT EXCLUDED.
Signed for and on behalf of | [15 empty] | Signed for and on behalf of
Electrical Division | [15 empty] | Division
Records
Mr. A. Sciberras
File
CONDITIONS:
1) Electrical BOQ Items 4.0b, 5.0b and 19.0a - Our rates in these items allow for the supply and installation of MCC-PR, complete with outgoing power circuits to the following mechanical equipment:
a. Pumps P206, P207, P208, P209 and P210.
b. Pressurisation Units P-HTW1, PU-HTW1 and PU-HTHW1
c. Extractor fans EF/1, EF/2 and EF/3.
We reserve the right to review our rates if additional mechanical equipment need to be supplied from this Motor Control Center.
EXCLUSIONS:
1) Any builders' work unless mentioned in the BIll of Quantities.
2) Work outside our normal working hours.
3) Security of the works after normal working hours.
4) Dismantling of any existing installation / false ceiling / furnishings unless included in attached BOQ.
5) Anything not mentioned in our Bill of Quantities.
DESCRIPTION OF WORKS / SPECIFICATIONS:
1) As per the attached BOQ and technical literature.

## Elec_Rates
| CLIENT: | 1 | Eden Lesuire Group |  | 0 |  |  | 1 | 1 | 1 | 1 | 1 | 1 | 1 |  | € | R/Lab Cont | R | 1 | BOQ | INCL | MULT | AREA | BOQ | TDWG | ACT | DIFF
| PROJECT: | 0.97379 | Intercontinental - Plant Retrofit |  | Electrical |  |  | 2 | 1 | 1 | 1 | 1 | 1 | 1 |  | 0.026208 | mu_A | 1.35 | 37.071
| JOB DESC: | 0.97379 | Retrofitting works for the Electrical Installations |  | ECA (Technician) |  |  | 3 | 1 | 1 | 1 | 1 | 1 | 1 |  | 0.026208 | mu_B | 1.35 | 45.5355
| QUOTE No: | 0.97379 | EL25-0477 |  | ECA (Engineer) |  |  | 4 | 1 | 1 | 1 | 1 | 1 | 1 |  | 0.026208 | mu_C | 1.35 | 40.5
| CLIENTs REF: | 1 | Tender |  | Megaline |  |  | 5 | 1 | 1 | 1 | 1 | 1 | 1 |  | 0 | mu_D | 1 | 37.071
| VAT/DUTIES: | 1 | VAT EXCL. |  | 0 |  |  | 6 | 1 | 1 | 1 | 1 | 1 | 1 |  | 0 | mu_E | 0 | 0
| SAVED ON: | 1 | 2007-10-09 |  | 0 |  |  | 7 | 1 | 1 | 1 | 1 | 1 | 0 |  | 0 | mu_F | 0 | 0
| ESTIMATOR: | 1 | M.Scicluna |  | 0 |  |  | 8 | 1 | 1 | 1 | 1 | 1 | 0 |  | 0 | mu_G | 0 | 0
| LABOUR RATE: | 1 | 27.46 |  | 0 |  |  | 9 | 1 | 1 | 1 | 1 | 1 | 0 |  | 0 | mu_H | 0 | 0
|  | 1 |  |  | 0 |  |  | 10 | 1 | 1 | 1 | 1 | 1 | 1 |  | 0 | mu_I | 0 | 0
|  | 1 |  |  | 0 | [10 empty] | 0 | mu_J | 0 | 0
|  | 0.97379 |  |  | 0 | [10 empty] | 0.026208 | MIXED | MAT MU | LAB RATE
[6 empty] | I_CODE | C_CODE | MAKE | PART_NO | MARKUP | TYPE | LIST_P | P_FACT | FIX | DATE | %Dsct in BOQ | MU TYPE | MAT MU | LAB RATE
TB
|  | t | Item:
BMS points wiring
Multip
1 | 202 |  | 004# BMS point (Low level - Digital and Analogue) - Level 2 | [6 empty] | RATE | RATE |  |  |  |  | 202 | 56.85 |  | 4.39
Based on: Level 2
1414 | m |  | Conduit Galv. 20mm RATE |  |  | COGV_011 | 690 | BAR | 20mm |  |  |  |  | 1 | 1994-12-01 | 3.66 | 5175.24 | 0.22 | 311.08
7070 | m |  | Indoor Screened 3c Cable 1.0mm |  |  | CASP_018 | 617 | LAPP | 110CY |  |  |  |  | 2 |  | 0.775 | 5479.25 | 0.055 | 388.85
404 | No |  | Gland Skintop EExeII 16 x 1.0 (2-4core) |  |  | CAAC_086 | 620 | (__) | [5 empty] | 2 | 2004-06-10 | 1.65 | 666.6 | 0.11 | 44.44
404 | No |  | Cable Marker Wrap Around Type |  |  | CAAC_025 | 620 | (__) | [5 empty] | 2 |  | 0.2 | 80.8 | 0.033 | 13.332
1616 | No |  | Cable Lug 1.5 mm2 |  |  | CAAC_004 | 620 | CTT | [5 empty] | 2 | 1994-12-01 | 0.05 | 80.8 | 0.011 | 17.776
202 | No |  | Labour to connect Mech Equip (FIX 3) |  | Device | LABO_009 | 900 | MISC | [5 empty] | 1 |  |  | 0 | 0.55 | 111.1 | NoMat?
|  | << ==== TOTAL UNITS | [14 empty] | 0 |  | 0
d> | 0 |  | Sell_A | 233.17 | 47100.34 |  |  |  |  | ITEM | ITEM | [5 empty] | 11482.69 |  | 886.578
Multip
1 | 72 |  | 005# BMS point (High level Modbus RTU/BACnet) - Level 2 | [6 empty] | RATE | RATE |  |  |  |  | 72 | 60.69 |  | 4.29
Based on: Level 2
720 | m |  | Conduit Galv. 20mm RATE |  |  | COGV_011 | 690 | BAR | 20mm |  |  |  |  | 1 | 1994-12-01 | 3.66 | 2635.2 | 0.22 | 158.4
1440 | m | 3300 | Indoor Screened 2c Cable 1.0mm (MODBUS) |  | See Working by Rinoy | CASP_018 | 617 | LAPP | 110CY |  |  |  |  | 2 |  | 0.93443 | 1345.5738 | 0.055 | 79.2
2160 | No |  | Cable Tie 225mm |  |  | CONS_009 | 875 | (__) | [5 empty] | 1 | 1994-12-01 | 0.05 | 108 |  | 0
144 | No |  | Gland Skintop EExeII 16 x 1.0 (2-4core) |  |  | CAAC_086 | 620 | (__) | [5 empty] | 2 | 2004-06-10 | 1.65 | 237.6 | 0.165 | 23.76
144 | No |  | Cable Marker Wrap Around Type |  |  | CAAC_025 | 620 | (__) | [5 empty] | 2 |  | 0.2 | 28.8 | 0.033 | 4.752
288 | No |  | Cable Lug 1.5 mm2 |  |  | CAAC_004 | 620 | CTT | [5 empty] | 2 | 1994-12-01 | 0.05 | 14.4 | 0.011 | 3.168
72 | No |  | Labour to connect Mech Equip (FIX 3) |  | Device | LABO_009 | 900 | MISC | [5 empty] | 1 |  |  | 0 | 0.55 | 39.6 | NoMat?
|  | << ==== TOTAL UNITS | [14 empty] | 0 |  | 0
d> | 0 |  | Sell_A | 234.64 | 16894.08 |  |  |  |  | ITEM | ITEM | [5 empty] | 4369.5738 |  | 308.88
Multip
1 | 80 |  | 004# BMS point (Low level - Digital and Analogue) - Level 4 | [6 empty] | RATE | RATE |  |  |  |  | 80 | 120.91 |  | 8.07
Based on: Level 4
2080 | m |  | Conduit Galv. 20mm RATE |  |  | COGV_011 | 690 | BAR | 20mm |  |  |  |  | 1 | 1994-12-01 | 3.66 | 7612.8 | 0.22 | 457.6
2080 | m |  | Indoor Screened 3c Cable 1.0mm |  |  | CASP_018 | 617 | LAPP | 110CY |  |  |  |  | 2 |  | 0.775 | 1612 | 0.055 | 114.4
2400 | No |  | Cable Tie 225mm |  |  | CONS_009 | 875 | (__) | [5 empty] | 1 | 1994-12-01 | 0.05 | 120 |  | 0
160 | No |  | Gland Skintop EExeII 16 x 1.0 (2-4core) |  |  | CAAC_086 | 620 | (__) | [5 empty] | 2 | 2004-06-10 | 1.65 | 264 | 0.11 | 17.6
160 | No |  | Cable Marker Wrap Around Type |  |  | CAAC_025 | 620 | (__) | [5 empty] | 2 |  | 0.2 | 32 | 0.033 | 5.28
640 | No |  | Cable Lug 1.5 mm2 |  |  | CAAC_004 | 620 | CTT | [5 empty] | 2 | 1994-12-01 | 0.05 | 32 | 0.011 | 7.04
80 | No |  | Labour to connect Mech Equip (FIX 3) |  | Device | LABO_009 | 900 | MISC | [5 empty] | 1 |  |  | 0 | 0.55 | 44 | NoMat?
|  | << ==== TOTAL UNITS | [14 empty] | 0 |  | 0
d> | 0 |  | Sell_A | 450.42 | 36033.6 |  |  |  |  | ITEM | ITEM | [5 empty] | 9672.8 |  | 645.92
Multip
1 | 20 |  | 004# Isolator Interlocks for equipment in level 2 | [6 empty] | RATE | RATE |  |  |  |  | 20 | 58.6 |  | 4.39
Based on: Level 4
140 | m |  | Conduit Galv. 20mm RATE |  |  | COGV_011 | 690 | BAR | 20mm |  |  |  |  | 1 | 1994-12-01 | 3.66 | 512.4 | 0.22 | 30.8
700 | m |  | Indoor Screened 3c Cable 1.0mm |  |  | CASP_018 | 617 | LAPP | 110CY |  |  |  |  | 2 |  | 0.775 | 542.5 | 0.055 | 38.5
700 | No |  | Cable Tie 225mm |  |  | CONS_009 | 875 | (__) | [5 empty] | 1 | 1994-12-01 | 0.05 | 35 |  | 0
40 | No |  | Gland Skintop EExeII 16 x 1.0 (2-4core) |  |  | CAAC_086 | 620 | (__) | [5 empty] | 2 | 2004-06-10 | 1.65 | 66 | 0.11 | 4.4
40 | No |  | Cable Marker Wrap Around Type |  |  | CAAC_025 | 620 | (__) | [5 empty] | 2 |  | 0.2 | 8 | 0.033 | 1.32
160 | No |  | Cable Lug 1.5 mm2 |  |  | CAAC_004 | 620 | CTT | [5 empty] | 2 | 1994-12-01 | 0.05 | 8 | 0.011 | 1.76
20 | No |  | Labour to connect Mech Equip (FIX 3) |  | Device | LABO_009 | 900 | MISC | [5 empty] | 1 |  |  | 0 | 0.55 | 11 | NoMat?
|  | << ==== TOTAL UNITS | [14 empty] | 0 |  | 0
d> | 0 |  | Sell_A | 235.47 | 4709.4 |  |  |  |  | ITEM | ITEM | [5 empty] | 1171.9 |  | 87.78
Multip
1 | 20 |  | 005# BMS point (High level Modbus RTU/BACnet) - Level 4 | [6 empty] | RATE | RATE |  |  |  |  | 20 | 19.07 |  | 2.37
Based on: Level 4
100 | m |  | Conduit Galv. 20mm RATE |  |  | COGV_011 | 690 | BAR | 20mm |  |  |  |  | 1 | 1994-12-01 | 2.04 | 204 | 0.22 | 22
100 | m | 3300 | Indoor Screened 2c Cable 1.0mm (MODBUS) |  |  | CASP_018 | 617 | LAPP | 110CY |  |  |  |  | 2 |  | 0.93443 | 93.4426 | 0.055 | 5.5
120 | No |  | Cable Tie 225mm |  |  | CONS_009 | 875 | (__) | [5 empty] | 1 | 1994-12-01 | 0.05 | 6 |  | 0
40 | No |  | Gland Skintop EExeII 16 x 1.0 (2-4core) |  |  | CAAC_086 | 620 | (__) | [5 empty] | 2 | 2004-06-10 | 1.65 | 66 | 0.165 | 6.6
40 | No |  | Cable Marker Wrap Around Type |  |  | CAAC_025 | 620 | (__) | [5 empty] | 2 |  | 0.2 | 8 | 0.033 | 1.32
80 | No |  | Cable Lug 1.5 mm2 |  |  | CAAC_004 | 620 | CTT | [5 empty] | 2 | 1994-12-01 | 0.05 | 4 | 0.011 | 0.88
20 | No |  | Labour to connect Mech Equip (FIX 3) |  | Device | LABO_009 | 900 | MISC | [5 empty] | 1 |  |  | 0 | 0.55 | 11 | NoMat?
|  | << ==== TOTAL UNITS | [14 empty] | 0 |  | 0
d> | 0 |  | Sell_A | 110.45 | 2209 |  |  |  |  | ITEM | ITEM | [5 empty] | 381.4426 |  | 47.3
Multip
1 | 26 |  | 005# BMS point (High level Modbus RTU/BACnet) - AHUS | [6 empty] | RATE | RATE |  |  |  |  | 26 | 143.53 |  | 9.24
Based on: Level 4
780 | m |  | Conduit Galv. 20mm RATE |  |  | COGV_011 | 690 | BAR | 20mm |  |  |  |  | 1 | 1994-12-01 | 3.66 | 2854.8 | 0.22 | 171.6
780 | m | 3300 | Indoor Screened 2c Cable 1.0mm (MODBUS) |  |  | CASP_018 | 617 | LAPP | 110CY |  |  |  |  | 2 |  | 0.93443 | 728.8525 | 0.055 | 42.9
936 | No |  | Cable Tie 225mm |  |  | CONS_009 | 875 | (__) | [5 empty] | 1 | 1994-12-01 | 0.05 | 46.8 |  | 0
52 | No |  | Gland Skintop EExeII 16 x 1.0 (2-4core) |  |  | CAAC_086 | 620 | (__) | [5 empty] | 2 | 2004-06-10 | 1.65 | 85.8 | 0.165 | 8.58
52 | No |  | Cable Marker Wrap Around Type |  |  | CAAC_025 | 620 | (__) | [5 empty] | 2 |  | 0.2 | 10.4 | 0.033 | 1.716
104 | No |  | Cable Lug 1.5 mm2 |  |  | CAAC_004 | 620 | CTT | [5 empty] | 2 | 1994-12-01 | 0.05 | 5.2 | 0.011 | 1.144
26 | No |  | Labour to connect Mech Equip (FIX 3) |  | Device | LABO_009 | 900 | MISC | [5 empty] | 1 |  |  | 0 | 0.55 | 14.3 | NoMat?
|  | << ==== TOTAL UNITS | [14 empty] | 0 |  | 0
d> | 0 |  | Sell_A | 522.25 | 13578.5 |  |  |  |  | ITEM | ITEM | [5 empty] | 3731.8525 |  | 240.24
Multip
1 | 5 |  | 013# Data Point + BACnet IP | [6 empty] | RATE | RATE |  |  |  |  | 5 | 76.26 |  | 4.41
Based on: Dual Allowed
30 | m |  | Conduit Galv. 25mm RATE |  |  | COGV_013 | 690 | BAR | 25mm |  |  |  |  | 1 | 1994-12-01 | 3.66 | 109.8 | 0.275 | 8.25
300 | m | #REF! | Data Cable 4Pr UTP CAT5E |  |  | CASP_006 | 617 | (__) | [5 empty] | 2 | 2011-08-12 | 0.65 | 195 | 0.0275 | 8.25
5 | No |  | WHITE Data Outlet Cat6 Twin on Single Faceplate |  | Tenovar | WACC_169 | 705 | (__) | [5 empty] | 3 | 2004-04-17 | 10 | 50 | 0.275 | 1.375
10 | No |  | Data Cable Termination |  |  | DATA_036 | 821 | (__) | [5 empty] | 3 | 2005-05-03 |  | 0 | 0.187 | 1.87 | NoMat?
10 | No |  | Cable Marker Wrap Around Type |  |  | CAAC_025 | 620 | (__) | [5 empty] | 2 |  | 0.15 | 1.5 |  | 0
5 | No |  | Data Cable Testing |  |  | DATA_036 | 821 | (__) | [5 empty] | 3 | 2005-05-03 |  | 0 | 0.275 | 1.375 | NoMat?
5 | No |  | Data Patch Leads CAT5E 3m |  |  | DATA_006 | 821 | (__) | [5 empty] | 3 |  | 5 | 25 | 0.187 | 0.935
|  | << ==== TOTAL UNITS | [14 empty] | 0 |  | 0
d> | 0 |  | Sell_A | 259.49 | 1297.45 |  |  |  |  | ITEM | ITEM | [5 empty] | 381.3 |  | 22.055
|  | t | Item:
Start Typing Header
Multip
4.5 | 0 |  | 001# Lighting installation galvanised | [6 empty] | RATE | RATE |  |  |  |  | 0 | 0 |  | 0
Based on:
L1PR/1/L1
0 | m |  | Conduit Galv. 20mm RATE |  |  | COGV_011 | 690 | BAR | 20mm |  |  |  |  | 1 | 1994-12-01 | 3.66 | 0 | 0.2 | 0
0 | m |  | Wiring Cable 1c 1.5 mm2 PVC Non-Arm |  |  | CASC_017 | 615 | CRO |  | 02-002 |  |  |  | 2 | 2006-09-28 | 0.24 | 0 | 0.015 | 0
0 | No |  | MC Switch 1G 2W 10A |  |  | WACC_225 | 705 | MK | K3591ALM |  |  |  |  | 3 | 2004-10-18 | 7 | 0 | 0.17 | 0
0 | No |  | Label Small |  |  | CONS_021 | 875 | (__) |  | 05-002 |  |  |  | 3 | 1995-05-01 | 3.49 | 0 | 0.05 | 0
0 | No |  | WHITE Ceiling Rose |  |  | WACC_037 | 705 | (__) | China |  |  |  |  | 3 | 2007-02-15 | 0.93 | 0 | 0.17 | 0
0 | m |  | Wiring Cable 3c 1.0 mm2 PVC Non-Arm |  |  | CAMC_047 | 616 | CRO | 1.0mm2 | 03-001 |  |  |  | 2 | 2011-08-12 | 0.8 | 0 | 0.025 | 0
L2PR/1/L1
0 | m |  | Conduit Galv. 20mm RATE |  |  | COGV_011 | 690 | BAR | 20mm |  |  |  |  | 1 | 1994-12-01 | 3.66 | 0 | 0.2 | 0
0 | m |  | Wiring Cable 1c 1.5 mm2 PVC Non-Arm |  |  | CASC_017 | 615 | CRO |  | 02-002 |  |  |  | 2 | 2006-09-28 | 0.24 | 0 | 0.015 | 0
0 | No |  | MC Switch 1G 2W 10A |  |  | WACC_225 | 705 | MK | K3591ALM |  |  |  |  | 3 | 2004-10-18 | 7 | 0 | 0.17 | 0
0 | No |  | Label Small |  |  | CONS_021 | 875 | (__) |  | 05-002 |  |  |  | 3 | 1995-05-01 | 3.49 | 0 | 0.05 | 0
0 | No |  | WHITE Ceiling Rose |  |  | WACC_037 | 705 | (__) | China |  |  |  |  | 3 | 2007-02-15 | 0.93 | 0 | 0.17 | 0
0 | m |  | Wiring Cable 3c 1.0 mm2 PVC Non-Arm |  |  | CAMC_047 | 616 | CRO | 1.0mm2 | 03-001 |  |  |  | 2 | 2011-08-12 | 0.8 | 0 | 0.025 | 0
|  | << ==== TOTAL UNITS | [14 empty] | 0 |  | 0
d> | 0 |  | Sell_A | 0 | 0 |  |  |  |  | ITEM | ITEM | [5 empty] | 0 |  | 0
Multip
4 | 0 |  | 001# Emergency lighting installation galvanised | [6 empty] | RATE | RATE |  |  |  |  | 0 | 0 |  | 0
Based on:
L1PR/1/L3
0 | m |  | Conduit Galv. 20mm RATE |  |  | COGV_011 | 690 | BAR | 20mm |  |  |  |  | 1 | 1994-12-01 | 3.66 | 0 | 0.2 | 0
0 | m |  | Wiring Cable 1c 1.5 mm2 PVC Non-Arm |  |  | CASC_017 | 615 | CRO |  | 02-002 |  |  |  | 2 | 2006-09-28 | 0.24 | 0 | 0.015 | 0
0 | No |  | WHITE Ceiling Rose |  |  | WACC_037 | 705 | (__) | China |  |  |  |  | 3 | 2007-02-15 | 0.93 | 0 | 0.17 | 0
0 | m |  | Wiring Cable 3c 1.0 mm2 PVC Non-Arm |  |  | CAMC_047 | 616 | CRO | 1.0mm2 | 03-001 |  |  |  | 2 | 2011-08-12 | 0.8 | 0 | 0.025 | 0
L2PR/1/L3
0 | m |  | Conduit Galv. 20mm RATE |  |  | COGV_011 | 690 | BAR | 20mm |  |  |  |  | 1 | 1994-12-01 | 3.66 | 0 | 0.2 | 0
0 | m |  | Wiring Cable 1c 1.5 mm2 PVC Non-Arm |  |  | CASC_017 | 615 | CRO |  | 02-002 |  |  |  | 2 | 2006-09-28 | 0.24 | 0 | 0.015 | 0
0 | No |  | WHITE Ceiling Rose |  |  | WACC_037 | 705 | (__) | China |  |  |  |  | 3 | 2007-02-15 | 0.93 | 0 | 0.17 | 0
0 | m |  | Wiring Cable 3c 1.0 mm2 PVC Non-Arm |  |  | CAMC_047 | 616 | CRO | 1.0mm2 | 03-001 |  |  |  | 2 | 2011-08-12 | 0.8 | 0 | 0.025 | 0
|  | << ==== TOTAL UNITS | [14 empty] | 0 |  | 0
d> | 0 |  | Sell_A | 0 | 0 |  |  |  |  | ITEM | ITEM | [5 empty] | 0 |  | 0
Multip
8 | 0 |  | 002# Power points galvanised installation | [6 empty] | RATE | RATE |  |  |  |  | 0 | 0 |  | 0
Based on:
L2PR/2/L2
0 | m |  | Conduit Galv. 20mm RATE |  |  | COGV_011 | 690 | BAR | 20mm |  |  |  |  | 1 | 1994-12-01 | 3.66 | 0 | 0.2 | 0
0 | m |  | Wiring Cable 1c 4.0 mm2 PVC Non-Arm |  |  | CASC_019 | 615 | CRO |  | 02-004 |  |  |  | 2 | 2006-09-28 | 0.6 | 0 | 0.02 | 0
L1PR/2/L2
0 | m |  | Conduit Galv. 20mm RATE |  |  | COGV_011 | 690 | BAR | 20mm |  |  |  |  | 1 | 1994-12-01 | 3.66 | 0 | 0.2 | 0
0 | m |  | Wiring Cable 1c 4.0 mm2 PVC Non-Arm |  |  | CASC_019 | 615 | CRO |  | 02-004 |  |  |  | 2 | 2006-09-28 | 0.6 | 0 | 0.02 | 0
|  | << ==== TOTAL UNITS | [14 empty] | 0 |  | 0
d> | 0 |  | Sell_A | 0 | 0 |  |  |  |  | ITEM | ITEM | [5 empty] | 0 |  | 0
Multip
3 | 0 |  | 003# 16amp 5Pin Socket outlet | [6 empty] | RATE | RATE |  |  |  |  | 0 | 0 |  | 0
Based on:
L2PR/2/L2
0 | m |  | Conduit Galv. 20mm RATE |  |  | COGV_011 | 690 | BAR | 20mm |  |  |  |  | 1 | 1994-12-01 | 3.66 | 0 | 0.2 | 0
0 | m |  | Wiring Cable 1c 2.5 mm2 PVC Non-Arm |  |  | CASC_018 | 615 | CRO |  | 02-003 |  |  |  | 2 | 2006-09-28 | 0.4 | 0 | 0.02 | 0
0 | No |  | 16A 3P+N+E Horizontal Industrial Switched Socket IP55 |  |  | WACC_145 | 705 | Scame | SM505.1687 |  |  |  |  | 3 | 2004-03-16 | 27.18 | 0 | 0.5 | 0
0 | No |  | 16A 3P+N+E Industrial Plug IP55 |  |  | WACC_149 | 705 | (__) | [5 empty] | 3 | 2004-03-01 |  | 0 | 0.25 | 0
0 | No |  | Label Small |  |  | CONS_021 | 875 | (__) |  | 05-002 |  |  |  | 3 | 1995-05-01 | 3.49 | 0 | 0.05 | 0
L1PR/2/L2
0 | m |  | Conduit Galv. 20mm RATE |  |  | COGV_011 | 690 | BAR | 20mm |  |  |  |  | 1 | 1994-12-01 | 3.66 | 0 | 0.2 | 0
0 | m |  | Wiring Cable 1c 2.5 mm2 PVC Non-Arm |  |  | CASC_018 | 615 | CRO |  | 02-003 |  |  |  | 2 | 2006-09-28 | 0.4 | 0 | 0.02 | 0
0 | No |  | 16A 3P+N+E Horizontal Industrial Switched Socket IP55 |  |  | WACC_145 | 705 | Scame | SM505.1687 |  |  |  |  | 3 | 2004-03-16 | 27.18 | 0 | 0.5 | 0
0 | No |  | 16A 3P+N+E Industrial Plug IP55 |  |  | WACC_149 | 705 | (__) | [5 empty] | 3 | 2004-03-01 |  | 0 | 0.25 | 0
0 | No |  | Label Small |  |  | CONS_021 | 875 | (__) |  | 05-002 |  |  |  | 3 | 1995-05-01 | 3.49 | 0 | 0.05 | 0
|  | << ==== TOTAL UNITS | [14 empty] | 0 |  | 0
d> | 0 |  | Sell_A | 0 | 0 |  |  |  |  | ITEM | ITEM | [5 empty] | 0 |  | 0
Multip
960 | 0 |  | 004# 5core x 120sqmm FG16(0)M16 cable | [6 empty] | RATE | RATE |  |  |  |  | 0 | 0 |  | 0
Based on:
0 | m |  | Power Cable 5core x 120sqmm FG16(0)M16 cable |  | AJ Electric | CAMC_030 | 616 | CRO | 120mm2 |  |  |  |  | 2 | 2011-08-12 | 76.15 | 0 | 0.22 | 0
0 | No |  | Cable Tie 225mm |  |  | CONS_009 | 875 | (__) |  | 01-003 |  |  |  | 1 | 1994-12-01 | 0.05 | 0 |  | 0
0 | No |  | Gland 50 A2 BRASS |  |  | CAAC_033 | 620 | CMP | [5 empty] | 2 | 1997-01-01 | 24.53 | 0 | 0.7 | 0
0 | No |  | Cable Lug 120 mm2 |  |  | CAAC_015 | 620 | CTT | [5 empty] | 2 | 1994-12-01 | 0.7 | 0 | 0.13 | 0
0 | m |  | Cable Marker 8 digit c/w Carrier Strip |  |  | CAAC_091 | 620 | (__) | [5 empty] | 2 | 2004-06-10 | 1.5 | 0 | 0.08 | 0
0 | No |  | Labour to connect Mech Equip (FIX 3) |  | Chiller | LABO_009 | 900 | MISC | [5 empty] | 1 |  |  | 0 | 1 | 0
|  | << ==== TOTAL UNITS | [14 empty] | 0 |  | 0
d> | 0 |  | Sell_A | 0 | 0 |  |  |  |  | ITEM | ITEM | [5 empty] | 0 |  | 0
Multip
165 | 0 |  | 005# 4core x 120sqmm FG16(0)M16 cable | [6 empty] | RATE | RATE |  |  |  |  | 0 | 0 |  | 0
Based on:
0 | m |  | Power Cable 4core x 120sqmm FG16(0)M16 cable |  | AJ Electric | CAMC_030 | 616 | CRO | 120mm2 |  |  |  |  | 2 | 2011-08-12 | 63.55 | 0 | 0.22 | 0
0 | No |  | Cable Tie 225mm |  |  | CONS_009 | 875 | (__) |  | 01-003 |  |  |  | 1 | 1994-12-01 | 0.05 | 0 |  | 0
0 | No |  | Gland 50 A2 BRASS |  |  | CAAC_033 | 620 | CMP | [5 empty] | 2 | 1997-01-01 | 24.53 | 0 | 0.7 | 0
0 | No |  | Cable Lug 120 mm2 |  |  | CAAC_015 | 620 | CTT | [5 empty] | 2 | 1994-12-01 | 0.7 | 0 | 0.13 | 0
0 | m |  | Cable Marker 8 digit c/w Carrier Strip |  |  | CAAC_091 | 620 | (__) | [5 empty] | 2 | 2004-06-10 | 1.5 | 0 | 0.08 | 0
|  | << ==== TOTAL UNITS | [14 empty] | 0 |  | 0
d> | 0 |  | Sell_A | 0 | 0 |  |  |  |  | ITEM | ITEM | [5 empty] | 0 |  | 0
Multip
64 | 0 |  | 006# 4core x 95sqmm FG16(0)M16 cable | [6 empty] | RATE | RATE |  |  |  |  | 0 | 0 |  | 0
Based on:
0 | m |  | 4core x 95sqmm FG16(0)M16 cable |  | AJ Electric | CAMC_029 | 616 | CRO | 95mm2 |  |  |  |  | 2 | 2011-08-12 | 49.5 | 0 | 0.2 | 0
0 | No |  | Cable Tie 225mm |  |  | CONS_009 | 875 | (__) |  | 01-003 |  |  |  | 1 | 1994-12-01 | 0.05 | 0 |  | 0
0 | No |  | Gland 50S A2 BRASS |  |  | CAAC_034 | 620 | CMP | [5 empty] | 2 | 1997-01-01 | 22.36 | 0 | 0.6 | 0
0 | No |  | Cable Lug 95 mm2 |  |  | CAAC_014 | 620 | CTT | [5 empty] | 2 | 1994-12-01 | 0.63 | 0 | 0.11 | 0
0 | m |  | Cable Marker 8 digit c/w Carrier Strip |  |  | CAAC_091 | 620 | (__) | [5 empty] | 2 | 2004-06-10 | 1.5 | 0 | 0.08 | 0
|  | << ==== TOTAL UNITS | [14 empty] | 0 |  | 0
d> | 0 |  | Sell_A | 0 | 0 |  |  |  |  | ITEM | ITEM | [5 empty] | 0 |  | 0
Multip
171 | 0 |  | 007# 5core x 70sqmm FG16(0)M16 cable | [6 empty] | RATE | RATE |  |  |  |  | 0 | 0 |  | 0
Based on:
0 | m |  | Power Cable 4c 70 mm2 XLPE SWA-PVC |  | AJ Electric | CAMC_028 | 616 | CRO | 70mm2 |  |  |  |  | 2 | 2011-08-12 | 44.9 | 0 | 0.18 | 0
0 | No |  | Cable Tie 225mm |  |  | CONS_009 | 875 | (__) |  | 01-003 |  |  |  | 1 | 1994-12-01 | 0.05 | 0 |  | 0
0 | No |  | Gland 40 A2 BRASS |  |  | CAAC_032 | 620 | CMP | [5 empty] | 2 | 1997-01-01 | 16.42 | 0 | 0.5 | 0
0 | No |  | Cable Lug 70 mm2 |  |  | CAAC_013 | 620 | CTT | [5 empty] | 2 | 1994-12-01 | 0.47 | 0 | 0.1 | 0
0 | m |  | Cable Marker 8 digit c/w Carrier Strip |  |  | CAAC_091 | 620 | (__) | [5 empty] | 2 | 2004-06-10 | 1.9 | 0 | 0.08 | 0
0 | No |  | Labour to connect Mech Equip (FIX 3) |  | Heat Pumps | LABO_009 | 900 | MISC | [5 empty] | 1 |  |  | 0 | 1 | 0
|  | << ==== TOTAL UNITS | [14 empty] | 0 |  | 0
d> | 0 |  | Sell_A | 0 | 0 |  |  |  |  | ITEM | ITEM | [5 empty] | 0 |  | 0
Multip
20 | 0 |  | 008# 5core x 50sqmm FG16(0)M16 cable | [6 empty] | RATE | RATE |  |  |  |  | 0 | 0 |  | 0
Based on:
0 | m |  | 5core x 50sqmm FG16(0)M16 cable |  | AJ Electric | CAMC_027 | 616 | CRO | 50mm2 |  |  |  |  | 2 | 2011-08-12 | 30.9 | 0 | 0.16 | 0
0 | No |  | Cable Tie 225mm |  |  | CONS_009 | 875 | (__) |  | 01-003 |  |  |  | 1 | 1994-12-01 | 0.05 | 0 |  | 0
0 | No |  | Gland 40 A2 BRASS |  |  | CAAC_032 | 620 | CMP | [5 empty] | 2 | 1997-01-01 | 16.42 | 0 | 0.5 | 0
0 | No |  | Cable Lug 50 mm2 |  |  | CAAC_012 | 620 | CTT | [5 empty] | 2 | 1994-12-01 | 0.28 | 0 | 0.1 | 0
0 | m |  | Cable Marker 8 digit c/w Carrier Strip |  |  | CAAC_091 | 620 | (__) | [5 empty] | 2 | 2004-06-10 | 1.5 | 0 | 0.08 | 0
|  | << ==== TOTAL UNITS | [14 empty] | 0 |  | 0
d> | 0 |  | Sell_A | 0 | 0 |  |  |  |  | ITEM | ITEM | [5 empty] | 0 |  | 0
Multip
8 | 0 |  | 009# 5core x 35sqmm FG16(0)M16 cable | [6 empty] | RATE | RATE |  |  |  |  | 0 | 0 |  | 0
Based on:
0 | m |  | 5core x 35sqmm FG16(0)M16 cable |  |  | CAMC_026 | 616 | CRO | 35mm2 |  |  |  |  | 2 | 2011-08-12 |  | 0 | 0.14 | 0
0 | No |  | Cable Tie 225mm |  |  | CONS_009 | 875 | (__) |  | 01-003 |  |  |  | 1 | 1994-12-01 | 0.05 | 0 |  | 0
0 | No |  | Gland 32 A2 BRASS |  |  | CAAC_031 | 620 | CMP | [5 empty] | 2 | 1997-01-01 | 9.99 | 0 | 0.4 | 0
0 | No |  | Cable Lug 35 mm2 |  |  | CAAC_011 | 620 | CTT | [5 empty] | 2 | 1994-12-01 | 0.21 | 0 | 0.09 | 0
0 | m |  | Cable Marker 8 digit c/w Carrier Strip |  |  | CAAC_091 | 620 | (__) | [5 empty] | 2 | 2004-06-10 |  | 0 | 0.08 | 0
|  | << ==== TOTAL UNITS | [14 empty] | 0 |  | 0
d> | 0 |  | Sell_A | 0 | 0 |  |  |  |  | ITEM | ITEM | [5 empty] | 0 |  | 0
Multip
52 | 0 |  | 010# 5core x 10sqmm XLPE/LSZH/SWA/LSZH cable | [6 empty] | RATE | RATE |  |  |  |  | 0 | 0 |  | 0
Based on:
0 | m |  | Power Cable 5c 10 mm2 XLPE SWA-PVC |  |  | CAMC_023 | 616 | CRO | 10mm2 |  |  |  |  | 2 | 2011-08-12 |  | 0 | 0.09 | 0
0 | No |  | Cable Tie 225mm |  |  | CONS_009 | 875 | (__) |  | 01-003 |  |  |  | 1 | 1994-12-01 | 0.05 | 0 |  | 0
0 | No |  | Gland Indoor 25 BWL 4*10/16mm2 |  |  | CAAC_043 | 620 | CMP | [5 empty] | 2 | 1997-01-01 | 7.66 | 0 | 0.4 | 0
0 | m |  | Cable Marker 8 digit c/w Carrier Strip |  |  | CAAC_091 | 620 | (__) | [5 empty] | 2 | 2004-06-10 |  | 0 | 0.08 | 0
0 | No |  | Cable Lug 10 mm2 |  |  | CAAC_008 | 620 | CTT | [5 empty] | 2 | 1994-12-01 | 0.14 | 0 | 0.06 | 0
|  | << ==== TOTAL UNITS | [14 empty] | 0 |  | 0
d> | 0 |  | Sell_A | 0 | 0 |  |  |  |  | ITEM | ITEM | [5 empty] | 0 |  | 0
Multip
10 | 0 |  | 011# 4core x 4.0 mm2 XLPE/SWA/LSZH/Cu | [6 empty] | RATE | RATE |  |  |  |  | 0 | 0 |  | 0
Based on:
0 | m |  | Power Cable 4c 4.0 mm2 XLPE SWA-PVC |  |  | CAMC_019 | 616 | CRO | 4.0mm2 |  |  |  |  | 2 | 2011-08-12 |  | 0 | 0.07 | 0
0 | No |  | Cable Tie 225mm |  |  | CONS_009 | 875 | (__) |  | 01-003 |  |  |  | 1 | 1994-12-01 | 0.05 | 0 |  | 0
0 | No |  | Gland Indoor 20 BWL 4*4/6mm2 |  |  | CAAC_040 | 620 | CMP | [5 empty] | 2 | 1997-01-01 | 4.71 | 0 | 0.35 | 0
0 | m |  | Cable Marker 8 digit c/w Carrier Strip |  |  | CAAC_091 | 620 | (__) | [5 empty] | 2 | 2004-06-10 |  | 0 | 0.08 | 0
0 | No |  | Cable Lug 4.0 mm2 |  |  | CAAC_006 | 620 | CTT | [5 empty] | 2 | 1994-12-01 | 0.05 | 0 | 0.02 | 0
|  | << ==== TOTAL UNITS | [14 empty] | 0 |  | 0
d> | 0 |  | Sell_A | 0 | 0 |  |  |  |  | ITEM | ITEM | [5 empty] | 0 |  | 0
Multip
4 | 0 |  | 012# Light fitting Type A - Installation Only | [6 empty] | RATE | RATE |  |  |  |  | 0 | 0 |  | 0
Based on:
0 | No |  | Light Fitting Custom__1 | Install Only | Type A | LIGH_031 | 835 | (__) | [5 empty] | 3 |  |  | 0 | 0.5 | 0
0 | No |  | Suspending Chain |  |  | CONS_040 | 875 | (__) |  | 01-005 |  |  |  | 1 | 1994-12-01 | 0.61 | 0 |  | 0
0 | No |  | Rawl Hook 6mm |  |  | CONS_027 | 875 | (__) |  | 03-004 |  |  |  | 1 | 1994-12-01 | 0.47 | 0 |  | 0
|  | << ==== TOTAL UNITS | [14 empty] | 0 |  | 0
d> | 0 |  | Sell_A | 0 | 0 |  |  |  |  | ITEM | ITEM | [5 empty] | 0 |  | 0
Multip
4 | 0 |  | 013# Light fitting Type E4 - Installation Only | [6 empty] | RATE | RATE |  |  |  |  | 0 | 0 |  | 0
Based on:
0 | No |  | Light Fitting Custom__2 | Install Only | Type E4 | LIGH_002 | 835 | (__) | [5 empty] | 3 |  |  | 0 | 0.35 | 0
0 | No |  | Screw Wood S6 |  |  | CONS_035 | 875 | (__) |  | 02-008 |  |  |  | 1 | 1994-12-01 | 0.02 | 0 |  | 0
0 | No |  | Rawl Plug S6 |  |  | CONS_030 | 875 | (__) |  | 02-009 |  |  |  | 1 | 1994-12-01 | 0.02 | 0 |  | 0
|  | << ==== TOTAL UNITS | [14 empty] | 0 |  | 0
d> | 0 |  | Sell_A | 0 | 0 |  |  |  |  | ITEM | ITEM | [5 empty] | 0 |  | 0
Multip
45 | 0 |  | 014# 50mm galvanised steel cable tray | [6 empty] | RATE | RATE |  |  |  |  | 0 | 0 |  | 0
Based on:
0 | m |  | Tray 50mm Galv. |  |  | TRGV_002 | 650 | (__) | [5 empty] | 1 |  |  | 0 | 0.18 | 0
0 | m |  | Tray Coupler Galv. | Ardic |  | TRGV_051 | 650 | (__) | [5 empty] | 1 | 1997-10-02 | 0.51 | 0 |  | 0
0 | No |  | Roofing Bolt |  |  | CONS_031 | 875 | (__) |  | 02-005 |  |  |  | 1 | 1994-12-01 | 0.07 | 0 |  | 0
0 | No |  | Wing Nut Hilti M6 |  |  | EMAT_059 | 501 | HIL | MKN-FM8 | 04-002 |  |  |  | 1 | 1999-01-15 | 0.51 | 0 |  | 0
0 | No |  | Hex.Set Screws M6x20 |  |  | EMAT_025 | 501 | (__) |  | 05-002 |  |  |  | 1 |  | 0.05 | 0 |  | 0
0 | No |  | Earth Strips Copper |  |  | CONS_012 | 875 | (__) |  | 01-011 |  |  |  | 1 | 1994-12-01 | 0.5 | 0 | 0 | 0
|  | << ==== TOTAL UNITS | [14 empty] | 0 |  | 0
d> | 0 |  | Sell_A | 0 | 0 |  |  |  |  | ITEM | ITEM | [5 empty] | 0 |  | 0
Multip
57 | 0 |  | 015# 200mm galvanised steel cable tray | [6 empty] | RATE | RATE |  |  |  |  | 0 | 0 |  | 0
Based on:
0 | m |  | Tray 200mm Galv. | Ardic | HDG | TRGV_023 | 650 | (__) | [5 empty] | 1 | 2001-01-06 | 6.61 | 0 | 0.3 | 0
0 | m |  | Tray Coupler Galv. | Ardic |  | TRGV_051 | 650 | (__) | [5 empty] | 1 | 1997-10-02 | 0.51 | 0 |  | 0
0 | No |  | Roofing Bolt |  |  | CONS_031 | 875 | (__) |  | 02-005 |  |  |  | 1 | 1994-12-01 | 0.07 | 0 |  | 0
0 | No |  | Wing Nut Hilti M6 |  |  | EMAT_059 | 501 | HIL | MKN-FM8 | 04-002 |  |  |  | 1 | 1999-01-15 | 0.51 | 0 |  | 0
0 | No |  | Hex.Set Screws M6x20 |  |  | EMAT_025 | 501 | (__) |  | 05-002 |  |  |  | 1 |  | 0.05 | 0 |  | 0
0 | No |  | Earth Strips Copper |  |  | CONS_012 | 875 | (__) |  | 01-011 |  |  |  | 1 | 1994-12-01 | 0.5 | 0 | 0 | 0
|  | << ==== TOTAL UNITS | [14 empty] | 0 |  | 0
d> | 0 |  | Sell_A | 0 | 0 |  |  |  |  | ITEM | ITEM | [5 empty] | 0 |  | 0
Multip
80 | 50 |  | 016# 250mm galvanised steel cable tray | [6 empty] | RATE | RATE |  |  |  |  | 0.625 | 8.26 |  | 0.35
Based on:
50 | m |  | Tray 300mm Galv. | Ardic | HDG | TRGV_030 | 650 | (__) | [5 empty] | 1 | 2001-01-06 | 6.61 | 330.5 | 0.35 | 17.5
16.875 | m |  | Tray Coupler Galv. | Ardic |  | TRGV_051 | 650 | (__) | [5 empty] | 1 | 1997-10-02 | 0.51 | 8.6062 |  | 0
133.75 | No |  | Roofing Bolt |  |  | CONS_031 | 875 | (__) |  | 02-005 |  |  |  | 1 | 1994-12-01 | 0.07 | 9.3625 |  | 0
100 | No |  | Wing Nut Hilti M6 |  |  | EMAT_059 | 501 | HIL | MKN-FM8 | 04-002 |  |  |  | 1 | 1999-01-15 | 0.51 | 51 |  | 0
100 | No |  | Hex.Set Screws M6x20 |  |  | EMAT_025 | 501 | (__) |  | 05-002 |  |  |  | 1 |  | 0.05 | 5 |  | 0
16.875 | No |  | Earth Strips Copper |  |  | CONS_012 | 875 | (__) |  | 01-011 |  |  |  | 1 | 1994-12-01 | 0.5 | 8.4375 | 0 | 0
|  | << ==== TOTAL UNITS | [14 empty] | 0 |  | 0
d> | 0 |  | Sell_A | 23.49 | 1174.5 |  |  |  |  | ITEM | ITEM | [5 empty] | 412.9062 |  | 17.5
Multip
155 | 0 |  | 017# 500mm galvanised steel cable tray | [6 empty] | RATE | RATE |  |  |  |  | 0 | 0 |  | 0
Based on:
0 | m |  | Tray 500mm Galv. | Ardic | HDG | TRGV_062 | 650 | (__) | [5 empty] | 1 | 2004-03-06 | 11.21 | 0 | 0.45 | 0
0 | m |  | Tray Coupler Galv. | Ardic |  | TRGV_051 | 650 | (__) | [5 empty] | 1 | 1997-10-02 | 0.51 | 0 |  | 0
0 | No |  | Roofing Bolt |  |  | CONS_031 | 875 | (__) |  | 02-005 |  |  |  | 1 | 1994-12-01 | 0.07 | 0 |  | 0
0 | No |  | Wing Nut Hilti M6 |  |  | EMAT_059 | 501 | HIL | MKN-FM8 | 04-002 |  |  |  | 1 | 1999-01-15 | 0.51 | 0 |  | 0
0 | No |  | Hex.Set Screws M6x20 |  |  | EMAT_025 | 501 | (__) |  | 05-002 |  |  |  | 1 |  | 0.05 | 0 |  | 0
0 | No |  | Earth Strips Copper |  |  | CONS_012 | 875 | (__) |  | 01-011 |  |  |  | 1 | 1994-12-01 | 0.5 | 0 | 0 | 0
|  | << ==== TOTAL UNITS | [14 empty] | 0 |  | 0
d> | 0 |  | Sell_A | 0 | 0 |  |  |  |  | ITEM | ITEM | [5 empty] | 0 |  | 0
Multip
1 | 0 |  | 025# Bracket for 50mm cable tray | [6 empty] | RATE | RATE |  |  |  |  | 0 | 0 |  | 0
Based on: Drops to equipment
|  |  | Drops to equipment | [13 empty] | 0 |  | 0
0 | No |  | Sleeve Anchor 10mm Hilti HLC 10x80/48-H |  |  | CONS_038 | 875 | HIL | HLC 10x80/48-H | 03-008 |  |  |  | 1 | 1999-01-15 | 0.3 | 0 |  | 0
0 | m |  | Channel SHALLOW-Galv. Hilti MS-213M | Ardic |  | EMAT_020 | 501 | HIL | MS-213m |  |  |  |  | 1 | 1999-01-15 | 1.67 | 0 |  | 0
0 | No |  | Labour to manufacture brackets |  |  | LABO_008 | 501 | MISC | [5 empty] | 3 |  |  | 0 | 0.5 | 0 | NoMat?
0 | No |  | Three hole angle Hilti 90deg |  | MQW-3-F | EMAT_045 | 501 | HIL | MW-3 | 07-005 |  |  |  | 1 | 1999-01-15 | 1.55 | 0 |  | 0
0 | No |  | Push Button Hilti M10 |  | MQN-C HDG | EMAT_041 | 501 | HIL | MKN | 07-008 |  |  |  | 1 | 1999-01-15 | 2.6 | 0 |  | 0
|  | << ==== TOTAL UNITS | [14 empty] | 0 |  | 0
d> | 0 |  | Sell_A | 0 | 0 |  |  |  |  | ITEM | ITEM | [5 empty] | 0 |  | 0
Multip
137 | 100 |  | 026# Bracket for 200-300mm cable tray | [6 empty] | RATE | RATE |  |  |  |  | 0.72993 | 3.72 |  | 0.25
Based on: 1metres intervals as per specs
|  |  | Hanging below ceiling | [13 empty] | 0 |  | 0
200 | No |  | Anchor 8mm Hilti HKD-SM8x30 |  |  | CONS_003 | 875 | HIL | HKD-SM8x30 |  |  |  |  | 1 | 1999-01-15 | 0.1165 | 23.3 |  | 0
200 | m |  | Threaded Rod Galv. 8mm | Ardic |  | EMAT_043 | 501 | [6 empty] | 1 | 1999-01-15 | 1.1 | 220 |  | 0
200 | No |  | Hilti Channel 40x20 Endcap MQZ-E21 |  |  | EMAT_064 | 501 | [6 empty] | 1 |  | 0.12 | 24 |  | 0
40.146 | m |  | Channel SHALLOW-Galv. Hilti MS-213M | Ardic |  | EMAT_020 | 501 | HIL | MS-213m |  |  |  |  | 1 | 1999-01-15 | 1.67 | 67.0438 |  | 0
100 | No |  | Labour to manufacture brackets |  |  | LABO_008 | 501 | MISC | [5 empty] | 3 |  |  | 0 | 0.25 | 25 | NoMat?
400 | No |  | Galv. Nut 8mm |  |  | EMAT_022 | 501 | [6 empty] | 1 |  | 0.0699 | 27.96 |  | 0
400 | No |  | Tray Washers M8 |  |  | EMAT_057 | 501 | [6 empty] | 1 |  | 0.0233 | 9.32 |  | 0
|  | << ==== TOTAL UNITS | [14 empty] | 0 |  | 0
d> | 0 |  | Sell_A | 13.91 | 1391 |  |  |  |  | ITEM | ITEM | [5 empty] | 371.6238 |  | 25
Multip
158 | 0 |  | 027# Bracket for 400-600mm cable tray | [6 empty] | RATE | RATE |  |  |  |  | 0 | 0 |  | 0
Based on: 1metres intervals as per specs
|  |  | Hanging below ceiling | [13 empty] | 0 |  | 0
0 | m |  | Channel DEEP-Galv. Hilti MS-413M | Ardic |  | EMAT_018 | 501 | HIL | MS-413m | 02-018 |  |  |  | 1 | 1999-01-15 | 2.35 | 0 |  | 0
0 | No. |  | Push Button Angle Hilti MQW-02 |  | Hilti | EMAT_041 | 501 | [6 empty] | 1 |  | 4.1 | 0 |  | 0 | NoMat?
0 | No |  | Sleeve Anchor 10mm Hilti HLC 10x80/48-H |  |  | CONS_038 | 875 | HIL | HLC 10x80/48-H | 03-008 |  |  |  | 1 | 1999-01-15 | 0.3 | 0 |  | 0
0 | No |  | Hilti Channel 40x40 Endcap MQZ-E41 |  |  | EMAT_065 | 501 | (__) |  | 02-020 |  |  |  | 1 |  | 0.24 | 0 |  | 0
0 | No |  | Tray Washers M8 |  |  | EMAT_057 | 501 | [6 empty] | 1 |  | 0.0233 | 0 |  | 0
0 | No |  | Labour to manufacture brackets |  |  | LABO_008 | 900 | MISC | [5 empty] | 3 |  |  | 0 | 0.35 | 0 | NoMat?
0 | No |  | Tray Washers M8 |  |  | EMAT_057 | 501 | [6 empty] | 1 |  | 0.0233 | 0 |  | 0
0 | No |  | Three hole angle Hilti 90deg |  | MQW-3-F | EMAT_045 | 501 | HIL | MW-3 | 07-005 |  |  |  | 1 | 1999-01-15 | 1.55 | 0 |  | 0
0 | No |  | Push Button Hilti M10 |  | MQN-C HDG | EMAT_041 | 501 | HIL | MKN | 07-008 |  |  |  | 1 | 1999-01-15 | 2.6 | 0 |  | 0
|  | << ==== TOTAL UNITS | [14 empty] | 0 |  | 0
d> | 0 |  | Sell_A | 0 | 0 |  |  |  |  | ITEM | ITEM | [5 empty] | 0 |  | 0
END!
END! |  |  | RATE SHEET GRAND TOTAL | [13 empty] | MATERIAL |  | LABOUR
END!
END! |  |  | COMPONENTS | [7 empty] | COMP_RT | [5 empty] | 31976.0889 |  | 2281.253
END! |  |  | RATE SUMS (ITEMS) | [7 empty] | ITEM_RT | [5 empty] | 31976.0889 |  | 2281.253
SB!
| V:56 |  |  | COSTCODE TOTAL | [12 empty] | 31976.0889 |  | 2281.253
| 1 | cc | Erection materials |  | 501 | [9 empty] | 1 |  | 404.3238 |  | 25
| 2 | cc | Busbar Trunking |  | 505 | [9 empty] | 1 |  | 0 |  | 0
| 3 | cc | Switchgear |  | 510 | [9 empty] | 2 |  | 0 |  | 0
| 4 | cc | MCC Equipment |  | 511 | [9 empty] | 2 |  | 0 |  | 0
| 5 | cc | BMS Equipment |  | 512 | [9 empty] | 2 |  | 0 |  | 0
| 6 | cc | PVC Pipes / Ducts |  | 520 | [9 empty] | 1 |  | 0 |  | 0
| 7 | cc | High/medium voltage switchgear |  | 530 | [9 empty] | 2 |  | 0 |  | 0
| 8 | cc | Power Transformers |  | 550 | [9 empty] | 2 |  | 0 |  | 0
| 9 | cc | Control Panels |  | 570 | [9 empty] | 2 |  | 0 |  | 0
| 10 | cc | Electrical Single Core Cables |  | 615 | [9 empty] | 2 |  | 0 |  | 0
| 11 | cc | Electrical Multicore Cables |  | 616 | [9 empty] | 2 |  | 0 |  | 0
| 12 | cc | ELV/BMS/Special Cables |  | 617 | [9 empty] | 2 |  | 9996.6189 |  | 677.6
| 13 | cc | Cables accessories |  | 620 | [9 empty] | 2 |  | 1699.9 |  | 164.868
| 14 | cc | Galv. Cable Trays |  | 650 | [9 empty] | 1 |  | 339.1062 |  | 17.5
| 15 | cc | PVC Cable Trays |  | 651 | [9 empty] | 1 |  | 0 |  | 0
| 16 | cc | Galv. Cable Basket |  | 652 | [9 empty] | 1 |  | 0 |  | 0
| 17 | cc | Galv. Cable Ladder |  | 654 | [9 empty] | 1 |  | 0 |  | 0
| 18 | cc | Galv. Cable Trunking |  | 675 | [9 empty] | 1 |  | 0 |  | 0
| 19 | cc | Alum. Cable Trunking |  | 676 | [9 empty] | 1 |  | 0 |  | 0
| 20 | cc | PVC Cable Trunking |  | 680 | [9 empty] | 1 |  | 0 |  | 0
| 21 | cc | Underfloor Cable Trunking |  | 681 | [9 empty] | 1 |  | 0 |  | 0
| 22 | cc | Galv. Conduit |  | 690 | [9 empty] | 1 |  | 19104.24 |  | 1159.73
| 23 | cc | PVC Conduit |  | 700 | [9 empty] | 1 |  | 0 |  | 0
| 24 | cc | Wiring Accessories |  | 705 | [9 empty] | 3 |  | 50 |  | 1.375
| 25 | cc | Dimming Equipment |  | 706 | [9 empty] | 3 |  | 0 |  | 0
| 26 | cc | Fire Alarm Equipment |  | 725 | [9 empty] | 3 |  | 0 |  | 0
| 27 | cc | Fire Barriers |  | 726 | [9 empty] | 3 |  | 0 |  | 0
| 28 | cc | Security Alarm System |  | 750 | [9 empty] | 3 |  | 0 |  | 0
| 29 | cc | Access Control |  | 751 | [9 empty] | 3 |  | 0 |  | 0
| 30 | cc | Hotel Electronic Lock |  | 752 | [9 empty] | 3 |  | 0 |  | 0
| 31 | cc | Sub-Contracting Installation Elec |  | 753 | [9 empty] | 3 |  | 0 |  | 0
| 32 | cc | Timing Equipment |  | 770 | [9 empty] | 3 |  | 0 |  | 0
| 33 | cc | Public Address |  | 790 | [9 empty] | 3 |  | 0 |  | 0
| 34 | cc | Voice Alarm Equipment |  | 791 | [9 empty] | 3 |  | 0 |  | 0
| 35 | cc | Lightning / Bonding System |  | 810 | [9 empty] | 3 |  | 0 |  | 0
| 36 | cc | T.V System |  | 815 | [9 empty] | 3 |  | 0 |  | 0
| 37 | cc | UPS/Voltage Stabilisers |  | 820 | [9 empty] | 2 |  | 0 |  | 0
| 38 | cc | Data Network Equipment |  | 821 | [9 empty] | 3 |  | 25 |  | 4.18
| 39 | cc | Light Fittings |  | 835 | [9 empty] | 3 |  | 0 |  | 0
| 40 | cc | Generators, AMF Panels |  | 845 | [9 empty] | 2 |  | 0 |  | 0
| 41 | cc | Telephone Equipment |  | 855 | [9 empty] | 3 |  | 0 |  | 0
| 42 | cc | Intercom |  | 856 | [9 empty] | 3 |  | 0 |  | 0
| 43 | cc | Mechanical for Electrical |  | 857 | [9 empty] | 3 |  | 0 |  | 0
| 44 | cc | Nurse Call |  | 858 | [9 empty] | 3 |  | 0 |  | 0
| 45 | cc | C.C.T.V. Equipment |  | 865 | [9 empty] | 3 |  | 0 |  | 0
| 46 | cc | Tools and Instruments |  | 870 | [9 empty] | 4 |  | 0 |  | 0
| 47 | cc | Consumbles |  | 875 | [9 empty] | 1 |  | 356.9 |  | 0
| 48 | cc | Drawings/Manuals |  | 880 | [9 empty] | 3 |  | 0 |  | 0
| 49 | cc | Spare Parts |  | 885 | [9 empty] | 4 |  | 0 |  | 0
| 50 | cc | Labour |  | 900 | [9 empty] | 3 |  | 0 |  | 231
| 51 | cc | Dismantling (Labour Only) |  | 901 | [9 empty] | 1 |  | 0 |  | 0
| 52 | cc | Testing & Commissioning |  | 902 | [9 empty] | 3 |  | 0 |  | 0
| 53 | cc | Sub-Contracting Works |  | 960 | [9 empty] | 4 |  | 0 |  | 0
| 54 | cc | Enemalta Application |  | 961 | [9 empty] | 3 |  | 0 |  | 0
| 55 | cc | Crainage and Transportation |  | 962 | [9 empty] | 1 |  | 0 |  | 0
| 56 | cc | Provisional Sum |  | 970 | [9 empty] | 4 |  | 0 |  | 0
|  | cc |  |  | Fix 1 |  | 1 | [9 empty] | 20204.57 |  | 1202.23
|  | cc |  |  | Fix 2 |  | 2 | [9 empty] | 11696.5189 |  | 842.468
|  | cc |  |  | Fix 3 |  | 2 | [9 empty] | 75 |  | 236.555
|  | cc |  |  | Others |  | 3 | [9 empty] | 0 |  | 0
|  | cc |  |  | TOTAL | [11 empty] | 31976.0889 |  | 2281.253

## Elec_Est
| CLIENT: | 1 | Eden Lesuire Group |  | 0 |  |  | 1 | 1 | 1 | 1 | 1 | 1 | 1 |  | € | R/Lab Cont | R | 1 | BOQ | INCL | MULT | AREA | BOQ | TDWG | ACT | DIFF
| PROJECT: | 0.97379 | Intercontinental - Plant Retrofit |  | Electrical |  |  | 2 | 1 | 1 | 1 | 1 | 1 | 1 |  | 0.026208 | mu_A | 1.35 | 37.071
| JOB DESC: | 0.97379 | Retrofitting works for the Electrical Installations |  | ECA (Technician) |  |  | 3 | 1 | 1 | 1 | 1 | 1 | 1 |  | 0.026208 | mu_B | 1.35 | 45.5355
| QUOTE No: | 0.97379 | EL25-0477 |  | ECA (Engineer) |  |  | 4 | 1 | 1 | 1 | 1 | 1 | 1 |  | 0.026208 | mu_C | 1.35 | 40.5
| CLIENTs REF: | 1 | Tender |  | Megaline |  |  | 5 | 1 | 1 | 1 | 1 | 1 | 1 |  | 0 | mu_D | 1 | 37.071
| VAT/DUTIES: | 1 | VAT EXCL. |  | 0 |  |  | 6 | 1 | 1 | 1 | 1 | 1 | 1 |  | 0 | mu_E | 0 | 0
| SAVED ON: | 1 | 2007-10-09 |  | 0 |  |  | 7 | 1 | 1 | 1 | 1 | 1 | 0 |  | 0 | mu_F | 0 | 0
| ESTIMATOR: | 1 | M.Scicluna |  | 0 |  |  | 8 | 1 | 1 | 1 | 1 | 1 | 0 |  | 0 | mu_G | 0 | 0
| LABOUR RATE: | 1 | 27.46 |  | 0 |  |  | 9 | 1 | 1 | 1 | 1 | 1 | 0 |  | 0 | mu_H | 0 | 0
|  | 1 |  |  | 0 |  |  | 10 | 1 | 1 | 1 | 1 | 1 | 1 |  | 0 | mu_I | 0 | 0
|  | 1 |  |  | 0 | [10 empty] | 0 | mu_J | 0 | 0
|  | 0.97379 |  |  | 0 | [10 empty] | 0.026208 | MIXED | MAT MU | LAB RATE
[6 empty] | ISELL | C_CODE | MAKE | PART_NO | MARKUP | TYPE | LIST_P | P_FACT | FIX | DATE | %Dsct in BOQ | MU TYPE | MAT MU | LAB RATE | [13 empty] | Tot Mat Cost | Unit Lab phr. | Tot Lab phr. | < for ELM / MEE
TB
t
MAIN ELECTRICAL INFRASTRUCTURE
TB
t
SWITCHGEAR AND OTHER ACCESSORIES
TB
|  | t | Item: 1
Supply only the following switchgear and other accessories.
|  |  |  | Sell Rate | Sell Total |  |  |  |  | IB | [17 empty] | U_M_Sell | T_M_Sell | U_L_Sell | T_L_Sell | Total_Sell | T_M_Cost | T_L_Phr | Mat/Lab=1
1 | No. |  | Item: 1.0a | 989.85 | 989.85 | ISELL |  |  |  | mu_D | ITEM | [7 empty] | mu: 1 | [8 empty] | 989.85 | 989.85 | 0 | 0 | 989.85 | 989.85 | 0 | 989.85
|  |  | Distribution Board DB-L2PR (metalclad enclosure) | [6 empty] | n
1 | LS |  | Subcontracting Works (Specify Contractor Name) |  | Megaline | SUBC_007 | 960 | MISC | [5 empty] | 4 | 2005-08-30 | 989.85 | 989.85 |  | 0
[17 empty] | 0 |  | 0
d> | 0 |  |  |  |  | ICOST |  |  |  | mu_D | ITEM | [5 empty] | 989.85 |  | 0
|  |  |  | Sell Rate | Sell Total |  |  |  |  | IB | [17 empty] | U_M_Sell | T_M_Sell | U_L_Sell | T_L_Sell | Total_Sell | T_M_Cost | T_L_Phr | Mat/Lab=1
1 | No. |  | Item: 1.0b | 232.28 | 232.28 | ISELL |  |  |  | mu_D | ITEM | [7 empty] | mu: 1 | [8 empty] | 232.28 | 232.28 | 0 | 0 | 232.28 | 232.28 | 0 | 232.28
Equipotential earth bonding busbar EB1, rated at 600A or more, wall mounted to the wall on plastic insulators. (approx. 400mm x 50mm x 6mm).
1 | LS |  | Subcontracting Works (Specify Contractor Name) |  | Megaline | SUBC_007 | 960 | MISC | [5 empty] | 4 | 2005-08-30 | 232.28 | 232.28 |  | 0
[17 empty] | 0 |  | 0
d> | 0 |  |  |  |  | ICOST |  |  |  | mu_D | ITEM | [5 empty] | 232.28 |  | 0
TB
|  | t | Item: 2
Install and connect only the following switchgear and other accessories.
|  |  |  | Sell Rate | Sell Total |  |  |  |  | IB | [17 empty] | U_M_Sell | T_M_Sell | U_L_Sell | T_L_Sell | Total_Sell | T_M_Cost | T_L_Phr | Mat/Lab=1
1 | No. |  | Item: 2.0a | 343.15 | 343.15 | ISELL |  |  |  | mu_D | ITEM | [7 empty] | mu: 1 | [8 empty] | 343.15 | 343.15 | 0 | 0 | 343.15 | 343.15 | 0 | 343.15
|  |  | Distribution Board DB-L2PR (metalclad enclosure) | [6 empty] | n
1 | LS |  | Subcontracting Works (Specify Contractor Name) |  | Megaline | SUBC_007 | 960 | MISC | [5 empty] | 4 | 2005-08-30 | 343.15 | 343.15 |  | 0
[17 empty] | 0 |  | 0
d> | 0 |  |  |  |  | ICOST |  |  |  | mu_D | ITEM | [5 empty] | 343.15 |  | 0
|  |  |  | Sell Rate | Sell Total |  |  |  |  | IB | [17 empty] | U_M_Sell | T_M_Sell | U_L_Sell | T_L_Sell | Total_Sell | T_M_Cost | T_L_Phr | Mat/Lab=1
1 | No. |  | Item: 2.0b | 232.28 | 232.28 | ISELL |  |  |  | mu_D | ITEM | [7 empty] | mu: 1 | [8 empty] | 232.28 | 232.28 | 0 | 0 | 232.28 | 232.28 | 0 | 232.28
Equipotential earth bonding busbar EB1, rated at 600A or more, wall mounted to the wall on plastic insulators. (approx. 400mm x 50mm x 6mm).
1 | LS |  | Subcontracting Works (Specify Contractor Name) |  | Megaline | SUBC_007 | 960 | MISC | [5 empty] | 4 | 2005-08-30 | 232.28 | 232.28 |  | 0
[17 empty] | 0 |  | 0
d> | 0 |  |  |  |  | ICOST |  |  |  | mu_D | ITEM | [5 empty] | 232.28 |  | 0
TB
t
CABLE MANAGEMENT
TB
|  | t | Item: 3
Supply and install the following galvanized steel cable tray, from MSG-1 to SPB-PR in the new Plant Room. Cost is to include all cantilever bracketing to wall or suspension bracketing to the ceiling as necessary.
|  |  |  | Sell Rate | Sell Total |  |  |  |  | IB | [17 empty] | U_M_Sell | T_M_Sell | U_L_Sell | T_L_Sell | Total_Sell | T_M_Cost | T_L_Phr | Mat/Lab=1
155 | m |  | Item: 3.0a | 123.09 | 19078.95 | ISELL |  |  |  | mu_D | ITEM | [7 empty] | mu: 1 | [8 empty] | 123.09 | 19078.95 | 0 | 0 | 19078.95 | 19078.95 | 0 | 2957237.25
|  |  | 500mm x 50mm. | [6 empty] | n
155 | LS |  | Subcontracting Works (Specify Contractor Name) |  | Megaline | SUBC_007 | 960 | MISC | [5 empty] | 4 | 2005-08-30 | 123.09 | 19078.95 |  | 0
[17 empty] | 0 |  | 0
d> | 0 |  |  |  |  | ICOST |  |  |  | mu_D | ITEM | [5 empty] | 19078.95 |  | 0
TB
|  | t | Item: 4
Supply and install the following galvanized steel cable ladder above SPB-PR. Cost is to include all the support bracketing to wall or ceiling as necessary.
|  |  |  | Sell Rate | Sell Total |  |  |  |  | IB | [17 empty] | U_M_Sell | T_M_Sell | U_L_Sell | T_L_Sell | Total_Sell | T_M_Cost | T_L_Phr | Mat/Lab=1
4 | m |  | Item: 4.0a | 126.04 | 504.16 | ISELL |  |  |  | mu_D | ITEM | [7 empty] | mu: 1 | [8 empty] | 126.04 | 504.16 | 0 | 0 | 504.16 | 504.16 | 0 | 2016.64
|  |  | 500mm x 100mm. | [6 empty] | n
4 | LS |  | Subcontracting Works (Specify Contractor Name) |  | Megaline | SUBC_007 | 960 | MISC | [5 empty] | 4 | 2005-08-30 | 126.04 | 504.16 |  | 0
[17 empty] | 0 |  | 0
d> | 0 |  |  |  |  | ICOST |  |  |  | mu_D | ITEM | [5 empty] | 504.16 |  | 0
SB
| -6907.8144 |  | PAGE: |  | 21380.67 | [5 empty] | PAGE | [5 empty] | 21380.67 |  | 0
| Discy: |  |  |  | PAGE SELL | [11 empty] | PAGE MAT |  | PAGE LAB
TB
t
POWER CABLING
TB
|  | t | Item: 5
Supply, install and connect the following power cables. Cost is to include all cable installation and termination accessories as necessary. Cables installed on low level (less than 2.5 metres from FFL) cable trays are to be mechanically protected by cable tray covers.
|  |  |  | Sell Rate | Sell Total |  |  |  |  | IB | [17 empty] | U_M_Sell | T_M_Sell | U_L_Sell | T_L_Sell | Total_Sell | T_M_Cost | T_L_Phr | Mat/Lab=1
160 | mr |  | Item: 5.0a | 745.77 | 119323.2 | ISELL |  |  |  | mu_D | ITEM | [7 empty] | mu: 1 | [8 empty] | 745.77 | 119323.2 | 0 | 0 | 119323.2 | 119323.2 | 0 | 19091712
1600A MCCB in existing Main Switchgear Panel MSG-1 to the new Switchgear Panel SPB-PR (Plant Room).6 x (5core x 120.0 mm2 FG16(0)M16).
160 | LS |  | Subcontracting Works (Specify Contractor Name) |  | Megaline | SUBC_007 | 960 | MISC | [5 empty] | 4 | 2005-08-30 | 745.77 | 119323.2 |  | 0
[17 empty] | 0 |  | 0
d> | 0 |  |  |  |  | ICOST |  |  |  | mu_D | ITEM | [5 empty] | 119323.2 |  | 0
|  |  |  | Sell Rate | Sell Total |  |  |  |  | IB | [17 empty] | U_M_Sell | T_M_Sell | U_L_Sell | T_L_Sell | Total_Sell | T_M_Cost | T_L_Phr | Mat/Lab=1
12 | mr |  | Item: 5.0b | 153.33 | 1839.96 | ISELL |  |  |  | mu_D | ITEM | [7 empty] | mu: 1 | [8 empty] | 153.33 | 1839.96 | 0 | 0 | 1839.96 | 1839.96 | 0 | 22079.52
|  |  | Switchgear Panel SPB-PR (Plant Room) to Motor Control Centre MCC-PR (Plant Room). 2 x (5core x 95.0 mm2 FG16(0)M16). | [6 empty] | n
12 | LS |  | Subcontracting Works (Specify Contractor Name) |  | Megaline | SUBC_007 | 960 | MISC | [5 empty] | 4 | 2005-08-30 | 153.33 | 1839.96 |  | 0
[17 empty] | 0 |  | 0
d> | 0 |  |  |  |  | ICOST |  |  |  | mu_D | ITEM | [5 empty] | 1839.96 |  | 0
|  |  |  | Sell Rate | Sell Total |  |  |  |  | IB | [17 empty] | U_M_Sell | T_M_Sell | U_L_Sell | T_L_Sell | Total_Sell | T_M_Cost | T_L_Phr | Mat/Lab=1
5 | mr |  | Item: 5.0c | 69.3 | 346.5 | ISELL |  |  |  | mu_D | ITEM | [7 empty] | mu: 1 | [8 empty] | 69.3 | 346.5 | 0 | 0 | 346.5 | 346.5 | 0 | 1732.5
|  |  | Earth bar in Switchgear Panel SPB-PR (Plant Room) to Equipotential earth bonding busbar EB1. 2 x (1core x 95.0 mm2 LSZH/Cu). | [6 empty] | n
5 | LS |  | Subcontracting Works (Specify Contractor Name) |  | Megaline | SUBC_007 | 960 | MISC | [5 empty] | 4 | 2005-08-30 | 69.3 | 346.5 |  | 0
[17 empty] | 0 |  | 0
d> | 0 |  |  |  |  | ICOST |  |  |  | mu_D | ITEM | [5 empty] | 346.5 |  | 0
TB
t
LIGHTING INSTALLATION
TB
|  | t | Item: 6
Supply and install the following lighting points in the electrical switchroom for the Plant Room (PR), as specified. (Metalclad Installation)
|  |  |  | Sell Rate | Sell Total |  |  |  |  | IB | [17 empty] | U_M_Sell | T_M_Sell | U_L_Sell | T_L_Sell | Total_Sell | T_M_Cost | T_L_Phr | Mat/Lab=1
2 | No. |  | Item: 6.0a | 106.06 | 212.12 | ISELL |  |  |  | mu_D | ITEM | [7 empty] | mu: 1 | [8 empty] | 106.06 | 212.12 | 0 | 0 | 212.12 | 212.12 | 0 | 424.24
|  |  | Two lighting points controlled by one switch. | [6 empty] | n
2 | LS |  | Subcontracting Works (Specify Contractor Name) |  | Megaline | SUBC_007 | 960 | MISC | [5 empty] | 4 | 2005-08-30 | 106.06 | 212.12 |  | 0
[17 empty] | 0 |  | 0
d> | 0 |  |  |  |  | ICOST |  |  |  | mu_D | ITEM | [5 empty] | 212.12 |  | 0
|  |  |  | Sell Rate | Sell Total |  |  |  |  | IB | [17 empty] | U_M_Sell | T_M_Sell | U_L_Sell | T_L_Sell | Total_Sell | T_M_Cost | T_L_Phr | Mat/Lab=1
3 | No. |  | Item: 6.0b | 106.06 | 318.18 | ISELL |  |  |  | mu_D | ITEM | [7 empty] | mu: 1 | [8 empty] | 106.06 | 318.18 | 0 | 0 | 318.18 | 318.18 | 0 | 954.54
|  |  | Non-maintained emergency lighting points (Fittings Type E4). | [6 empty] | n
3 | LS |  | Subcontracting Works (Specify Contractor Name) |  | Megaline | SUBC_007 | 960 | MISC | [5 empty] | 4 | 2005-08-30 | 106.06 | 318.18 |  | 0
[17 empty] | 0 |  | 0
d> | 0 |  |  |  |  | ICOST |  |  |  | mu_D | ITEM | [5 empty] | 318.18 |  | 0
TB
|  | t | Item: 7
Supply only the following light fittings and accessories.
|  |  |  | Sell Rate | Sell Total |  |  |  |  | IB | [17 empty] | U_M_Sell | T_M_Sell | U_L_Sell | T_L_Sell | Total_Sell | T_M_Cost | T_L_Phr | Mat/Lab=1
4 | No. |  | Item: 7.0a | 39.59 | 158.36 | ISELL |  |  |  | mu_D | ITEM | [7 empty] | mu: 1 | [8 empty] | 39.59 | 158.36 | 0 | 0 | 158.36 | 158.36 | 0 | 633.44
|  |  | Type A | [6 empty] | n
4 | LS |  | Subcontracting Works (Specify Contractor Name) |  | Megaline | SUBC_007 | 960 | MISC | [5 empty] | 4 | 2005-08-30 | 39.59 | 158.36 |  | 0
[17 empty] | 0 |  | 0
d> | 0 |  |  |  |  | ICOST |  |  |  | mu_D | ITEM | [5 empty] | 158.36 |  | 0
|  |  |  | Sell Rate | Sell Total |  |  |  |  | IB | [17 empty] | U_M_Sell | T_M_Sell | U_L_Sell | T_L_Sell | Total_Sell | T_M_Cost | T_L_Phr | Mat/Lab=1
3 | No. |  | Item: 7.0b | 65.99 | 197.97 | ISELL |  |  |  | mu_D | ITEM | [7 empty] | mu: 1 | [8 empty] | 65.99 | 197.97 | 0 | 0 | 197.97 | 197.97 | 0 | 593.91
|  |  | Type E4 | [6 empty] | n
3 | LS |  | Subcontracting Works (Specify Contractor Name) |  | Megaline | SUBC_007 | 960 | MISC | [5 empty] | 4 | 2005-08-30 | 65.99 | 197.97 |  | 0
[17 empty] | 0 |  | 0
d> | 0 |  |  |  |  | ICOST |  |  |  | mu_D | ITEM | [5 empty] | 197.97 |  | 0
TB
|  | t | Item: 8
Install and connect only the following light fittings and accessories.
|  |  |  | Sell Rate | Sell Total |  |  |  |  | IB | [17 empty] | U_M_Sell | T_M_Sell | U_L_Sell | T_L_Sell | Total_Sell | T_M_Cost | T_L_Phr | Mat/Lab=1
4 | No. |  | Item: 8.0a | 34.31 | 137.24 | ISELL |  |  |  | mu_D | ITEM | [7 empty] | mu: 1 | [8 empty] | 34.31 | 137.24 | 0 | 0 | 137.24 | 137.24 | 0 | 548.96
|  |  | Type A | [6 empty] | n
4 | LS |  | Subcontracting Works (Specify Contractor Name) |  | Megaline | SUBC_007 | 960 | MISC | [5 empty] | 4 | 2005-08-30 | 34.31 | 137.24 |  | 0
[17 empty] | 0 |  | 0
d> | 0 |  |  |  |  | ICOST |  |  |  | mu_D | ITEM | [5 empty] | 137.24 |  | 0
|  |  |  | Sell Rate | Sell Total |  |  |  |  | IB | [17 empty] | U_M_Sell | T_M_Sell | U_L_Sell | T_L_Sell | Total_Sell | T_M_Cost | T_L_Phr | Mat/Lab=1
3 | No. |  | Item: 8.0b | 34.31 | 102.93 | ISELL |  |  |  | mu_D | ITEM | [7 empty] | mu: 1 | [8 empty] | 34.31 | 102.93 | 0 | 0 | 102.93 | 102.93 | 0 | 308.79
|  |  | Type E4 | [6 empty] | n
3 | LS |  | Subcontracting Works (Specify Contractor Name) |  | Megaline | SUBC_007 | 960 | MISC | [5 empty] | 4 | 2005-08-30 | 34.31 | 102.93 |  | 0
[17 empty] | 0 |  | 0
d> | 0 |  |  |  |  | ICOST |  |  |  | mu_D | ITEM | [5 empty] | 102.93 |  | 0
SB
| -39622.234 |  | PAGE: |  | 122636.46 | [5 empty] | PAGE | [5 empty] | 122636.46 |  | 0
| Discy: |  |  |  | PAGE SELL | [11 empty] | PAGE MAT |  | PAGE LAB
TB
t
POWER INSTALLATION
TB
|  | t | Item: 9
Supply, install and connect the following power points. (Metalclad Installation)
|  |  |  | Sell Rate | Sell Total |  |  |  |  | IB | [17 empty] | U_M_Sell | T_M_Sell | U_L_Sell | T_L_Sell | Total_Sell | T_M_Cost | T_L_Phr | Mat/Lab=1
3 | No. |  | Item: 9.0a | 138.46 | 415.38 | ISELL |  |  |  | mu_D | ITEM | [7 empty] | mu: 1 | [8 empty] | 138.46 | 415.38 | 0 | 0 | 415.38 | 415.38 | 0 | 1246.14
|  |  | Double socket outlets | [6 empty] | n
3 | LS |  | Subcontracting Works (Specify Contractor Name) |  | Megaline | SUBC_007 | 960 | MISC | [5 empty] | 4 | 2005-08-30 | 138.46 | 415.38 |  | 0
[17 empty] | 0 |  | 0
d> | 0 |  |  |  |  | ICOST |  |  |  | mu_D | ITEM | [5 empty] | 415.38 |  | 0
|  |  |  | Sell Rate | Sell Total |  |  |  |  | IB | [17 empty] | U_M_Sell | T_M_Sell | U_L_Sell | T_L_Sell | Total_Sell | T_M_Cost | T_L_Phr | Mat/Lab=1
1 | No. |  | Item: 9.0b | 247.73 | 247.73 | ISELL |  |  |  | mu_D | ITEM | [7 empty] | mu: 1 | [8 empty] | 247.73 | 247.73 | 0 | 0 | 247.73 | 247.73 | 0 | 247.73
|  |  | 16A TPN+E Rotary isolated industrial socket outlets | [6 empty] | n
1 | LS |  | Subcontracting Works (Specify Contractor Name) |  | Megaline | SUBC_007 | 960 | MISC | [5 empty] | 4 | 2005-08-30 | 247.73 | 247.73 |  | 0
[17 empty] | 0 |  | 0
d> | 0 |  |  |  |  | ICOST |  |  |  | mu_D | ITEM | [5 empty] | 247.73 |  | 0
|  |  |  | Sell Rate | Sell Total |  |  |  |  | IB | [17 empty] | U_M_Sell | T_M_Sell | U_L_Sell | T_L_Sell | Total_Sell | T_M_Cost | T_L_Phr | Mat/Lab=1
1 | No. |  | Item: 9.0c | 164.2 | 164.2 | ISELL |  |  |  | mu_D | ITEM | [7 empty] | mu: 1 | [8 empty] | 164.2 | 164.2 | 0 | 0 | 164.2 | 164.2 | 0 | 164.2
|  |  | Fused connection unit (AC unit) | [6 empty] | n
1 | LS |  | Subcontracting Works (Specify Contractor Name) |  | Megaline | SUBC_007 | 960 | MISC | [5 empty] | 4 | 2005-08-30 | 164.2 | 164.2 |  | 0
[17 empty] | 0 |  | 0
d> | 0 |  |  |  |  | ICOST |  |  |  | mu_D | ITEM | [5 empty] | 164.2 |  | 0
TB
t
CABLE MANAGEMENT
TB
|  | t | Item: 10
Supply and install the following galvanized steel cable tray. Cost is to include all bracketing to wall or ceiling as necessary.
|  |  |  | Sell Rate | Sell Total |  |  |  |  | IB | [17 empty] | U_M_Sell | T_M_Sell | U_L_Sell | T_L_Sell | Total_Sell | T_M_Cost | T_L_Phr | Mat/Lab=1
30 | m |  | Item: 10.0a | 18.56 | 556.8 | ISELL |  |  |  | mu_D | ITEM | [7 empty] | mu: 1 | [8 empty] | 18.56 | 556.8 | 0 | 0 | 556.8 | 556.8 | 0 | 16704
|  |  | 100mm | [6 empty] | n
30 | LS |  | Subcontracting Works (Specify Contractor Name) |  | Megaline | SUBC_007 | 960 | MISC | [5 empty] | 4 | 2005-08-30 | 18.56 | 556.8 |  | 0
[17 empty] | 0 |  | 0
d> | 0 |  |  |  |  | ICOST |  |  |  | mu_D | ITEM | [5 empty] | 556.8 |  | 0
|  |  |  | Sell Rate | Sell Total |  |  |  |  | IB | [17 empty] | U_M_Sell | T_M_Sell | U_L_Sell | T_L_Sell | Total_Sell | T_M_Cost | T_L_Phr | Mat/Lab=1
20 | m |  | Item: 10.0b | 18.56 | 371.2 | ISELL |  |  |  | mu_D | ITEM | [7 empty] | mu: 1 | [8 empty] | 18.56 | 371.2 | 0 | 0 | 371.2 | 371.2 | 0 | 7424
|  |  | 100mm (Vertical drops onto machinery) | [6 empty] | n
20 | LS |  | Subcontracting Works (Specify Contractor Name) |  | Megaline | SUBC_007 | 960 | MISC | [5 empty] | 4 | 2005-08-30 | 18.56 | 371.2 |  | 0
[17 empty] | 0 |  | 0
d> | 0 |  |  |  |  | ICOST |  |  |  | mu_D | ITEM | [5 empty] | 371.2 |  | 0
|  |  |  | Sell Rate | Sell Total |  |  |  |  | IB | [17 empty] | U_M_Sell | T_M_Sell | U_L_Sell | T_L_Sell | Total_Sell | T_M_Cost | T_L_Phr | Mat/Lab=1
25 | m |  | Item: 10.0c | 20.56 | 514 | ISELL |  |  |  | mu_D | ITEM | [7 empty] | mu: 1 | [8 empty] | 20.56 | 514 | 0 | 0 | 514 | 514 | 0 | 12850
|  |  | 150mm | [6 empty] | n
25 | LS |  | Subcontracting Works (Specify Contractor Name) |  | Megaline | SUBC_007 | 960 | MISC | [5 empty] | 4 | 2005-08-30 | 20.56 | 514 |  | 0
[17 empty] | 0 |  | 0
d> | 0 |  |  |  |  | ICOST |  |  |  | mu_D | ITEM | [5 empty] | 514 |  | 0
|  |  |  | Sell Rate | Sell Total |  |  |  |  | IB | [17 empty] | U_M_Sell | T_M_Sell | U_L_Sell | T_L_Sell | Total_Sell | T_M_Cost | T_L_Phr | Mat/Lab=1
10 | m |  | Item: 10.0d | 20.56 | 205.6 | ISELL |  |  |  | mu_D | ITEM | [7 empty] | mu: 1 | [8 empty] | 20.56 | 205.6 | 0 | 0 | 205.6 | 205.6 | 0 | 2056
|  |  | 150mm (Vertical drops onto machinery) | [6 empty] | n
10 | LS |  | Subcontracting Works (Specify Contractor Name) |  | Megaline | SUBC_007 | 960 | MISC | [5 empty] | 4 | 2005-08-30 | 20.56 | 205.6 |  | 0
[17 empty] | 0 |  | 0
d> | 0 |  |  |  |  | ICOST |  |  |  | mu_D | ITEM | [5 empty] | 205.6 |  | 0
|  |  |  | Sell Rate | Sell Total |  |  |  |  | IB | [17 empty] | U_M_Sell | T_M_Sell | U_L_Sell | T_L_Sell | Total_Sell | T_M_Cost | T_L_Phr | Mat/Lab=1
28 | m |  | Item: 10.0e | 22.62 | 633.36 | ISELL |  |  |  | mu_D | ITEM | [7 empty] | mu: 1 | [8 empty] | 22.62 | 633.36 | 0 | 0 | 633.36 | 633.36 | 0 | 17734.08
|  |  | 200mm | [6 empty] | n
28 | LS |  | Subcontracting Works (Specify Contractor Name) |  | Megaline | SUBC_007 | 960 | MISC | [5 empty] | 4 | 2005-08-30 | 22.62 | 633.36 |  | 0
[17 empty] | 0 |  | 0
d> | 0 |  |  |  |  | ICOST |  |  |  | mu_D | ITEM | [5 empty] | 633.36 |  | 0
|  |  |  | Sell Rate | Sell Total |  |  |  |  | IB | [17 empty] | U_M_Sell | T_M_Sell | U_L_Sell | T_L_Sell | Total_Sell | T_M_Cost | T_L_Phr | Mat/Lab=1
15 | m |  | Item: 10.0f | 22.62 | 339.3 | ISELL |  |  |  | mu_D | ITEM | [7 empty] | mu: 1 | [8 empty] | 22.62 | 339.3 | 0 | 0 | 339.3 | 339.3 | 0 | 5089.5
|  |  | 200mm (Vertical drops onto machinery) | [6 empty] | n
15 | LS |  | Subcontracting Works (Specify Contractor Name) |  | Megaline | SUBC_007 | 960 | MISC | [5 empty] | 4 | 2005-08-30 | 22.62 | 339.3 |  | 0
[17 empty] | 0 |  | 0
d> | 0 |  |  |  |  | ICOST |  |  |  | mu_D | ITEM | [5 empty] | 339.3 |  | 0
|  |  |  | Sell Rate | Sell Total |  |  |  |  | IB | [17 empty] | U_M_Sell | T_M_Sell | U_L_Sell | T_L_Sell | Total_Sell | T_M_Cost | T_L_Phr | Mat/Lab=1
7 | m |  | Item: 10.0g | 30.01 | 210.07 | ISELL |  |  |  | mu_D | ITEM | [7 empty] | mu: 1 | [8 empty] | 30.01 | 210.07 | 0 | 0 | 210.07 | 210.07 | 0 | 1470.49
|  |  | 300mm | [6 empty] | n
7 | LS |  | Subcontracting Works (Specify Contractor Name) |  | Megaline | SUBC_007 | 960 | MISC | [5 empty] | 4 | 2005-08-30 | 30.01 | 210.07 |  | 0
[17 empty] | 0 |  | 0
d> | 0 |  |  |  |  | ICOST |  |  |  | mu_D | ITEM | [5 empty] | 210.07 |  | 0
|  |  |  | Sell Rate | Sell Total |  |  |  |  | IB | [17 empty] | U_M_Sell | T_M_Sell | U_L_Sell | T_L_Sell | Total_Sell | T_M_Cost | T_L_Phr | Mat/Lab=1
8 | m |  | Item: 10.0h | 43.69 | 349.52 | ISELL |  |  |  | mu_D | ITEM | [7 empty] | mu: 1 | [8 empty] | 43.69 | 349.52 | 0 | 0 | 349.52 | 349.52 | 0 | 2796.16
|  |  | 500mm | [6 empty] | n
8 | LS |  | Subcontracting Works (Specify Contractor Name) |  | Megaline | SUBC_007 | 960 | MISC | [5 empty] | 4 | 2005-08-30 | 43.69 | 349.52 |  | 0
[17 empty] | 0 |  | 0
d> | 0 |  |  |  |  | ICOST |  |  |  | mu_D | ITEM | [5 empty] | 349.52 |  | 0
TB
t
POWER CABLING TO THE HEAT PUMPS
TB
|  | t | Item: 11
Supply, install and connect the following power cables. Cost is to include all cable installation and termination accessories, terminal extension fish plates as necessary. Cables installed on low level (less than 2.5 metres from FFL) cable trays are to be mechanically protected by cable tray covers.
|  |  |  | Sell Rate | Sell Total |  |  |  |  | IB | [17 empty] | U_M_Sell | T_M_Sell | U_L_Sell | T_L_Sell | Total_Sell | T_M_Cost | T_L_Phr | Mat/Lab=1
25 | mr |  | Item: 11.0a | 252.83 | 6320.75 | ISELL |  |  |  | mu_D | ITEM | [7 empty] | mu: 1 | [8 empty] | 252.83 | 6320.75 | 0 | 0 | 6320.75 | 6320.75 | 0 | 158018.75
|  |  | Switchgear Panel SPB-PR (Plant Room) to High Temperature Heat Pump 1 (SPBPR/2) 2 x (5core x 120.0 mm2 FG16(0)M16) | [6 empty] | n
25 | LS |  | Subcontracting Works (Specify Contractor Name) |  | Megaline | SUBC_007 | 960 | MISC | [5 empty] | 4 | 2005-08-30 | 252.83 | 6320.75 |  | 0
[17 empty] | 0 |  | 0
d> | 0 |  |  |  |  | ICOST |  |  |  | mu_D | ITEM | [5 empty] | 6320.75 |  | 0
SB
| -3336.8124 |  | PAGE: |  | 10327.91 | [5 empty] | PAGE | [5 empty] | 10327.91 |  | 0
| Discy: |  |  |  | PAGE SELL | [11 empty] | PAGE MAT |  | PAGE LAB
|  |  |  | Sell Rate | Sell Total |  |  |  |  | IB | [17 empty] | U_M_Sell | T_M_Sell | U_L_Sell | T_L_Sell | Total_Sell | T_M_Cost | T_L_Phr | Mat/Lab=1
23 | mr |  | Item: 11.0b | 255.16 | 5868.68 | ISELL |  |  |  | mu_D | ITEM | [7 empty] | mu: 1 | [8 empty] | 255.16 | 5868.68 | 0 | 0 | 5868.68 | 5868.68 | 0 | 134979.64
|  |  | Switchgear Panel SPB-PR (Plant Room) to High Temperature Heat Pump 2 (SPBPR/3) 2 x (5core x 120.0 mm2 FG16(0)M16) | [6 empty] | n
23 | LS |  | Subcontracting Works (Specify Contractor Name) |  | Megaline | SUBC_007 | 960 | MISC | [5 empty] | 4 | 2005-08-30 | 255.16 | 5868.68 |  | 0
[17 empty] | 0 |  | 0
d> | 0 |  |  |  |  | ICOST |  |  |  | mu_D | ITEM | [5 empty] | 5868.68 |  | 0
|  |  |  | Sell Rate | Sell Total |  |  |  |  | IB | [17 empty] | U_M_Sell | T_M_Sell | U_L_Sell | T_L_Sell | Total_Sell | T_M_Cost | T_L_Phr | Mat/Lab=1
29 | mr |  | Item: 11.0c | 249.13 | 7224.77 | ISELL |  |  |  | mu_D | ITEM | [7 empty] | mu: 1 | [8 empty] | 249.13 | 7224.77 | 0 | 0 | 7224.77 | 7224.77 | 0 | 209518.33
|  |  | Switchgear Panel SPB-PR (Plant Room) to High Temperature Heat Pump 3 (SPBPR/4) 2 x (5core x 120.0 mm2 FG16(0)M16) | [6 empty] | n
29 | LS |  | Subcontracting Works (Specify Contractor Name) |  | Megaline | SUBC_007 | 960 | MISC | [5 empty] | 4 | 2005-08-30 | 249.13 | 7224.77 |  | 0
[17 empty] | 0 |  | 0
d> | 0 |  |  |  |  | ICOST |  |  |  | mu_D | ITEM | [5 empty] | 7224.77 |  | 0
TB
t
POWER CABLING TO THE CHILLERS
TB
|  | t | Item: 12
Supply, install, modify and connect the following power cables. Cost is to include all cable installation and termination accessories as necessary. Cables installed on low level (less than 2.5 metres from FFL) cable trays are to be mechanically protected by cable tray covers.
|  |  |  | Sell Rate | Sell Total |  |  |  |  | IB | [17 empty] | U_M_Sell | T_M_Sell | U_L_Sell | T_L_Sell | Total_Sell | T_M_Cost | T_L_Phr | Mat/Lab=1
1 | LS |  | Item: 12.0a1 | 360.99 | 360.99 | ISELL |  |  |  | mu_A | ITEM | [7 empty] | mu :1.35 | [8 empty] | 0 | 0 | 360.99 | 360.99 | 360.99 | 0 | 10 | 10
Disconnect the existing 3 x (5corex120mmsq XLPE/SWA/LSZH/Cu) multicore cables, connected to the temporary Chiller, from both the chiller's power input terminals end and from SPBN2-1.
1 | LS |  | Dismantling | Assistance to Megaline |  | DISM_002 | 901 | MISC | [5 empty] | 1 | 2011-03-11 |  | 0 | 10 | 10
[17 empty] | 0 |  | 0
d> | 0 |  |  |  |  | ICOST |  |  |  | mu_A | ITEM | [5 empty] | 0 |  | 10
|  |  |  | Sell Rate | Sell Total |  |  |  |  | IB | [17 empty] | U_M_Sell | T_M_Sell | U_L_Sell | T_L_Sell | Total_Sell | T_M_Cost | T_L_Phr | Mat/Lab=1
1 | LS |  | Item: 12.0a2 | 1235.33 | 1235.33 | ISELL |  |  |  | mu_D | ITEM | [7 empty] | mu: 1 | [8 empty] | 1235.33 | 1235.33 | 0 | 0 | 1235.33 | 1235.33 | 0 | 1235.33
Disconnect the existing 3 x (5corex120mmsq XLPE/SWA/LSZH/Cu) multicore cables, connected to the temporary Chiller, from both the chiller's power input terminals end and from SPBN2-1.
1 | LS |  | Subcontracting Works (Specify Contractor Name) |  | Megaline | SUBC_007 | 960 | MISC | [5 empty] | 4 | 2005-08-30 | 1235.33 | 1235.33 |  | 0
[17 empty] | 0 |  | 0
d> | 0 |  |  |  |  | ICOST |  |  |  | mu_D | ITEM | [5 empty] | 1235.33 |  | 0
|  |  |  | Sell Rate | Sell Total |  |  |  |  | IB | [17 empty] | U_M_Sell | T_M_Sell | U_L_Sell | T_L_Sell | Total_Sell | T_M_Cost | T_L_Phr | Mat/Lab=1
1 | LS |  | Item: 12.0b1 | 469.29 | 469.29 | ISELL |  |  |  | mu_A | ITEM | [7 empty] | mu :1.35 | [8 empty] | 0 | 0 | 469.29 | 469.29 | 469.29 | 0 | 13 | 13
Pull back the above cables and install them on the existing 500mm cable tray within the Plant Room, modify and re-connect the above three existing multicore cables directly to the power input terminals of the new Chiller 1 and to SPBN2-1. Cost is to include all cable installation and termination accessories, terminal extension fish plates as necessary and cable termination / glanding box on top of the chiller if required.
1 | LS |  | Dismantling | Assistance to Megaline |  | DISM_002 | 901 | MISC | [5 empty] | 1 | 2011-03-11 |  | 0 | 13 | 13
[17 empty] | 0 |  | 0
d> | 0 |  |  |  |  | ICOST |  |  |  | mu_A | ITEM | [5 empty] | 0 |  | 13
|  |  |  | Sell Rate | Sell Total |  |  |  |  | IB | [17 empty] | U_M_Sell | T_M_Sell | U_L_Sell | T_L_Sell | Total_Sell | T_M_Cost | T_L_Phr | Mat/Lab=1
1 | LS |  | Item: 12.0b2 | 1647.11 | 1647.11 | ISELL |  |  |  | mu_D | ITEM | [7 empty] | mu: 1 | [8 empty] | 1647.11 | 1647.11 | 0 | 0 | 1647.11 | 1647.11 | 0 | 1647.11
Pull back the above cables and install them on the existing 500mm cable tray within the Plant Room, modify and re-connect the above three existing multicore cables directly to the power input terminals of the new Chiller 1 and to SPBN2-1. Cost is to include all cable installation and termination accessories, terminal extension fish plates as necessary and cable termination / glanding box on top of the chiller if required.
1 | LS |  | Subcontracting Works (Specify Contractor Name) |  | Megaline | SUBC_007 | 960 | MISC | [5 empty] | 4 | 2005-08-30 | 1647.11 | 1647.11 |  | 0
[17 empty] | 0 |  | 0
d> | 0 |  |  |  |  | ICOST |  |  |  | mu_D | ITEM | [5 empty] | 1647.11 |  | 0
|  |  |  | Sell Rate | Sell Total |  |  |  |  | IB | [17 empty] | U_M_Sell | T_M_Sell | U_L_Sell | T_L_Sell | Total_Sell | T_M_Cost | T_L_Phr | Mat/Lab=1
1 | LS |  | Item: 12.0c1 | 180.5 | 180.5 | ISELL |  |  |  | mu_A | ITEM | [7 empty] | mu :1.35 | [8 empty] | 0 | 0 | 180.5 | 180.5 | 180.5 | 0 | 5 | 5
Disconnect the two existing 2 x (4corex120mmsq XLPE/SWA) multicore cables, connected to Chiller 2, from the existing Chiller 2 end only (not from SPBN2-1).
1 | LS |  | Dismantling | Assistance to Megaline |  | DISM_002 | 901 | MISC | [5 empty] | 1 | 2011-03-11 |  | 0 | 5 | 5
[17 empty] | 0 |  | 0
d> | 0 |  |  |  |  | ICOST |  |  |  | mu_A | ITEM | [5 empty] | 0 |  | 5
|  |  |  | Sell Rate | Sell Total |  |  |  |  | IB | [17 empty] | U_M_Sell | T_M_Sell | U_L_Sell | T_L_Sell | Total_Sell | T_M_Cost | T_L_Phr | Mat/Lab=1
1 | LS |  | Item: 12.0c2 | 617.66 | 617.66 | ISELL |  |  |  | mu_D | ITEM | [7 empty] | mu: 1 | [8 empty] | 617.66 | 617.66 | 0 | 0 | 617.66 | 617.66 | 0 | 617.66
Disconnect the two existing 2 x (4corex120mmsq XLPE/SWA) multicore cables, connected to Chiller 2, from the existing Chiller 2 end only (not from SPBN2-1).
1 | LS |  | Subcontracting Works (Specify Contractor Name) |  | Megaline | SUBC_007 | 960 | MISC | [5 empty] | 4 | 2005-08-30 | 617.66 | 617.66 |  | 0
[17 empty] | 0 |  | 0
d> | 0 |  |  |  |  | ICOST |  |  |  | mu_D | ITEM | [5 empty] | 617.66 |  | 0
|  |  |  | Sell Rate | Sell Total |  |  |  |  | IB | [17 empty] | U_M_Sell | T_M_Sell | U_L_Sell | T_L_Sell | Total_Sell | T_M_Cost | T_L_Phr | Mat/Lab=1
1 | LS |  | Item: 12.0d1 | 324.9 | 324.9 | ISELL |  |  |  | mu_A | ITEM | [7 empty] | mu :1.35 | [8 empty] | 0 | 0 | 324.9 | 324.9 | 324.9 | 0 | 9 | 9
Relocate, modify and re-connect the above two existing multicore XLPE/SWA cables directly to the power input terminals of the new Chiller 2. Cost is to include all cable installation and termination accessories, terminal extension fish plates as necessary and cable termination / glanding box on top of the chiller if required.
1 | LS |  | Dismantling | Assistance to Megaline |  | DISM_002 | 901 | MISC | [5 empty] | 1 | 2011-03-11 |  | 0 | 9 | 9
[17 empty] | 0 |  | 0
d> | 0 |  |  |  |  | ICOST |  |  |  | mu_A | ITEM | [5 empty] | 0 |  | 9
|  |  |  | Sell Rate | Sell Total |  |  |  |  | IB | [17 empty] | U_M_Sell | T_M_Sell | U_L_Sell | T_L_Sell | Total_Sell | T_M_Cost | T_L_Phr | Mat/Lab=1
1 | LS |  | Item: 12.0d2 | 1074.31 | 1074.31 | ISELL |  |  |  | mu_D | ITEM | [7 empty] | mu: 1 | [8 empty] | 1074.31 | 1074.31 | 0 | 0 | 1074.31 | 1074.31 | 0 | 1074.31
Relocate, modify and re-connect the above two existing multicore XLPE/SWA cables directly to the power input terminals of the new Chiller 2. Cost is to include all cable installation and termination accessories, terminal extension fish plates as necessary and cable termination / glanding box on top of the chiller if required.
1 | LS |  | Subcontracting Works (Specify Contractor Name) |  | Megaline | SUBC_007 | 960 | MISC | [5 empty] | 4 | 2005-08-30 | 1074.31 | 1074.31 |  | 0
[17 empty] | 0 |  | 0
d> | 0 |  |  |  |  | ICOST |  |  |  | mu_D | ITEM | [5 empty] | 1074.31 |  | 0
SB
| -5708.2539 |  | PAGE: |  | 19003.54 | [5 empty] | PAGE | [5 empty] | 17667.86 |  | 37
| Discy: |  |  |  | PAGE SELL | [11 empty] | PAGE MAT |  | PAGE LAB
|  |  |  | Sell Rate | Sell Total |  |  |  |  | IB | [17 empty] | U_M_Sell | T_M_Sell | U_L_Sell | T_L_Sell | Total_Sell | T_M_Cost | T_L_Phr | Mat/Lab=1
1 | LS |  | Item: 12.0e1 | 360.99 | 360.99 | ISELL |  |  |  | mu_A | ITEM | [7 empty] | mu :1.35 | [8 empty] | 0 | 0 | 360.99 | 360.99 | 360.99 | 0 | 10 | 10
Relocate, modify and re-connect one of the existing multicore XLPE/SWA cables, formerly supplying existing Chiller 1, directly to the power input terminals of the new Chiller 2 and to the existing 800A MCCB within SPBN2-1. Cost is to include all cable installation and termination accessories, terminal extension fish plates etc. as necessary.
1 | LS |  | Dismantling | Assistance to Megaline |  | DISM_002 | 901 | MISC | [5 empty] | 1 | 2011-03-11 |  | 0 | 10 | 10
[17 empty] | 0 |  | 0
d> | 0 |  |  |  |  | ICOST |  |  |  | mu_A | ITEM | [5 empty] | 0 |  | 10
|  |  |  | Sell Rate | Sell Total |  |  |  |  | IB | [17 empty] | U_M_Sell | T_M_Sell | U_L_Sell | T_L_Sell | Total_Sell | T_M_Cost | T_L_Phr | Mat/Lab=1
1 | LS |  | Item: 12.0e2 | 1272.28 | 1272.28 | ISELL |  |  |  | mu_D | ITEM | [7 empty] | mu: 1 | [8 empty] | 1272.28 | 1272.28 | 0 | 0 | 1272.28 | 1272.28 | 0 | 1272.28
Relocate, modify and re-connect one of the existing multicore XLPE/SWA cables, formerly supplying existing Chiller 1, directly to the power input terminals of the new Chiller 2 and to the existing 800A MCCB within SPBN2-1. Cost is to include all cable installation and termination accessories, terminal extension fish plates etc. as necessary.
1 | LS |  | Subcontracting Works (Specify Contractor Name) |  | Megaline | SUBC_007 | 960 | MISC | [5 empty] | 4 | 2005-08-30 | 1272.28 | 1272.28 |  | 0
[17 empty] | 0 |  | 0
d> | 0 |  |  |  |  | ICOST |  |  |  | mu_D | ITEM | [5 empty] | 1272.28 |  | 0
|  |  |  | Sell Rate | Sell Total |  |  |  |  | IB | [17 empty] | U_M_Sell | T_M_Sell | U_L_Sell | T_L_Sell | Total_Sell | T_M_Cost | T_L_Phr | Mat/Lab=1
1 | LS |  | Item: 12.0f1 | 180.5 | 180.5 | ISELL |  |  |  | mu_A | ITEM | [7 empty] | mu :1.35 | [8 empty] | 0 | 0 | 180.5 | 180.5 | 180.5 | 0 | 5 | 5
Disconnect the two existing 2 x (4corex120mmsq XLPE/SWA) multicore cables, connected to Chiller 3, from the existing Chiller 3 end only (not from SPBN2-1).
1 | LS |  | Dismantling | Assistance to Megaline |  | DISM_002 | 901 | MISC | [5 empty] | 1 | 2011-03-11 |  | 0 | 5 | 5
[17 empty] | 0 |  | 0
d> | 0 |  |  |  |  | ICOST |  |  |  | mu_A | ITEM | [5 empty] | 0 |  | 5
|  |  |  | Sell Rate | Sell Total |  |  |  |  | IB | [17 empty] | U_M_Sell | T_M_Sell | U_L_Sell | T_L_Sell | Total_Sell | T_M_Cost | T_L_Phr | Mat/Lab=1
1 | LS |  | Item: 12.0f2 | 617.66 | 617.66 | ISELL |  |  |  | mu_D | ITEM | [7 empty] | mu: 1 | [8 empty] | 617.66 | 617.66 | 0 | 0 | 617.66 | 617.66 | 0 | 617.66
Disconnect the two existing 2 x (4corex120mmsq XLPE/SWA) multicore cables, connected to Chiller 3, from the existing Chiller 3 end only (not from SPBN2-1).
1 | LS |  | Subcontracting Works (Specify Contractor Name) |  | Megaline | SUBC_007 | 960 | MISC | [5 empty] | 4 | 2005-08-30 | 617.66 | 617.66 |  | 0
[17 empty] | 0 |  | 0
d> | 0 |  |  |  |  | ICOST |  |  |  | mu_D | ITEM | [5 empty] | 617.66 |  | 0
|  |  |  | Sell Rate | Sell Total |  |  |  |  | IB | [17 empty] | U_M_Sell | T_M_Sell | U_L_Sell | T_L_Sell | Total_Sell | T_M_Cost | T_L_Phr | Mat/Lab=1
1 | LS |  | Item: 12.0g1 | 324.9 | 324.9 | ISELL |  |  |  | mu_A | ITEM | [7 empty] | mu :1.35 | [8 empty] | 0 | 0 | 324.9 | 324.9 | 324.9 | 0 | 9 | 9
Relocate, modify and re-connect the above two existing multicore XLPE/SWA cables directly to the power input terminals of the new Chiller 3. Cost is to include all cable installation and termination accessories, terminal extension fish plates as necessary and cable termination / glanding box on top of the chiller if required.
1 | LS |  | Dismantling | Assistance to Megaline |  | DISM_002 | 901 | MISC | [5 empty] | 1 | 2011-03-11 |  | 0 | 9 | 9
[17 empty] | 0 |  | 0
d> | 0 |  |  |  |  | ICOST |  |  |  | mu_A | ITEM | [5 empty] | 0 |  | 9
|  |  |  | Sell Rate | Sell Total |  |  |  |  | IB | [17 empty] | U_M_Sell | T_M_Sell | U_L_Sell | T_L_Sell | Total_Sell | T_M_Cost | T_L_Phr | Mat/Lab=1
1 | LS |  | Item: 12.0g2 | 1074.31 | 1074.31 | ISELL |  |  |  | mu_D | ITEM | [7 empty] | mu: 1 | [8 empty] | 1074.31 | 1074.31 | 0 | 0 | 1074.31 | 1074.31 | 0 | 1074.31
Relocate, modify and re-connect the above two existing multicore XLPE/SWA cables directly to the power input terminals of the new Chiller 3. Cost is to include all cable installation and termination accessories, terminal extension fish plates as necessary and cable termination / glanding box on top of the chiller if required.
1 | LS |  | Subcontracting Works (Specify Contractor Name) |  | Megaline | SUBC_007 | 960 | MISC | [5 empty] | 4 | 2005-08-30 | 1074.31 | 1074.31 |  | 0
[17 empty] | 0 |  | 0
d> | 0 |  |  |  |  | ICOST |  |  |  | mu_D | ITEM | [5 empty] | 1074.31 |  | 0
|  |  |  | Sell Rate | Sell Total |  |  |  |  | IB | [17 empty] | U_M_Sell | T_M_Sell | U_L_Sell | T_L_Sell | Total_Sell | T_M_Cost | T_L_Phr | Mat/Lab=1
1 | LS |  | Item: 12.0h1 | 360.99 | 360.99 | ISELL |  |  |  | mu_A | ITEM | [7 empty] | mu :1.35 | [8 empty] | 0 | 0 | 360.99 | 360.99 | 360.99 | 0 | 10 | 10
Relocate, modify and re-connect one of the existing multicore XLPE/SWA cables, formerly supplying existing Chiller 1, directly to the power input terminals of the new Chiller 2 and to the existing 800A MCCB within SPBN2-1. Cost is to include all cable installation and termination accessories, terminal extension fish plates etc. as necessary.
1 | LS |  | Dismantling | Assistance to Megaline |  | DISM_002 | 901 | MISC | [5 empty] | 1 | 2011-03-11 |  | 0 | 10 | 10
[17 empty] | 0 |  | 0
d> | 0 |  |  |  |  | ICOST |  |  |  | mu_A | ITEM | [5 empty] | 0 |  | 10
|  |  |  | Sell Rate | Sell Total |  |  |  |  | IB | [17 empty] | U_M_Sell | T_M_Sell | U_L_Sell | T_L_Sell | Total_Sell | T_M_Cost | T_L_Phr | Mat/Lab=1
1 | LS |  | Item: 12.0h2 | 1272.28 | 1272.28 | ISELL |  |  |  | mu_D | ITEM | [7 empty] | mu: 1 | [8 empty] | 1272.28 | 1272.28 | 0 | 0 | 1272.28 | 1272.28 | 0 | 1272.28
Relocate, modify and re-connect one of the existing multicore XLPE/SWA cables, formerly supplying existing Chiller 1, directly to the power input terminals of the new Chiller 2 and to the existing 800A MCCB within SPBN2-1. Cost is to include all cable installation and termination accessories, terminal extension fish plates etc. as necessary.
1 | LS |  | Subcontracting Works (Specify Contractor Name) |  | Megaline | SUBC_007 | 960 | MISC | [5 empty] | 4 | 2005-08-30 | 1272.28 | 1272.28 |  | 0
[17 empty] | 0 |  | 0
d> | 0 |  |  |  |  | ICOST |  |  |  | mu_D | ITEM | [5 empty] | 1272.28 |  | 0
|  |  |  | Sell Rate | Sell Total |  |  |  |  | IB | [17 empty] | U_M_Sell | T_M_Sell | U_L_Sell | T_L_Sell | Total_Sell | T_M_Cost | T_L_Phr | Mat/Lab=1
1 | LS |  | Item: 12.0i1 | 288.8 | 288.8 | ISELL |  |  |  | mu_A | ITEM | [7 empty] | mu :1.35 | [8 empty] | 0 | 0 | 288.8 | 288.8 | 288.8 | 0 | 8 | 8
Disconnect the existing 1 x (4corex185mmsq XLPE/SWA) multicore XLPE/SWA multicore cable connected to Chiller 4, from both ends, remove and place in client’s store.
1 | LS |  | Dismantling | Assistance to Megaline |  | DISM_002 | 901 | MISC | [5 empty] | 1 | 2011-03-11 |  | 0 | 8 | 8
[17 empty] | 0 |  | 0
d> | 0 |  |  |  |  | ICOST |  |  |  | mu_A | ITEM | [5 empty] | 0 |  | 8
|  |  |  | Sell Rate | Sell Total |  |  |  |  | IB | [17 empty] | U_M_Sell | T_M_Sell | U_L_Sell | T_L_Sell | Total_Sell | T_M_Cost | T_L_Phr | Mat/Lab=1
1 | LS |  | Item: 12.0i2 | 1029.44 | 1029.44 | ISELL |  |  |  | mu_D | ITEM | [7 empty] | mu: 1 | [8 empty] | 1029.44 | 1029.44 | 0 | 0 | 1029.44 | 1029.44 | 0 | 1029.44
Disconnect the existing 1 x (4corex185mmsq XLPE/SWA) multicore XLPE/SWA multicore cable connected to Chiller 4, from both ends, remove and place in client’s store.
1 | LS |  | Subcontracting Works (Specify Contractor Name) |  | Megaline | SUBC_007 | 960 | MISC | [5 empty] | 4 | 2005-08-30 | 1029.44 | 1029.44 |  | 0
[17 empty] | 0 |  | 0
d> | 0 |  |  |  |  | ICOST |  |  |  | mu_D | ITEM | [5 empty] | 1029.44 |  | 0
|  |  |  | Sell Rate | Sell Total |  |  |  |  | IB | [17 empty] | U_M_Sell | T_M_Sell | U_L_Sell | T_L_Sell | Total_Sell | T_M_Cost | T_L_Phr | Mat/Lab=1
32 | mr |  | Item: 12.0j | 218.18 | 6981.76 | ISELL |  |  |  | mu_D | ITEM | [7 empty] | mu: 1 | [8 empty] | 218.18 | 6981.76 | 0 | 0 | 6981.76 | 6981.76 | 0 | 223416.32
Supply and install new 2 x (4corex95mmsq FG16(0)M16) multicore power cables between the existing 400A TP MCCB within SPBE2-3 and the power input terminals of the new Chiller 4. Cost is to include all cable installation and termination accessories as necessary.
32 | LS |  | Subcontracting Works (Specify Contractor Name) |  | Megaline | SUBC_007 | 960 | MISC | [5 empty] | 4 | 2005-08-30 | 218.18 | 6981.76 |  | 0
[17 empty] | 0 |  | 0
d> | 0 |  |  |  |  | ICOST |  |  |  | mu_D | ITEM | [5 empty] | 6981.76 |  | 0
SB
| -2255.7152 |  | PAGE: |  | 6981.76 | [5 empty] | PAGE | [5 empty] | 6981.76 |  | 0
| Discy: |  |  |  | PAGE SELL | [11 empty] | PAGE MAT |  | PAGE LAB
TB
t
GENERAL
|  |  |  | Sell Rate | Sell Total |  |  |  |  | IB | [17 empty] | U_M_Sell | T_M_Sell | U_L_Sell | T_L_Sell | Total_Sell | T_M_Cost | T_L_Phr | Mat/Lab=1
1 | LS |  | Item: 13 | 271.88 | 271.88 | ISELL |  |  |  | mu_D | ITEM | [7 empty] | mu: 1 | [8 empty] | 271.88 | 271.88 | 0 | 0 | 271.88 | 271.88 | 0 | 271.88
Supply and install external name and internal circuit reference identification labels on all switchgear, including all panelboards, distribution boards etc.
1 | LS |  | Subcontracting Works (Specify Contractor Name) |  | Megaline | SUBC_007 | 960 | MISC | [5 empty] | 4 | 2005-08-30 | 271.88 | 271.88 |  | 0
[17 empty] | 0 |  | 0
d> | 0 |  |  |  |  | ICOST |  |  |  | mu_D | ITEM | [5 empty] | 271.88 |  | 0
|  |  |  | Sell Rate | Sell Total |  |  |  |  | IB | [17 empty] | U_M_Sell | T_M_Sell | U_L_Sell | T_L_Sell | Total_Sell | T_M_Cost | T_L_Phr | Mat/Lab=1
1 | LS |  | Item: 14 | 150.46 | 150.46 | ISELL |  |  |  | mu_D | ITEM | [7 empty] | mu: 1 | [8 empty] | 150.46 | 150.46 | 0 | 0 | 150.46 | 150.46 | 0 | 150.46
Supply and install circuit labels on all wiring accessories, including on all switches, socket outlets and isolators.
1 | LS |  | Subcontracting Works (Specify Contractor Name) |  | Megaline | SUBC_007 | 960 | MISC | [5 empty] | 4 | 2005-08-30 | 150.46 | 150.46 |  | 0
[17 empty] | 0 |  | 0
d> | 0 |  |  |  |  | ICOST |  |  |  | mu_D | ITEM | [5 empty] | 150.46 |  | 0
|  |  |  | Sell Rate | Sell Total |  |  |  |  | IB | [17 empty] | U_M_Sell | T_M_Sell | U_L_Sell | T_L_Sell | Total_Sell | T_M_Cost | T_L_Phr | Mat/Lab=1
1 | LS |  | Item: 15 | 472.49 | 472.49 | ISELL |  |  |  | mu_D | ITEM | [7 empty] | mu: 1 | [8 empty] | 472.49 | 472.49 | 0 | 0 | 472.49 | 472.49 | 0 | 472.49
Supply and install proper circuit identification labels on all multicore cables, in rigid plastic material (UV protected when in external use).
1 | LS |  | Subcontracting Works (Specify Contractor Name) |  | Megaline | SUBC_007 | 960 | MISC | [5 empty] | 4 | 2005-08-30 | 472.49 | 472.49 |  | 0
[17 empty] | 0 |  | 0
d> | 0 |  |  |  |  | ICOST |  |  |  | mu_D | ITEM | [5 empty] | 472.49 |  | 0
|  |  |  | Sell Rate | Sell Total |  |  |  |  | IB | [17 empty] | U_M_Sell | T_M_Sell | U_L_Sell | T_L_Sell | Total_Sell | T_M_Cost | T_L_Phr | Mat/Lab=1
1 | LS |  | Item: 16 | 0 | 0 | ISELL |  |  |  | mu_D | ITEM |  |  |  |  | Included |  |  | 0.00 | [8 empty] | 0 | 0 | 0 | 0 | 0 | 0 | 0 | 0
|  |  | Supply and install connecting schedule on all distribution boards, consumer units and lighting control panels. | [6 empty] | n
1 | LS |  | Subcontracting Works (Specify Contractor Name) |  | Megaline | SUBC_007 | 960 | MISC | [5 empty] | 4 | 2005-08-30 |  | 0 |  | 0
[17 empty] | 0 |  | 0
d> | 0 |  |  |  |  | ICOST |  |  |  | mu_D | ITEM | [5 empty] | 0 |  | 0
|  |  |  | Sell Rate | Sell Total |  |  |  |  | IB | [17 empty] | U_M_Sell | T_M_Sell | U_L_Sell | T_L_Sell | Total_Sell | T_M_Cost | T_L_Phr | Mat/Lab=1
1 | LS |  | Item: 17 | 747.01 | 747.01 | ISELL |  |  |  | mu_D | ITEM | [7 empty] | mu: 1 | [8 empty] | 747.01 | 747.01 | 0 | 0 | 747.01 | 747.01 | 0 | 747.01
Bonding of all the metallic structures to the Equipotential Earth Bar EB1, using suitably rated minimum 10mmsq LSZH insulated cables or copper tape, as necessary.
1 | LS |  | Subcontracting Works (Specify Contractor Name) |  | Megaline | SUBC_007 | 960 | MISC | [5 empty] | 4 | 2005-08-30 | 747.01 | 747.01 |  | 0
[17 empty] | 0 |  | 0
d> | 0 |  |  |  |  | ICOST |  |  |  | mu_D | ITEM | [5 empty] | 747.01 |  | 0
SB
| -530.457 |  | PAGE: |  | 1641.84 | [5 empty] | PAGE | [5 empty] | 1641.84 |  | 0
| Discy: |  |  |  | PAGE SELL | [11 empty] | PAGE MAT |  | PAGE LAB
SB
| -58361.2869 |  | ELECTRICAL |  | 181972.18 | [5 empty] | SECT | [5 empty] | 180636.5 |  | 37
| Discy: |  |  |  | SECT SELL | [11 empty] | SECT MAT |  | SECT LAB
TB
|  | t | Item:
CENTRAL CONTROLLER
|  |  |  | Sell Rate | Sell Total |  |  |  |  | IB | [17 empty] | U_M_Sell | T_M_Sell | U_L_Sell | T_L_Sell | Total_Sell | T_M_Cost | T_L_Phr | Mat/Lab=1
1 | LS |  | Item: 1.0 | 1773.68 | 1773.68 | ISELL |  |  |  |  | ITEM | [7 empty] | mu :1.66 | [8 empty] | 0 | 0 | 1773.68 | 1773.68 | 1773.68 | 0 | 40 | 40
|  |  | Take delivery at site of Trane EPC Tracer SC+ control system procured by client, liaise with supplier, engineer, install and set to work all systems listed below and as described in the specifications. | [6 empty] | n
|  |  |  | -0.0047769 | Discrepancy
|  |  | Electrical | 0 | 0 |  |  |  |  | mu_A | SUBI
| >>> mu_A material here >>> |  | Included with BMS | [13 empty] | 0 |  | 0
[17 empty] | 0 |  | 0
[17 empty] | 0 |  | 0
d> | 0 | [8 empty] | mu_A | SUBI | [5 empty] | 0 |  | 0 | [8 empty] | 0
|  |  | ECA (Technician) | 1821.42 | 1773.68 |  |  |  |  | mu_B | SUBI
1 | No |  | BMS EQUIPMENT |  | Guy | BMSE_001 | 512 | (__) | [5 empty] | 3 |  |  | 0 | 40 | 40
[17 empty] | 0 |  | 0
[17 empty] | 0 |  | 0
d> | 0 | [8 empty] | mu_B | SUBI | [5 empty] | 0 |  | 40 | [8 empty] | 0
[6 empty] | ICOST |  |  |  |  | ITEM | [5 empty] | 0 |  | 40
TB
|  | t | Item:
SWITCHGEAR AND OTHER ACCESSORIES
TB
|  | t | Item:
Supply and install the following switchgear and other accessories.
|  |  |  | Sell Rate | Sell Total |  |  |  |  | IB | [17 empty] | U_M_Sell | T_M_Sell | U_L_Sell | T_L_Sell | Total_Sell | T_M_Cost | T_L_Phr | Mat/Lab=1
1 | No |  | Item: 2.0 | 8499.86 | 8499.86 | ISELL |  |  |  |  | ITEM | [7 empty] | mu :1.39 | [8 empty] | 6394.63 | 6394.63 | 2105.23 | 2105.23 | 8499.86 | 4736.76 | 56 | 4792.76
Motor Control Centre MCC-PR (Pump Room). MCC-PR to include power and control section and all required wiring to interface with Trane EPC Tracer SC+ control system procured by client
|  |  |  | -0.0024376 | Discrepancy
|  |  | Electrical | 1403.14 | 1366.3668 |  |  |  |  | mu_A | SUBI
1 | No |  | Motor Control Centre 1 | Delivery and putting in place |  | CPAN_140 | 570 | (__) | [5 empty] | 2 |  |  | 0 | 16 | 16
1 | LS |  | Crainage & Transportation |  |  | CRAI_002 | 962 | MISC | [5 empty] | 2 | 2004-05-22 | 500 | 500 |  | 0
1 | No |  | Erection Material |  |  | EMAT_063 | 501 | (__) |  | 01-002 |  |  |  | 1 |  | 100 | 100 |  | 0
[17 empty] | 0 |  | 0
d> | 0 | [8 empty] | mu_A | SUBI | [5 empty] | 600 |  | 16 | [8 empty] | 810
|  |  | ECA (Technician) | 6677.48 | 6502.4782 |  |  |  |  | mu_B | SUBI
1 | No |  | Motor Control Centre 1 | Supply Only | Raymond - 11.09.2025 | CPAN_140 | 570 | (__) | [5 empty] | 2 |  | 4136.76 | 4136.76 | 24 | 24
[17 empty] | 0 |  | 0
d> | 0 | [8 empty] | mu_B | SUBI | [5 empty] | 4136.76 |  | 24 | [8 empty] | 5584.63
|  |  | ECA (Engineer) | 648 | 631.015 |  |  |  |  | mu_C | SUBI
1 | No |  | Motor Control Centre 1 |  | Raymond - 11.09.2025 | CPAN_140 | 570 | (__) | [5 empty] | 2 |  |  | 0 | 16 | 16
[17 empty] | 0 |  | 0
d> | 0 | [8 empty] | mu_C | SUBI | [5 empty] | 0 |  | 16 | [8 empty] | 0
[6 empty] | ICOST |  |  |  |  | ITEM | [5 empty] | 4736.76 |  | 56
TB
|  | t | Item:
POWER AND CONTROL CABLING FROM THE MOTOR CONTROL CENTRE (MCC)
TB
|  | t | Item: 3.0
Supply and install the following cables. Cost is to include all cable termination accessories where necessary.
|  |  |  | Sell Rate | Sell Total |  |  |  |  | IB | [17 empty] | U_M_Sell | T_M_Sell | U_L_Sell | T_L_Sell | Total_Sell | T_M_Cost | T_L_Phr | Mat/Lab=1
1 | LS |  | Item: a | 15347.06 | 15347.06 | ISELL |  |  |  |  | ITEM | [7 empty] | mu :1.35 | [8 empty] | 10597.96 | 10597.96 | 4749.1 | 4749.1 | 15347.06 | 7850.34 | 139.25 | 7989.59
All the power cables from the Motor Control Centre MCC-PR (Pump Room) to all equipment being supplied power from MCC-PR (Refer to schedule) at Level 2. Cost is to include all the necessary metalclad cable management, local multi-pole maintenance isolators on floor brackets or to wall, next to the equipment and all cable termination accessories as necessary.
|  |  |  | -0.0030753 | Discrepancy
|  |  | Electrical | 15760.1 | 15347.063 |  |  |  |  | mu_A | SUBI
|  |  | Pump P-201 - 15.0kW | [13 empty] | 0 |  | 0
32 | m |  | Power Cable 5c 16 mm2 XLPE SWA-PVC |  | AJ - 17.7.2024 | CAMC_024 | 616 | CRO | 16mm2 |  |  |  |  | 2 | 2011-08-12 | 10.5 | 336 | 0.1 | 3.2
32 | No |  | Cable Tie 225mm |  |  | CONS_009 | 875 | (__) |  | 01-003 |  |  |  | 1 | 1994-12-01 | 0.05 | 1.6 |  | 0
2 | No |  | Gland Indoor 25 BWL 4*10/16mm2 |  |  | CAAC_043 | 620 | CMP | [5 empty] | 2 | 1997-01-01 | 7.66 | 15.32 | 0.4 | 0.8
2 | m |  | Cable Marker 8 digit c/w Carrier Strip |  |  | CAAC_091 | 620 | (__) | [5 empty] | 2 | 2004-06-10 | 1.5 | 3 | 0.08 | 0.16
10 | No |  | Cable Lug 16 mm2 |  |  | CAAC_009 | 620 | CTT | [5 empty] | 2 | 1994-12-01 | 0.14 | 1.4 | 0.06 | 0.6
1 | No |  | Surface Isolator 63A 4-Pole |  |  | SWLV_177 | 510 | KM | P3-63/I/N | 10 |  |  |  | 2 | 2000-12-20 | 63.82 | 63.82 | 1 | 1
1 | No |  | Label Small |  |  | CONS_021 | 875 | (__) |  | 05-002 |  |  |  | 3 | 1995-05-01 | 3.49 | 3.49 | 0.05 | 0.05
1 | No |  | Bracket Custom_1 |  |  | EMAT_070 | 501 | (__) |  | 01-007 |  |  |  | 1 | 2004-05-29 | 10 | 10 | 0.25 | 0.25
|  |  | Pump P-202 - 15.0kW | [13 empty] | 0 |  | 0
35 | m |  | Power Cable 5c 16 mm2 XLPE SWA-PVC |  | AJ - 17.7.2024 | CAMC_024 | 616 | CRO | 16mm2 |  |  |  |  | 2 | 2011-08-12 | 10.5 | 367.5 | 0.1 | 3.5
35 | No |  | Cable Tie 225mm |  |  | CONS_009 | 875 | (__) |  | 01-003 |  |  |  | 1 | 1994-12-01 | 0.05 | 1.75 |  | 0
2 | No |  | Gland Indoor 25 BWL 4*10/16mm2 |  |  | CAAC_043 | 620 | CMP | [5 empty] | 2 | 1997-01-01 | 7.66 | 15.32 | 0.4 | 0.8
2 | m |  | Cable Marker 8 digit c/w Carrier Strip |  |  | CAAC_091 | 620 | (__) | [5 empty] | 2 | 2004-06-10 | 1.5 | 3 | 0.08 | 0.16
10 | No |  | Cable Lug 16 mm2 |  |  | CAAC_009 | 620 | CTT | [5 empty] | 2 | 1994-12-01 | 0.14 | 1.4 | 0.06 | 0.6
1 | No |  | Surface Isolator 63A 4-Pole |  |  | SWLV_177 | 510 | KM | P3-63/I/N | 10 |  |  |  | 2 | 2000-12-20 | 63.82 | 63.82 | 1 | 1
1 | No |  | Label Small |  |  | CONS_021 | 875 | (__) |  | 05-002 |  |  |  | 3 | 1995-05-01 | 3.49 | 3.49 | 0.05 | 0.05
1 | No |  | Bracket Custom_1 |  |  | EMAT_070 | 501 | (__) |  | 01-007 |  |  |  | 1 | 2004-05-29 | 10 | 10 | 0.25 | 0.25
|  |  | Pump P-203 - 15.0kW | [13 empty] | 0 |  | 0
42 | m |  | Power Cable 5c 16 mm2 XLPE SWA-PVC |  | AJ - 17.7.2024 | CAMC_024 | 616 | CRO | 16mm2 |  |  |  |  | 2 | 2011-08-12 | 10.5 | 441 | 0.1 | 4.2
42 | No |  | Cable Tie 225mm |  |  | CONS_009 | 875 | (__) |  | 01-003 |  |  |  | 1 | 1994-12-01 | 0.05 | 2.1 |  | 0
2 | No |  | Gland Indoor 25 BWL 4*10/16mm2 |  |  | CAAC_043 | 620 | CMP | [5 empty] | 2 | 1997-01-01 | 7.66 | 15.32 | 0.4 | 0.8
2 | m |  | Cable Marker 8 digit c/w Carrier Strip |  |  | CAAC_091 | 620 | (__) | [5 empty] | 2 | 2004-06-10 | 1.5 | 3 | 0.08 | 0.16
10 | No |  | Cable Lug 16 mm2 |  |  | CAAC_009 | 620 | CTT | [5 empty] | 2 | 1994-12-01 | 0.14 | 1.4 | 0.06 | 0.6
1 | No |  | Surface Isolator 63A 4-Pole |  |  | SWLV_177 | 510 | KM | P3-63/I/N | 10 |  |  |  | 2 | 2000-12-20 | 63.82 | 63.82 | 1 | 1
1 | No |  | Label Small |  |  | CONS_021 | 875 | (__) |  | 05-002 |  |  |  | 3 | 1995-05-01 | 3.49 | 3.49 | 0.05 | 0.05
1 | No |  | Bracket Custom_1 |  |  | EMAT_070 | 501 | (__) |  | 01-007 |  |  |  | 1 | 2004-05-29 | 10 | 10 | 0.25 | 0.25
|  |  | Pump P-204 - 11.0kW | [13 empty] | 0 |  | 0
60 | m |  | Power Cable 5c 16 mm2 XLPE SWA-PVC |  | AJ - 17.7.2024 | CAMC_024 | 616 | CRO | 16mm2 |  |  |  |  | 2 | 2011-08-12 | 10.5 | 630 | 0.1 | 6
60 | No |  | Cable Tie 225mm |  |  | CONS_009 | 875 | (__) |  | 01-003 |  |  |  | 1 | 1994-12-01 | 0.05 | 3 |  | 0
2 | No |  | Gland Indoor 25 BWL 4*10/16mm2 |  |  | CAAC_043 | 620 | CMP | [5 empty] | 2 | 1997-01-01 | 7.66 | 15.32 | 0.4 | 0.8
2 | m |  | Cable Marker 8 digit c/w Carrier Strip |  |  | CAAC_091 | 620 | (__) | [5 empty] | 2 | 2004-06-10 | 1.5 | 3 | 0.08 | 0.16
10 | No |  | Cable Lug 16 mm2 |  |  | CAAC_009 | 620 | CTT | [5 empty] | 2 | 1994-12-01 | 0.14 | 1.4 | 0.06 | 0.6
1 | No |  | Surface Isolator 63A 4-Pole |  |  | SWLV_177 | 510 | KM | P3-63/I/N | 10 |  |  |  | 2 | 2000-12-20 | 63.82 | 63.82 | 1 | 1
1 | No |  | Label Small |  |  | CONS_021 | 875 | (__) |  | 05-002 |  |  |  | 3 | 1995-05-01 | 3.49 | 3.49 | 0.05 | 0.05
1 | No |  | Bracket Custom_1 |  |  | EMAT_070 | 501 | (__) |  | 01-007 |  |  |  | 1 | 2004-05-29 | 10 | 10 | 0.25 | 0.25
|  |  | Pump P-205 - 11.0kW | [13 empty] | 0 |  | 0
62 | m |  | Power Cable 5c 16 mm2 XLPE SWA-PVC |  | AJ - 17.7.2024 | CAMC_024 | 616 | CRO | 16mm2 |  |  |  |  | 2 | 2011-08-12 | 10.5 | 651 | 0.1 | 6.2
62 | No |  | Cable Tie 225mm |  |  | CONS_009 | 875 | (__) |  | 01-003 |  |  |  | 1 | 1994-12-01 | 0.05 | 3.1 |  | 0
2 | No |  | Gland Indoor 25 BWL 4*10/16mm2 |  |  | CAAC_043 | 620 | CMP | [5 empty] | 2 | 1997-01-01 | 7.66 | 15.32 | 0.4 | 0.8
2 | m |  | Cable Marker 8 digit c/w Carrier Strip |  |  | CAAC_091 | 620 | (__) | [5 empty] | 2 | 2004-06-10 | 1.5 | 3 | 0.08 | 0.16
10 | No |  | Cable Lug 16 mm2 |  |  | CAAC_009 | 620 | CTT | [5 empty] | 2 | 1994-12-01 | 0.14 | 1.4 | 0.06 | 0.6
1 | No |  | Surface Isolator 63A 4-Pole |  |  | SWLV_177 | 510 | KM | P3-63/I/N | 10 |  |  |  | 2 | 2000-12-20 | 63.82 | 63.82 | 1 | 1
1 | No |  | Label Small |  |  | CONS_021 | 875 | (__) |  | 05-002 |  |  |  | 3 | 1995-05-01 | 3.49 | 3.49 | 0.05 | 0.05
1 | No |  | Bracket Custom_1 |  |  | EMAT_070 | 501 | (__) |  | 01-007 |  |  |  | 1 | 2004-05-29 | 10 | 10 | 0.25 | 0.25
|  |  | Pump P-206 - 18.5kW | [13 empty] | 0 |  | 0
26 | m |  | Power Cable 5c 16 mm2 XLPE SWA-PVC |  | AJ - 17.7.2024 | CAMC_024 | 616 | CRO | 16mm2 |  |  |  |  | 2 | 2011-08-12 | 10.5 | 273 | 0.1 | 2.6
26 | No |  | Cable Tie 225mm |  |  | CONS_009 | 875 | (__) |  | 01-003 |  |  |  | 1 | 1994-12-01 | 0.05 | 1.3 |  | 0
2 | No |  | Gland Indoor 25 BWL 4*10/16mm2 |  |  | CAAC_043 | 620 | CMP | [5 empty] | 2 | 1997-01-01 | 7.66 | 15.32 | 0.4 | 0.8
2 | m |  | Cable Marker 8 digit c/w Carrier Strip |  |  | CAAC_091 | 620 | (__) | [5 empty] | 2 | 2004-06-10 | 1.5 | 3 | 0.08 | 0.16
10 | No |  | Cable Lug 16 mm2 |  |  | CAAC_009 | 620 | CTT | [5 empty] | 2 | 1994-12-01 | 0.14 | 1.4 | 0.06 | 0.6
1 | No |  | Surface Isolator 63A 4-Pole |  |  | SWLV_177 | 510 | KM | P3-63/I/N | 10 |  |  |  | 2 | 2000-12-20 | 63.82 | 63.82 | 1 | 1
1 | No |  | Label Small |  |  | CONS_021 | 875 | (__) |  | 05-002 |  |  |  | 3 | 1995-05-01 | 3.49 | 3.49 | 0.05 | 0.05
1 | No |  | Bracket Custom_1 |  |  | EMAT_070 | 501 | (__) |  | 01-007 |  |  |  | 1 | 2004-05-29 | 10 | 10 | 0.25 | 0.25
|  |  | Pump P-207 - 18.5kW | [13 empty] | 0 |  | 0
27 | m |  | Power Cable 5c 16 mm2 XLPE SWA-PVC |  | AJ - 17.7.2024 | CAMC_024 | 616 | CRO | 16mm2 |  |  |  |  | 2 | 2011-08-12 | 10.5 | 283.5 | 0.1 | 2.7
27 | No |  | Cable Tie 225mm |  |  | CONS_009 | 875 | (__) |  | 01-003 |  |  |  | 1 | 1994-12-01 | 0.05 | 1.35 |  | 0
2 | No |  | Gland Indoor 25 BWL 4*10/16mm2 |  |  | CAAC_043 | 620 | CMP | [5 empty] | 2 | 1997-01-01 | 7.66 | 15.32 | 0.4 | 0.8
2 | m |  | Cable Marker 8 digit c/w Carrier Strip |  |  | CAAC_091 | 620 | (__) | [5 empty] | 2 | 2004-06-10 | 1.5 | 3 | 0.08 | 0.16
10 | No |  | Cable Lug 16 mm2 |  |  | CAAC_009 | 620 | CTT | [5 empty] | 2 | 1994-12-01 | 0.14 | 1.4 | 0.06 | 0.6
1 | No |  | Surface Isolator 63A 4-Pole |  |  | SWLV_177 | 510 | KM | P3-63/I/N | 10 |  |  |  | 2 | 2000-12-20 | 63.82 | 63.82 | 1 | 1
1 | No |  | Label Small |  |  | CONS_021 | 875 | (__) |  | 05-002 |  |  |  | 3 | 1995-05-01 | 3.49 | 3.49 | 0.05 | 0.05
1 | No |  | Bracket Custom_1 |  |  | EMAT_070 | 501 | (__) |  | 01-007 |  |  |  | 1 | 2004-05-29 | 10 | 10 | 0.25 | 0.25
|  |  | Pump P-208 - 18.5kW | [13 empty] | 0 |  | 0
25 | m |  | Power Cable 5c 16 mm2 XLPE SWA-PVC |  | AJ - 17.7.2024 | CAMC_024 | 616 | CRO | 16mm2 |  |  |  |  | 2 | 2011-08-12 | 10.5 | 262.5 | 0.1 | 2.5
25 | No |  | Cable Tie 225mm |  |  | CONS_009 | 875 | (__) |  | 01-003 |  |  |  | 1 | 1994-12-01 | 0.05 | 1.25 |  | 0
2 | No |  | Gland Indoor 25 BWL 4*10/16mm2 |  |  | CAAC_043 | 620 | CMP | [5 empty] | 2 | 1997-01-01 | 7.66 | 15.32 | 0.4 | 0.8
2 | m |  | Cable Marker 8 digit c/w Carrier Strip |  |  | CAAC_091 | 620 | (__) | [5 empty] | 2 | 2004-06-10 | 1.5 | 3 | 0.08 | 0.16
10 | No |  | Cable Lug 16 mm2 |  |  | CAAC_009 | 620 | CTT | [5 empty] | 2 | 1994-12-01 | 0.14 | 1.4 | 0.06 | 0.6
1 | No |  | Surface Isolator 63A 4-Pole |  |  | SWLV_177 | 510 | KM | P3-63/I/N | 10 |  |  |  | 2 | 2000-12-20 | 63.82 | 63.82 | 1 | 1
1 | No |  | Label Small |  |  | CONS_021 | 875 | (__) |  | 05-002 |  |  |  | 3 | 1995-05-01 | 3.49 | 3.49 | 0.05 | 0.05
1 | No |  | Bracket Custom_1 |  |  | EMAT_070 | 501 | (__) |  | 01-007 |  |  |  | 1 | 2004-05-29 | 10 | 10 | 0.25 | 0.25
|  |  | Pump P-209 - 18.5kW | [13 empty] | 0 |  | 0
66 | m |  | Power Cable 5c 16 mm2 XLPE SWA-PVC |  | AJ - 17.7.2024 | CAMC_024 | 616 | CRO | 16mm2 |  |  |  |  | 2 | 2011-08-12 | 10.5 | 693 | 0.1 | 6.6
66 | No |  | Cable Tie 225mm |  |  | CONS_009 | 875 | (__) |  | 01-003 |  |  |  | 1 | 1994-12-01 | 0.05 | 3.3 |  | 0
2 | No |  | Gland Indoor 25 BWL 4*10/16mm2 |  |  | CAAC_043 | 620 | CMP | [5 empty] | 2 | 1997-01-01 | 7.66 | 15.32 | 0.4 | 0.8
2 | m |  | Cable Marker 8 digit c/w Carrier Strip |  |  | CAAC_091 | 620 | (__) | [5 empty] | 2 | 2004-06-10 | 1.5 | 3 | 0.08 | 0.16
10 | No |  | Cable Lug 16 mm2 |  |  | CAAC_009 | 620 | CTT | [5 empty] | 2 | 1994-12-01 | 0.14 | 1.4 | 0.06 | 0.6
1 | No |  | Surface Isolator 63A 4-Pole |  |  | SWLV_177 | 510 | KM | P3-63/I/N | 10 |  |  |  | 2 | 2000-12-20 | 63.82 | 63.82 | 1 | 1
1 | No |  | Label Small |  |  | CONS_021 | 875 | (__) |  | 05-002 |  |  |  | 3 | 1995-05-01 | 3.49 | 3.49 | 0.05 | 0.05
1 | No |  | Bracket Custom_1 |  |  | EMAT_070 | 501 | (__) |  | 01-007 |  |  |  | 1 | 2004-05-29 | 10 | 10 | 0.25 | 0.25
|  |  | Pump P-210 - 18.5kW | [13 empty] | 0 |  | 0
67 | m |  | Power Cable 5c 16 mm2 XLPE SWA-PVC |  | AJ - 17.7.2024 | CAMC_024 | 616 | CRO | 16mm2 |  |  |  |  | 2 | 2011-08-12 | 10.5 | 703.5 | 0.1 | 6.7
67 | No |  | Cable Tie 225mm |  |  | CONS_009 | 875 | (__) |  | 01-003 |  |  |  | 1 | 1994-12-01 | 0.05 | 3.35 |  | 0
2 | No |  | Gland Indoor 25 BWL 4*10/16mm2 |  |  | CAAC_043 | 620 | CMP | [5 empty] | 2 | 1997-01-01 | 7.66 | 15.32 | 0.4 | 0.8
2 | m |  | Cable Marker 8 digit c/w Carrier Strip |  |  | CAAC_091 | 620 | (__) | [5 empty] | 2 | 2004-06-10 | 1.5 | 3 | 0.08 | 0.16
10 | No |  | Cable Lug 16 mm2 |  |  | CAAC_009 | 620 | CTT | [5 empty] | 2 | 1994-12-01 | 0.14 | 1.4 | 0.06 | 0.6
1 | No |  | Surface Isolator 63A 4-Pole |  |  | SWLV_177 | 510 | KM | P3-63/I/N | 10 |  |  |  | 2 | 2000-12-20 | 63.82 | 63.82 | 1 | 1
1 | No |  | Label Small |  |  | CONS_021 | 875 | (__) |  | 05-002 |  |  |  | 3 | 1995-05-01 | 3.49 | 3.49 | 0.05 | 0.05
1 | No |  | Bracket Custom_1 |  |  | EMAT_070 | 501 | (__) |  | 01-007 |  |  |  | 1 | 2004-05-29 | 10 | 10 | 0.25 | 0.25
|  |  | PU-HTW1 - 0.75kW 230Volt | [13 empty] | 0 |  | 0
15 | m |  | Power Cable 3c 2.5 mm2 XLPE SWA-PVC |  | AJ - 17.7.2024 | CAMC_058 | 616 | CRO | 2.5mm2 |  |  |  |  | 2 |  | 1.5 | 22.5 | 0.05 | 0.75
15 | No |  | Cable Tie 225mm |  |  | CONS_009 | 875 | (__) |  | 01-003 |  |  |  | 1 | 1994-12-01 | 0.05 | 0.75 |  | 0
2 | No |  | Gland Indoor 20/16 BWL 4*1.5/2.5mm2 |  |  | CAAC_041 | 620 | CMP | [5 empty] | 2 | 1997-01-01 | 3.8 | 7.6 | 0.3 | 0.6
1 | No |  | Surface Isolator 20A 4-Pole |  |  | SWLV_147 | 510 | KM | T0-2-8293/I | 10-005 |  |  |  | 2 | 2000-12-20 | 20 | 20 | 0.5 | 0.5
1 | No |  | Label Small |  |  | CONS_021 | 875 | (__) |  | 05-002 |  |  |  | 3 | 1995-05-01 | 3.49 | 3.49 | 0.05 | 0.05
1 | No |  | Bracket Custom_1 |  |  | EMAT_070 | 501 | (__) |  | 01-007 |  |  |  | 1 | 2004-05-29 | 10 | 10 | 0.25 | 0.25
|  |  | PU-HTW2 - 0.75kW 230Volt | [13 empty] | 0 |  | 0
15 | m |  | Power Cable 3c 2.5 mm2 XLPE SWA-PVC |  | AJ - 17.7.2024 | CAMC_058 | 616 | CRO | 2.5mm2 |  |  |  |  | 2 |  | 1.5 | 22.5 | 0.05 | 0.75
15 | No |  | Cable Tie 225mm |  |  | CONS_009 | 875 | (__) |  | 01-003 |  |  |  | 1 | 1994-12-01 | 0.05 | 0.75 |  | 0
2 | No |  | Gland Indoor 20/16 BWL 4*1.5/2.5mm2 |  |  | CAAC_041 | 620 | CMP | [5 empty] | 2 | 1997-01-01 | 3.8 | 7.6 | 0.3 | 0.6
1 | No |  | Surface Isolator 20A 4-Pole |  |  | SWLV_147 | 510 | KM | T0-2-8293/I | 10-005 |  |  |  | 2 | 2000-12-20 | 20 | 20 | 0.5 | 0.5
1 | No |  | Label Small |  |  | CONS_021 | 875 | (__) |  | 05-002 |  |  |  | 3 | 1995-05-01 | 3.49 | 3.49 | 0.05 | 0.05
1 | No |  | Bracket Custom_1 |  |  | EMAT_070 | 501 | (__) |  | 01-007 |  |  |  | 1 | 2004-05-29 | 10 | 10 | 0.25 | 0.25
|  |  | PU-HTHW1 - 0.75kW 230Volt | [13 empty] | 0 |  | 0
15 | m |  | Power Cable 3c 2.5 mm2 XLPE SWA-PVC |  | AJ - 17.7.2024 | CAMC_058 | 616 | CRO | 2.5mm2 |  |  |  |  | 2 |  | 1.5 | 22.5 | 0.05 | 0.75
15 | No |  | Cable Tie 225mm |  |  | CONS_009 | 875 | (__) |  | 01-003 |  |  |  | 1 | 1994-12-01 | 0.05 | 0.75 |  | 0
2 | No |  | Gland Indoor 20/16 BWL 4*1.5/2.5mm2 |  |  | CAAC_041 | 620 | CMP | [5 empty] | 2 | 1997-01-01 | 3.8 | 7.6 | 0.3 | 0.6
1 | No |  | Surface Isolator 20A 4-Pole |  |  | SWLV_147 | 510 | KM | T0-2-8293/I | 10-005 |  |  |  | 2 | 2000-12-20 | 20 | 20 | 0.5 | 0.5
1 | No |  | Label Small |  |  | CONS_021 | 875 | (__) |  | 05-002 |  |  |  | 3 | 1995-05-01 | 3.49 | 3.49 | 0.05 | 0.05
1 | No |  | Bracket Custom_1 |  |  | EMAT_070 | 501 | (__) |  | 01-007 |  |  |  | 1 | 2004-05-29 | 10 | 10 | 0.25 | 0.25
|  |  | EF 1 - 0.37kW 230Volt | Omitted | [12 empty] | 0 |  | 0
0 | m |  | Power Cable 5c 2.5 mm2 XLPE SWA-PVC |  | AJ - 17.7.2024 | CAMC_017 | 616 | CRO | 2.5mm2 |  |  |  |  | 2 | 2011-08-12 | 2.2 | 0 | 0.06 | 0
0 | No |  | Cable Tie 225mm |  |  | CONS_009 | 875 | (__) |  | 01-003 |  |  |  | 1 | 1994-12-01 | 0.05 | 0 |  | 0
0 | No |  | Gland Indoor 20/16 BWL 4*1.5/2.5mm2 |  |  | CAAC_041 | 620 | CMP | [5 empty] | 2 | 1997-01-01 | 3.8 | 0 | 0.3 | 0
0 | No |  | Surface Isolator 20A 4-Pole |  |  | SWLV_147 | 510 | KM | T0-2-8293/I | 10-005 |  |  |  | 2 | 2000-12-20 | 20 | 0 | 0.5 | 0
0 | No |  | Label Small |  |  | CONS_021 | 875 | (__) |  | 05-002 |  |  |  | 3 | 1995-05-01 | 3.49 | 0 | 0.05 | 0
0 | No |  | Bracket Custom_1 |  |  | EMAT_070 | 501 | (__) |  | 01-007 |  |  |  | 1 | 2004-05-29 | 10 | 0 | 0.25 | 0
|  |  | EF 2 - 0.37kW 230Volt | [13 empty] | 0 |  | 0
15 | m |  | Power Cable 5c 2.5 mm2 XLPE SWA-PVC |  | AJ - 17.7.2024 | CAMC_017 | 616 | CRO | 2.5mm2 |  |  |  |  | 2 | 2011-08-12 | 2.2 | 33 | 0.06 | 0.9
15 | No |  | Cable Tie 225mm |  |  | CONS_009 | 875 | (__) |  | 01-003 |  |  |  | 1 | 1994-12-01 | 0.05 | 0.75 |  | 0
2 | No |  | Gland Indoor 20/16 BWL 4*1.5/2.5mm2 |  |  | CAAC_041 | 620 | CMP | [5 empty] | 2 | 1997-01-01 | 3.8 | 7.6 | 0.3 | 0.6
1 | No |  | Surface Isolator 20A 4-Pole |  |  | SWLV_147 | 510 | KM | T0-2-8293/I | 10-005 |  |  |  | 2 | 2000-12-20 | 20 | 20 | 0.5 | 0.5
1 | No |  | Label Small |  |  | CONS_021 | 875 | (__) |  | 05-002 |  |  |  | 3 | 1995-05-01 | 3.49 | 3.49 | 0.05 | 0.05
1 | No |  | Bracket Custom_1 |  |  | EMAT_070 | 501 | (__) |  | 01-007 |  |  |  | 1 | 2004-05-29 | 10 | 10 | 0.25 | 0.25
|  |  | EF 3 - 0.37kW 230Volt | [13 empty] | 0 |  | 0
16 | m |  | Power Cable 5c 2.5 mm2 XLPE SWA-PVC |  | AJ - 17.7.2024 | CAMC_017 | 616 | CRO | 2.5mm2 |  |  |  |  | 2 | 2011-08-12 | 2.2 | 35.2 | 0.06 | 0.96
16 | No |  | Cable Tie 225mm |  |  | CONS_009 | 875 | (__) |  | 01-003 |  |  |  | 1 | 1994-12-01 | 0.05 | 0.8 |  | 0
2 | No |  | Gland Indoor 20/16 BWL 4*1.5/2.5mm2 |  |  | CAAC_041 | 620 | CMP | [5 empty] | 2 | 1997-01-01 | 3.8 | 7.6 | 0.3 | 0.6
1 | No |  | Surface Isolator 20A 4-Pole |  |  | SWLV_147 | 510 | KM | T0-2-8293/I | 10-005 |  |  |  | 2 | 2000-12-20 | 20 | 20 | 0.5 | 0.5
1 | No |  | Label Small |  |  | CONS_021 | 875 | (__) |  | 05-002 |  |  |  | 3 | 1995-05-01 | 3.49 | 3.49 | 0.05 | 0.05
1 | No |  | Bracket Custom_1 |  |  | EMAT_070 | 501 | (__) |  | 01-007 |  |  |  | 1 | 2004-05-29 | 10 | 10 | 0.25 | 0.25
|  |  | Pump P-104 - 7.5kW | [13 empty] | 0 |  | 0
50 | m |  | Power Cable 5c 10 mm2 XLPE SWA-PVC |  | AJ Electric -AJQ38108 | CAMC_023 | 616 | CRO | 10mm2 |  |  |  |  | 2 | 2011-08-12 | 7.15 | 357.5 | 0.09 | 4.5
50 | No |  | Cable Tie 225mm |  |  | CONS_009 | 875 | (__) |  | 01-003 |  |  |  | 1 | 1994-12-01 | 0.05 | 2.5 |  | 0
2 | No |  | Gland Indoor 25 BWL 4*10/16mm2 |  |  | CAAC_043 | 620 | CMP | [5 empty] | 2 | 1997-01-01 | 7.66 | 15.32 | 0.4 | 0.8
2 | m |  | Cable Marker 8 digit c/w Carrier Strip |  |  | CAAC_091 | 620 | (__) | [5 empty] | 2 | 2004-06-10 | 1.5 | 3 | 0.08 | 0.16
10 | No |  | Cable Lug 10 mm2 |  |  | CAAC_008 | 620 | CTT | [5 empty] | 2 | 1994-12-01 | 0.25 | 2.5 | 0.06 | 0.6
1 | No |  | Surface Isolator 63A 4-Pole |  |  | SWLV_177 | 510 | KM | P3-63/I/N | 10 |  |  |  | 2 | 2000-12-20 | 63.82 | 63.82 | 1 | 1
1 | No |  | Label Small |  |  | CONS_021 | 875 | (__) |  | 05-002 |  |  |  | 3 | 1995-05-01 | 3.49 | 3.49 | 0.05 | 0.05
1 | No |  | Bracket Custom_1 |  |  | EMAT_070 | 501 | (__) |  | 01-007 |  |  |  | 1 | 2004-05-29 | 10 | 10 | 0.25 | 0.25
|  |  | Pump P-211- 5.5kW | [13 empty] | 0 |  | 0
15 | m |  | Power Cable 5c 6.0 mm2 XLPE SWA-PVC |  |  | CAMC_021 | 616 | CRO | 6.0mm2 |  |  |  |  | 2 | 2011-08-12 | 5.5 | 82.5 | 0.08 | 1.2
15 | No |  | Cable Tie 225mm |  |  | CONS_009 | 875 | (__) |  | 01-003 |  |  |  | 1 | 1994-12-01 | 0.05 | 0.75 |  | 0
2 | No |  | Gland Indoor 20 BWL 4*4/6mm2 |  |  | CAAC_040 | 620 | CMP | [5 empty] | 2 | 1997-01-01 | 4.71 | 9.42 | 0.35 | 0.7
2 | m |  | Cable Marker 8 digit c/w Carrier Strip |  |  | CAAC_091 | 620 | (__) | [5 empty] | 2 | 2004-06-10 | 1.5 | 3 | 0.08 | 0.16
10 | No |  | Cable Lug 16 mm2 |  |  | CAAC_009 | 620 | CTT | [5 empty] | 2 | 1994-12-01 | 0.14 | 1.4 | 0.06 | 0.6
1 | No |  | Surface Isolator 32A 4-Pole (Lockable) |  |  | SWLV_168 | 510 | KM | P1-32/I/SVB/N | 10 |  |  |  | 2 | 2000-12-20 | 35 | 35 | 0.75 | 0.75
1 | No |  | Label Small |  |  | CONS_021 | 875 | (__) |  | 05-002 |  |  |  | 3 | 1995-05-01 | 3.49 | 3.49 | 0.05 | 0.05
1 | No |  | Bracket Custom_1 |  |  | EMAT_070 | 501 | (__) |  | 01-007 |  |  |  | 1 | 2004-05-29 | 10 | 10 | 0.25 | 0.25
|  |  | Pump P-212 - 5.5kW | [13 empty] | 0 |  | 0
16 | m |  | Power Cable 5c 6.0 mm2 XLPE SWA-PVC |  |  | CAMC_021 | 616 | CRO | 6.0mm2 |  |  |  |  | 2 | 2011-08-12 | 5.5 | 88 | 0.08 | 1.28
16 | No |  | Cable Tie 225mm |  |  | CONS_009 | 875 | (__) |  | 01-003 |  |  |  | 1 | 1994-12-01 | 0.05 | 0.8 |  | 0
2 | No |  | Gland Indoor 20 BWL 4*4/6mm2 |  |  | CAAC_040 | 620 | CMP | [5 empty] | 2 | 1997-01-01 | 4.71 | 9.42 | 0.35 | 0.7
2 | m |  | Cable Marker 8 digit c/w Carrier Strip |  |  | CAAC_091 | 620 | (__) | [5 empty] | 2 | 2004-06-10 | 1.5 | 3 | 0.08 | 0.16
10 | No |  | Cable Lug 16 mm2 |  |  | CAAC_009 | 620 | CTT | [5 empty] | 2 | 1994-12-01 | 0.14 | 1.4 | 0.06 | 0.6
1 | No |  | Surface Isolator 32A 4-Pole (Lockable) |  |  | SWLV_168 | 510 | KM | P1-32/I/SVB/N | 10 |  |  |  | 2 | 2000-12-20 | 35 | 35 | 0.75 | 0.75
1 | No |  | Label Small |  |  | CONS_021 | 875 | (__) |  | 05-002 |  |  |  | 3 | 1995-05-01 | 3.49 | 3.49 | 0.05 | 0.05
1 | No |  | Bracket Custom_1 |  |  | EMAT_070 | 501 | (__) |  | 01-007 |  |  |  | 1 | 2004-05-29 | 10 | 10 | 0.25 | 0.25
|  |  | Pump P-213 - 5.5kW | [13 empty] | 0 |  | 0
17 | m |  | Power Cable 5c 6.0 mm2 XLPE SWA-PVC |  |  | CAMC_021 | 616 | CRO | 6.0mm2 |  |  |  |  | 2 | 2011-08-12 | 5.5 | 93.5 | 0.08 | 1.36
17 | No |  | Cable Tie 225mm |  |  | CONS_009 | 875 | (__) |  | 01-003 |  |  |  | 1 | 1994-12-01 | 0.05 | 0.85 |  | 0
2 | No |  | Gland Indoor 20 BWL 4*4/6mm2 |  |  | CAAC_040 | 620 | CMP | [5 empty] | 2 | 1997-01-01 | 4.71 | 9.42 | 0.35 | 0.7
2 | m |  | Cable Marker 8 digit c/w Carrier Strip |  |  | CAAC_091 | 620 | (__) | [5 empty] | 2 | 2004-06-10 | 1.5 | 3 | 0.08 | 0.16
10 | No |  | Cable Lug 16 mm2 |  |  | CAAC_009 | 620 | CTT | [5 empty] | 2 | 1994-12-01 | 0.14 | 1.4 | 0.06 | 0.6
1 | No |  | Surface Isolator 32A 4-Pole (Lockable) |  |  | SWLV_168 | 510 | KM | P1-32/I/SVB/N | 10 |  |  |  | 2 | 2000-12-20 | 35 | 35 | 0.75 | 0.75
1 | No |  | Label Small |  |  | CONS_021 | 875 | (__) |  | 05-002 |  |  |  | 3 | 1995-05-01 | 3.49 | 3.49 | 0.05 | 0.05
1 | No |  | Bracket Custom_1 |  |  | EMAT_070 | 501 | (__) |  | 01-007 |  |  |  | 1 | 2004-05-29 | 10 | 10 | 0.25 | 0.25
|  |  | Pump P-214- 5.5kW | [13 empty] | 0 |  | 0
16 | m |  | Power Cable 5c 6.0 mm2 XLPE SWA-PVC |  |  | CAMC_021 | 616 | CRO | 6.0mm2 |  |  |  |  | 2 | 2011-08-12 | 5.5 | 88 | 0.08 | 1.28
16 | No |  | Cable Tie 225mm |  |  | CONS_009 | 875 | (__) |  | 01-003 |  |  |  | 1 | 1994-12-01 | 0.05 | 0.8 |  | 0
2 | No |  | Gland Indoor 20 BWL 4*4/6mm2 |  |  | CAAC_040 | 620 | CMP | [5 empty] | 2 | 1997-01-01 | 4.71 | 9.42 | 0.35 | 0.7
2 | m |  | Cable Marker 8 digit c/w Carrier Strip |  |  | CAAC_091 | 620 | (__) | [5 empty] | 2 | 2004-06-10 | 1.5 | 3 | 0.08 | 0.16
10 | No |  | Cable Lug 16 mm2 |  |  | CAAC_009 | 620 | CTT | [5 empty] | 2 | 1994-12-01 | 0.14 | 1.4 | 0.06 | 0.6
1 | No |  | Surface Isolator 32A 4-Pole (Lockable) |  |  | SWLV_168 | 510 | KM | P1-32/I/SVB/N | 10 |  |  |  | 2 | 2000-12-20 | 35 | 35 | 0.75 | 0.75
1 | No |  | Label Small |  |  | CONS_021 | 875 | (__) |  | 05-002 |  |  |  | 3 | 1995-05-01 | 3.49 | 3.49 | 0.05 | 0.05
1 | No |  | Bracket Custom_1 |  |  | EMAT_070 | 501 | (__) |  | 01-007 |  |  |  | 1 | 2004-05-29 | 10 | 10 | 0.25 | 0.25
|  |  | Pump P-215 - 5.5kW | [13 empty] | 0 |  | 0
17 | m |  | Power Cable 5c 6.0 mm2 XLPE SWA-PVC |  |  | CAMC_021 | 616 | CRO | 6.0mm2 |  |  |  |  | 2 | 2011-08-12 | 5.5 | 93.5 | 0.08 | 1.36
17 | No |  | Cable Tie 225mm |  |  | CONS_009 | 875 | (__) |  | 01-003 |  |  |  | 1 | 1994-12-01 | 0.05 | 0.85 |  | 0
2 | No |  | Gland Indoor 20 BWL 4*4/6mm2 |  |  | CAAC_040 | 620 | CMP | [5 empty] | 2 | 1997-01-01 | 4.71 | 9.42 | 0.35 | 0.7
2 | m |  | Cable Marker 8 digit c/w Carrier Strip |  |  | CAAC_091 | 620 | (__) | [5 empty] | 2 | 2004-06-10 | 1.5 | 3 | 0.08 | 0.16
10 | No |  | Cable Lug 16 mm2 |  |  | CAAC_009 | 620 | CTT | [5 empty] | 2 | 1994-12-01 | 0.14 | 1.4 | 0.06 | 0.6
1 | No |  | Surface Isolator 32A 4-Pole (Lockable) |  |  | SWLV_168 | 510 | KM | P1-32/I/SVB/N | 10 |  |  |  | 2 | 2000-12-20 | 35 | 35 | 0.75 | 0.75
1 | No |  | Label Small |  |  | CONS_021 | 875 | (__) |  | 05-002 |  |  |  | 3 | 1995-05-01 | 3.49 | 3.49 | 0.05 | 0.05
1 | No |  | Bracket Custom_1 |  |  | EMAT_070 | 501 | (__) |  | 01-007 |  |  |  | 1 | 2004-05-29 | 10 | 10 | 0.25 | 0.25
|  |  | Pump P-216 - 5.5kW | [13 empty] | 0 |  | 0
18 | m |  | Power Cable 5c 6.0 mm2 XLPE SWA-PVC |  |  | CAMC_021 | 616 | CRO | 6.0mm2 |  |  |  |  | 2 | 2011-08-12 | 5.5 | 99 | 0.08 | 1.44
18 | No |  | Cable Tie 225mm |  |  | CONS_009 | 875 | (__) |  | 01-003 |  |  |  | 1 | 1994-12-01 | 0.05 | 0.9 |  | 0
2 | No |  | Gland Indoor 20 BWL 4*4/6mm2 |  |  | CAAC_040 | 620 | CMP | [5 empty] | 2 | 1997-01-01 | 4.71 | 9.42 | 0.35 | 0.7
2 | m |  | Cable Marker 8 digit c/w Carrier Strip |  |  | CAAC_091 | 620 | (__) | [5 empty] | 2 | 2004-06-10 | 1.5 | 3 | 0.08 | 0.16
10 | No |  | Cable Lug 16 mm2 |  |  | CAAC_009 | 620 | CTT | [5 empty] | 2 | 1994-12-01 | 0.14 | 1.4 | 0.06 | 0.6
1 | No |  | Surface Isolator 32A 4-Pole (Lockable) |  |  | SWLV_168 | 510 | KM | P1-32/I/SVB/N | 10 |  |  |  | 2 | 2000-12-20 | 35 | 35 | 0.75 | 0.75
1 | No |  | Label Small |  |  | CONS_021 | 875 | (__) |  | 05-002 |  |  |  | 3 | 1995-05-01 | 3.49 | 3.49 | 0.05 | 0.05
1 | No |  | Bracket Custom_1 |  |  | EMAT_070 | 501 | (__) |  | 01-007 |  |  |  | 1 | 2004-05-29 | 10 | 10 | 0.25 | 0.25
|  |  | Additional cable tray to the power cable tray in this BOQ | [13 empty] | 0 |  | 0
50 | m |  | Tray 150mm Galv. |  |  | TRGV_016 | 650 | (__) | [5 empty] | 1 | 2001-01-06 | 5 | 250 | 0.25 | 12.5
17 | m |  | Tray Coupler Galv. | Ardic |  | TRGV_051 | 650 | (__) | [5 empty] | 1 | 1997-10-02 | 0.51 | 8.67 |  | 0
134 | No |  | Roofing Bolt |  |  | CONS_031 | 875 | (__) |  | 02-005 |  |  |  | 1 | 1994-12-01 | 0.07 | 9.38 |  | 0
50 | No |  | Wing Nut Hilti M6 |  |  | EMAT_059 | 501 | HIL | MKN-FM8 | 04-002 |  |  |  | 1 | 1999-01-15 | 0.51 | 25.5 |  | 0
50 | No |  | Hex.Set Screws M6x20 |  |  | EMAT_025 | 501 | (__) |  | 05-002 |  |  |  | 1 |  | 0.05 | 2.5 |  | 0
17 | No |  | Earth Strips Copper |  |  | CONS_012 | 875 | (__) |  | 01-011 |  |  |  | 1 | 1994-12-01 | 0.5 | 8.5 | 0 | 0
|  | h | [E25_0477_IH_Retro_Elec_Est_Rev_A_AW.xlsx]Elec_Rates!$D$321 |  |  | RATE_AAA
50 | 1 | 50 | 026# Bracket for 200-300mm cable tray |  | Local Rate | RTLO_001 | [9 empty] | 3.72 | 186 | 0.25 | 12.5
[17 empty] | 0 |  | 0
d> | 0 | [8 empty] | mu_A | SUBI | [5 empty] | 7850.34 |  | 139.25 | [8 empty] | 10597.96
|  |  | ECA (Technician) | 0 | -0.0029947 |  |  |  |  | mu_B | SUBI
| >>> mu_B material here >>> | [15 empty] | 0 |  | 0
[17 empty] | 0 |  | 0
[17 empty] | 0 |  | 0
d> | 0 | [8 empty] | mu_B | SUBI | [5 empty] | 0 |  | 0 | [8 empty] | 0
[6 empty] | ICOST |  |  |  |  | ITEM | [5 empty] | 7850.34 |  | 139.25
|  |  |  | Sell Rate | Sell Total |  |  |  |  | IB | [17 empty] | U_M_Sell | T_M_Sell | U_L_Sell | T_L_Sell | Total_Sell | T_M_Cost | T_L_Phr | Mat/Lab=1
1 | LS |  | Item: b | 0 | 0 | ISELL |  |  |  |  | ITEM |  |  |  |  | Included with BMS |  |  | 0.00 | [8 empty] | 0 | 0 | 0 | 0 | 0 | 0 | 0 | 0
|  |  | All the control cables from the Motor Control Centre MCC-PR (Pump Room) to all equipment being controlled by MCC-PR. Cost is to include all the necessary metalclad cable management. | [6 empty] | n
|  |  |  | 0 | Discrepancy
|  |  | Electrical | 0 | 0 |  |  |  |  | mu_A | SUBI
| >>> mu_A material here >>> |  | Included with BMS | [13 empty] | 0 |  | 0
[17 empty] | 0 |  | 0
[17 empty] | 0 |  | 0
d> | 0 | [8 empty] | mu_A | SUBI | [5 empty] | 0 |  | 0 | [8 empty] | 0
|  |  | ECA (Technician) | 0 | 0 |  |  |  |  | mu_B | SUBI
| >>> mu_B material here >>> |  | Included with BMS | [13 empty] | 0 |  | 0
[17 empty] | 0 |  | 0
[17 empty] | 0 |  | 0
d> | 0 | [8 empty] | mu_B | SUBI | [5 empty] | 0 |  | 0 | [8 empty] | 0
[6 empty] | ICOST |  |  |  |  | ITEM | [5 empty] | 0 |  | 0
SB
| 596.592 |  | PAGE: |  | 25620.6 | [5 empty] | PAGE | [5 empty] | 12587.1 |  | 235.25
| Discy: |  |  |  | PAGE SELL | [11 empty] | PAGE MAT |  | PAGE LAB
SB
| 596.592 |  | CENTRALISED CONTROLLER |  | 25620.6 | [5 empty] | SECT | [5 empty] | 12587.1 |  | 235.25
| Discy: |  |  |  | SECT SELL | [11 empty] | SECT MAT |  | SECT LAB
TB
|  | t | Item:
BUILDING MANAGEMENT SYSTEM
TB
|  | t | Item:
BMS Supervisor Software
|  |  |  | Sell Rate | Sell Total |  |  |  |  | IB | [17 empty] | U_M_Sell | T_M_Sell | U_L_Sell | T_L_Sell | Total_Sell | T_M_Cost | T_L_Phr | Mat/Lab=1
1 | LS |  | Item: 1.0 | 4452.57 | 4452.57 | ISELL |  |  |  |  | ITEM | [7 empty] | mu :1.35 | [8 empty] | 4410.4 | 4410.4 | 42.17 | 42.17 | 4452.57 | 3266.96 | 4 | 3270.96
|  |  | Supply, Installation and configuration of the BMS supervisory software, complete with all the implementation of the UI and strategy into a complete solution as per tender document, schedules and BoQ requirements. | [6 empty] | n
|  |  |  | 0.0024513 | Discrepancy
|  |  | Electrical | 0 | 0 |  |  |  |  | mu_A | SUBI
| >>> mu_A material here >>> |  |  | No Cost | [12 empty] | 0 |  | 0
[17 empty] | 0 |  | 0
[17 empty] | 0 |  | 0
d> | 0 | [8 empty] | mu_A | SUBI | [5 empty] | 0 |  | 0 | [8 empty] | 0
|  |  | ECA (Technician) | 4410.4 | 4294.8133 |  |  |  |  | mu_B | SUBI
1 | No |  | BMS EQUIPMENT |  | Guy | BMSE_001 | 512 | (__) | [5 empty] | 3 |  | 3266.96 | 3266.96 |  | 0
[17 empty] | 0 |  | 0
[17 empty] | 0 |  | 0
d> | 0 | [8 empty] | mu_B | SUBI | [5 empty] | 3266.96 |  | 0 | [8 empty] | 4410.4
|  |  | ECA (Engineer) | 162 | 157.7567 |  |  |  |  | mu_C | SUBI
1 | No |  | BMS EQUIPMENT |  | Guy | BMSE_001 | 512 | (__) | [5 empty] | 3 |  |  | 0 | 4 | 4
[17 empty] | 0 |  | 0
[17 empty] | 0 |  | 0
d> | 0 | [8 empty] | mu_C | SUBI | [5 empty] | 0 |  | 4 | [8 empty] | 0
[6 empty] | ICOST |  |  |  |  | ITEM | [5 empty] | 3266.96 |  | 4
TB
|  | t | Item:
BMS Server
|  |  |  | Sell Rate | Sell Total |  |  |  |  | IB | [17 empty] | U_M_Sell | T_M_Sell | U_L_Sell | T_L_Sell | Total_Sell | T_M_Cost | T_L_Phr | Mat/Lab=1
1 | LS |  | Item: 2.0 | 4259.37 | 4259.37 | ISELL |  |  |  |  | ITEM | [7 empty] | mu :1.36 | [8 empty] | 4050 | 4050 | 209.37 | 209.37 | 4259.37 | 3000 | 8 | 3008
|  |  | Supply, installation and configuration of the BMS Windows server. | [6 empty] | n
|  |  |  | 0.0028408 | Discrepancy
|  |  | Electrical | 0 | 0 |  |  |  |  | mu_A | SUBI
| >>> mu_A material here >>> | [15 empty] | 0 |  | 0
[17 empty] | 0 |  | 0
[17 empty] | 0 |  | 0
d> | 0 | [8 empty] | mu_A | SUBI | [5 empty] | 0 |  | 0 | [8 empty] | 0
|  |  | ECA (Engineer) | 4374 | 4259.37 |  |  |  |  | mu_C | SUBI
1 | No |  | BMS EQUIPMENT |  | Guy | BMSE_001 | 512 | (__) | [5 empty] | 3 |  | 3000 | 3000 | 8 | 8
[17 empty] | 0 |  | 0
[17 empty] | 0 |  | 0
d> | 0 | [8 empty] | mu_C | SUBI | [5 empty] | 3000 |  | 8 | [8 empty] | 4050
[6 empty] | ICOST |  |  |  |  | ITEM | [5 empty] | 3000 |  | 8
TB
t
Engineering IP Network
|  |  |  | Sell Rate | Sell Total |  |  |  |  | IB | [17 empty] | U_M_Sell | T_M_Sell | U_L_Sell | T_L_Sell | Total_Sell | T_M_Cost | T_L_Phr | Mat/Lab=1
1 | LS |  | Item: 3 | 6299.5 | 6299.5 | ISELL |  |  |  |  | ITEM | [7 empty] | mu :1.39 | [8 empty] | 3817.84 | 3817.84 | 2481.66 | 2481.66 | 6299.5 | 2828.03 | 66.04 | 2894.07
Design, supply and installation of a complete IP network that connects all the MCC's to the main BMS server and other third party systems
|  |  |  | -0.00094123 | Discrepancy
|  |  | Electrical | 2676.19 | 2606.053 |  |  |  |  | mu_A | SUBI
1 | No |  | Design |  |  | DOCS_014 | 880 | (__) | [5 empty] | 3 | 2005-12-01 |  | 0 | 8.8 | 8.8
1 | No |  | DRAWINGS & MANUALS |  |  | DOCS_001 | 880 | (__) | [5 empty] | 3 |  | 100 | 100 |  | 0
Data switch near MCC-PR
1 | No |  | BMS EQUIPMENT | 16 Port Data Switch |  | BMSE_001 | 512 | (__) | [5 empty] | 3 |  | 250 | 250 |  | 0
1 | P/Hrs |  | BMS EQUIPMENT |  |  | BMSE_001 | 512 | (__) | [5 empty] | 3 |  |  | 0 | 4.4 | 4.4
Power point for data switch
7 | m |  | Conduit Galv. 20mm RATE |  |  | COGV_011 | 690 | BAR | 20mm |  |  |  |  | 1 | 1994-12-01 | 3.66 | 25.62 | 0.22 | 1.54
30 | m |  | Wiring Cable 1c 4.0 mm2 PVC Non-Arm |  | AJ Electric | CASC_019 | 615 | CRO |  | 02-004 |  |  |  | 2 | 2006-09-28 | 0.484 | 14.52 | 0.022 | 0.66
1 | No |  | MC Fuse Conn.Unit 13A Neon |  |  | WACC_022 | 705 | CONT | 3367 |  |  |  |  | 3 | 1995-01-01 | 6.59 | 6.59 | 0.187 | 0.187
1 | No |  | Labour only (FIX 3) |  | Setting up of Data switch | LABO_007 | 900 | MISC | [5 empty] | 3 |  |  | 0 | 4.4 | 4.4
1 | No |  | Erection Material |  |  | EMAT_063 | 501 | (__) |  | 01-002 |  |  |  | 1 |  | 50 | 50 |  | 0
| >>> mu_A material here >>> |  | Data points - MCC-PR, DDC L4, DDC L2, Centralised controller, server EC NET | [13 empty] | 0 |  | 0
|  | h | [E25_0477_IH_Retro_Elec_Est_Rev_A_AW.xlsx]Elec_Rates!$D$90 |  |  | RATE_AAA
5 | 1 | 5 | 013# Data Point + BACnet IP |  | Local Rate | RTLO_002 | [9 empty] | 76.26 | 381.3 | 4.41 | 22.05
[17 empty] | 0 |  | 0
d> | 0 | [8 empty] | mu_A | SUBI | [5 empty] | 828.03 |  | 42.037 | [8 empty] | 1117.84
|  |  | ECA (Technician) | 3792.85 | 3693.447 |  |  |  |  | mu_B | SUBI
1 | No |  | BMS EQUIPMENT |  | Guy | BMSE_001 | 512 | (__) | [5 empty] | 3 |  | 2000 | 2000 | 24 | 24
[17 empty] | 0 |  | 0
[17 empty] | 0 |  | 0
d> | 0 | [8 empty] | mu_B | SUBI | [5 empty] | 2000 |  | 24 | [8 empty] | 2700
[6 empty] | ICOST |  |  |  |  | ITEM | [5 empty] | 2828.03 |  | 66.037
TB
t
BMS Alarms
|  |  |  | Sell Rate | Sell Total |  |  |  |  | IB | [17 empty] | U_M_Sell | T_M_Sell | U_L_Sell | T_L_Sell | Total_Sell | T_M_Cost | T_L_Phr | Mat/Lab=1
1 | LS |  | Item: 4 | 2902.99 | 2902.99 | ISELL |  |  |  |  | ITEM | [7 empty] | mu :1.4 | [8 empty] | 135 | 135 | 2767.99 | 2767.99 | 2902.99 | 100 | 74 | 174
Design, and configuration of alarms per data point as required by project engineer.
|  |  |  | -0.0015466 | Discrepancy
|  |  | Electrical | 1766.12 | 1719.8339 |  |  |  |  | mu_A | SUBI
1 | No |  | Design |  | Cabling and containment | DOCS_014 | 880 | (__) | [5 empty] | 3 | 2005-12-01 |  | 0 | 44 | 44
1 | No |  | DRAWINGS & MANUALS |  |  | DOCS_001 | 880 | (__) | [5 empty] | 3 |  | 100 | 100 |  | 0
[17 empty] | 0 |  | 0
d> | 0 | [8 empty] | mu_A | SUBI | [5 empty] | 100 |  | 44 | [8 empty] | 135
|  |  | ECA (Engineer) | 1215 | 1183.1561 |  |  |  |  | mu_C | SUBI
1 | No |  | BMS EQUIPMENT |  | Guy | BMSE_001 | 512 | (__) | [5 empty] | 3 |  |  | 0 | 30 | 30
[17 empty] | 0 |  | 0
d> | 0 | [8 empty] | mu_C | SUBI | [5 empty] | 0 |  | 30 | [8 empty] | 0
[6 empty] | ICOST |  |  |  |  | ITEM | [5 empty] | 100 |  | 74
TB
t
BMS Trends
|  |  |  | Sell Rate | Sell Total |  |  |  |  | IB | [17 empty] | U_M_Sell | T_M_Sell | U_L_Sell | T_L_Sell | Total_Sell | T_M_Cost | T_L_Phr | Mat/Lab=1
1 | LS |  | Item: 5 | 2267.64 | 2267.64 | ISELL |  |  |  |  | ITEM | [7 empty] | mu :1.41 | [8 empty] | 135 | 135 | 2132.64 | 2132.64 | 2267.64 | 100 | 56.4 | 156.4
The configuration and upkeep of the trends and logs for all the project data points included in the project.
|  |  |  | -0.0007832 | Discrepancy
|  |  | Electrical | 1113.67 | 1084.4832 |  |  |  |  | mu_A | SUBI
1 | No |  | Design |  | Cabling and containment | DOCS_014 | 880 | (__) | [5 empty] | 3 | 2005-12-01 |  | 0 | 26.4 | 26.4
1 | No |  | DRAWINGS & MANUALS |  |  | DOCS_001 | 880 | (__) | [5 empty] | 3 |  | 100 | 100 |  | 0
[17 empty] | 0 |  | 0
d> | 0 | [8 empty] | mu_A | SUBI | [5 empty] | 100 |  | 26.4 | [8 empty] | 135
|  |  | ECA (Engineer) | 1215 | 1183.1568 |  |  |  |  | mu_C | SUBI
1 | No |  | BMS EQUIPMENT |  | Guy | BMSE_001 | 512 | (__) | [5 empty] | 3 |  |  | 0 | 30 | 30
[17 empty] | 0 |  | 0
d> | 0 | [8 empty] | mu_C | SUBI | [5 empty] | 0 |  | 30 | [8 empty] | 0
[6 empty] | ICOST |  |  |  |  | ITEM | [5 empty] | 100 |  | 56.4
TB
t
Complete working system
|  |  |  | Sell Rate | Sell Total |  |  |  |  | IB | [17 empty] | U_M_Sell | T_M_Sell | U_L_Sell | T_L_Sell | Total_Sell | T_M_Cost | T_L_Phr | Mat/Lab=1
1 | LS |  | Item: 6 | 152433.92 | 152433.92 | ISELL |  |  |  |  | ITEM | [7 empty] | mu :1.36 | [8 empty] | 63294.34 | 63294.34 | 89139.58 | 89139.58 | 152433.92 | 46884.69 | 2476.62 | 49361.31
|  |  | All wiring, containment, field devices etc. for a complete working systems | [6 empty] | n
|  |  |  | -0.0010229 | Discrepancy
|  |  | Electrical | 125691.4 | 122397.3093 |  |  |  |  | mu_A | SUBI
| >>> mu_A material here >>> |  | Points on DDC L2 | [13 empty] | 0 |  | 0
|  | h | [E25_0477_IH_Retro_Elec_Est_Rev_A_AW.xlsx]Elec_Rates!$D$19 |  |  | RATE_AAA
202 | 1 | 202 | 004# BMS point (Low level - Digital and Analogue) - Level 2 |  | Local Rate | RTLO_001 | [9 empty] | 56.85 | 11483.7 | 4.39 | 886.78 | 36
|  | h | [E25_0477_IH_Retro_Elec_Est_Rev_A_AW.xlsx]Elec_Rates!$D$30 |  |  | RATE_AAA
72 | 1 | 72 | 005# BMS point (High level Modbus RTU/BACnet) - Level 2 |  | Local Rate | RTLO_002 | [9 empty] | 60.69 | 4369.68 | 4.29 | 308.88 | 15
| >>> mu_A material here >>> |  | Points on DDC L4 | [13 empty] | 0 |  | 0
|  | h | [E25_0477_IH_Retro_Elec_Est_Rev_A_AW.xlsx]Elec_Rates!$D$42 |  |  | RATE_AAA
80 | 1 | 80 | 004# BMS point (Low level - Digital and Analogue) - Level 4 |  | Local Rate | RTLO_001 | [9 empty] | 120.91 | 9672.8 | 8.07 | 645.6 | 84
|  | h | [E25_0477_IH_Retro_Elec_Est_Rev_A_AW.xlsx]Elec_Rates!$D$66 |  |  | RATE_AAA
20 | 1 | 20 | 005# BMS point (High level Modbus RTU/BACnet) - Level 4 |  | Local Rate | RTLO_002 | [9 empty] | 19.07 | 381.4 | 2.37 | 47.4 | 20
|  | h | [E25_0477_IH_Retro_Elec_Est_Rev_A_AW.xlsx]Elec_Rates!$D$78 |  |  | RATE_AAA
26 | 1 | 26 | 005# BMS point (High level Modbus RTU/BACnet) - AHUS |  | Local Rate | RTLO_001 | [9 empty] | 143.53 | 3731.78 | 9.24 | 240.24 | 26
Isolator interlocks for pumps at Plantroom Level 2
|  | h | [E25_0477_IH_Retro_Elec_Est_Rev_A_AW.xlsx]Elec_Rates!$D$54 |  |  | RATE_AAA
20 | 1 | 20 | 004# Isolator Interlocks for equipment in level 2 |  | Local Rate | RTLO_001 | [9 empty] | 58.6 | 1172 | 4.39 | 87.8 | 12
|  |  | Additonal cost for isolated network for BMS system | [13 empty] | 0 |  | 0
| >>> mu_A material here >>> |  | Data points - MCC-PR, DDC L4, DDC L2, Centralised controller, server EC NET |  | Moved to item 3.0 | [11 empty] | 0 |  | 0
|  | h | [E25_0477_IH_Retro_Elec_Est_Rev_A_AW.xlsx]Elec_Rates!$D$90 |  |  | RATE_AAA
0 | 1 | 0 | 013# Data Point + BACnet IP |  | Local Rate | RTLO_002 | [9 empty] | 76.26 | 0 | 4.41 | 0
|  |  | Power point for data switch |  | Moved to item 3.0
0 | m |  | Conduit Galv. 20mm RATE |  |  | COGV_011 | 690 | BAR | 20mm |  |  |  |  | 1 | 1994-12-01 | 3.66 | 0 | 0.22 | 0
0 | m |  | Wiring Cable 1c 4.0 mm2 PVC Non-Arm |  | AJ Electric | CASC_019 | 615 | CRO |  | 02-004 |  |  |  | 2 | 2006-09-28 | 0.484 | 0 | 0.022 | 0
0 | No |  | MC Fuse Conn.Unit 13A Neon |  |  | WACC_022 | 705 | CONT | 3367 |  |  |  |  | 3 | 1995-01-01 | 6.59 | 0 | 0.187 | 0
0 | No |  | Labour only (FIX 3) |  | Setting up of Data switch | LABO_007 | 900 | MISC | [5 empty] | 3 |  |  | 0 | 4.4 | 0
0 | No |  | Erection Material |  |  | EMAT_063 | 501 | (__) |  | 01-002 |  |  |  | 1 |  | 50 | 0 |  | 0
|  |  | Cable tray for BMS cables within the plantroom | New cable tray for Level 4 | [12 empty] | 0 |  | 0
|  | h | [E25_0477_IH_Retro_Elec_Est_Rev_A_AW.xlsx]Elec_Rates!$D$288 |  |  | RATE_AAA
50 | 1 | 50 | 016# 250mm galvanised steel cable tray |  | Local Rate | RTLO_002 | [9 empty] | 8.26 | 413 | 0.35 | 17.5
|  | h | [E25_0477_IH_Retro_Elec_Est_Rev_A_AW.xlsx]Elec_Rates!$D$321 |  |  | RATE_AAA
50 | 1 | 50 | 026# Bracket for 200-300mm cable tray |  | Local Rate | RTLO_001 | [9 empty] | 3.72 | 186 | 0.25 | 12.5
Installation of devices
0 | No |  | BMS EQUIPMENT | Temperature sensors | Included in Mech estimate - New Chillers | BMSE_001 | 512 | (__) | [5 empty] | 3 |  |  | 0 | 0.825 | 0
0 | No |  | BMS EQUIPMENT | Flow switches/sensors | Included below - Guy | BMSE_001 | 512 | (__) | [5 empty] | 3 |  |  | 0 | 0.825 | 0
0 | No | 3 | BMS EQUIPMENT | Valve actuators | Included in Mech estimate - New Chillers | BMSE_001 | 512 | (__) | [5 empty] | 3 |  |  | 0 | 0.825 | 0
0 | No | 16 | BMS EQUIPMENT | Differential Pressure switch/sensors | Built in pumps | BMSE_001 | 512 | (__) | [5 empty] | 3 |  |  | 0 | 0.825 | 0
0 | No | 7 | BMS EQUIPMENT | Energy meters | Included in Mech estimate - New Chillers | BMSE_001 | 512 | (__) | [5 empty] | 3 |  |  | 0 | 0.825 | 0
[17 empty] | 0 |  | 0
d> | 0 | [8 empty] | mu_A | SUBI | [5 empty] | 31410.36 |  | 2246.7 | [8 empty] | 42403.99
|  |  | ECA (Technician) | 26703.86 | 26004.0115 |  |  |  |  | mu_B | SUBI
1 | No |  | BMS EQUIPMENT |  | Guy | BMSE_001 | 512 | (__) | [5 empty] | 3 |  | 15474.33 | 15474.33 | 127.67 | 127.67
[17 empty] | 0 |  | 0
d> | 0 | [8 empty] | mu_B | SUBI | [5 empty] | 15474.33 |  | 127.67 | [8 empty] | 20890.35
|  |  | ECA (Engineer) | 4141.13 | 4032.5992 |  |  |  |  | mu_C | SUBI
1 | No |  | BMS EQUIPMENT |  | Guy | BMSE_001 | 512 | (__) | [5 empty] | 3 |  |  | 0 | 102.25 | 102.25
[17 empty] | 0 |  | 0
d> | 0 | [8 empty] | mu_C | SUBI | [5 empty] | 0 |  | 102.25 | [8 empty] | 0
[6 empty] | ICOST |  |  |  |  | ITEM | [5 empty] | 46884.69 |  | 2476.62
SB
| 1881.305 |  | PAGE: |  | 172615.99 | [5 empty] | PAGE | [5 empty] | 56179.68 |  | 2685.057
| Discy: |  |  |  | PAGE SELL | [11 empty] | PAGE MAT |  | PAGE LAB
SB
| 1881.305 |  | SECTION: |  | 172615.99 | [5 empty] | SECT | [5 empty] | 56179.68 |  | 2685.057
| Discy: |  |  |  | SECT SELL | [11 empty] | SECT MAT |  | SECT LAB
SB! | [28 empty] | 278737.64 |  | 108253.28 | 386990.92
| -0.0025903 | cc |  | Electrical (mu_A) : | 147372.9693 | [11 empty] | 40888.73 |  | 2593.387 | [9 empty] | 55199.7855 |  | 96139.4495
| -0.0075784 | cc |  | ECA (Technician) (mu_B) : | 42268.4269 | [11 empty] | 24878.05 |  | 215.67 | [9 empty] | 33585.3675 |  | 9820.6413
| 0.0045018 | cc |  | ECA (Engineer) (mu_C) : | 11447.0538 | [11 empty] | 3000 |  | 190.25 | [9 empty] | 4050 |  | 7705.125
| 0 | cc |  | Megaline (mu_D) : | 185902.47 | [11 empty] | 185902.47 |  | 0 | [9 empty] | 185902.47 |  | 0
| 0 | cc |  | 0 (mu_E) : | 0 | [11 empty] | 0 |  | 0 | [9 empty] | 0 |  | 0
| 0 | cc |  | 0 (mu_F) : | 0 | [11 empty] | 0 |  | 0 | [9 empty] | 0 |  | 0
| 0 | cc |  | 0 (mu_G) : | 0 | [11 empty] | 0 |  | 0 | [9 empty] | 0 |  | 0
| 0 | cc |  | 0 (mu_H) : | 0 | [11 empty] | 0 |  | 0 | [9 empty] | 0 |  | 0
| 0 | cc |  | 0 (mu_I) : | 0 | [11 empty] | 0 |  | 0 | [9 empty] | 0 |  | 0
| 0 |  |  | 0 (mu_J) : | 0 | [11 empty] | 0 |  | 0 | [9 empty] | 0 |  | 0
|  | MATERIAL SUMMARY |  | MU SUMMARY TOTAL | 386990.92 | ISELL | [10 empty] | 254669.25 |  | 2999.307 | [9 empty] | 278737.623 |  | 113665.2158 | 392402.8388
[5 empty] | 0 | [23 empty] | 0.017 |  | -5411.9358 | -5411.9188
| Discy with |  |  | MATERIAL ITEMS TOTAL | [6 empty] | COMP_GT | [5 empty] | 254669.25 |  | 2999.307
equal Mus
| -57584.7529 |  |  | BOQ ITEMS TOTAL | 386990.92 | [5 empty] | ITEM_GT | [5 empty] | 254669.25 |  | 2999.307
| -55883.39 |  |  | PAGES TOTAL | 380208.77 | [5 empty] | PAGE_GT | [5 empty] | 249403.28 |  | 2957.307
SB | -55883.39 |  |  | SECTIONS TOTAL | 380208.77 | [5 empty] | SECT_GT | [5 empty] | 249403.28 |  | 2957.307
END!
| V:56 |  |  | COSTCODE TOTAL | [12 empty] | 254667.6789 |  | 2999.31
| 1 | cc | Erection materials |  | 501 | [9 empty] | 1 |  | 802.3238 |  | 30.5
| 2 | cc | Busbar Trunking |  | 505 | [9 empty] | 1 |  | 0 |  | 0
| 3 | cc | Switchgear |  | 510 | [9 empty] | 2 |  | 1012.02 |  | 18
| 4 | cc | MCC Equipment |  | 511 | [9 empty] | 2 |  | 0 |  | 0
| 5 | cc | BMS Equipment |  | 512 | [9 empty] | 2 |  | 23991.29 |  | 370.32
| 6 | cc | PVC Pipes / Ducts |  | 520 | [9 empty] | 1 |  | 0 |  | 0
| 7 | cc | High/medium voltage switchgear |  | 530 | [9 empty] | 2 |  | 0 |  | 0
| 8 | cc | Power Transformers |  | 550 | [9 empty] | 2 |  | 0 |  | 0
| 9 | cc | Control Panels |  | 570 | [9 empty] | 2 |  | 4136.76 |  | 56
| 10 | cc | Electrical Single Core Cables |  | 615 | [9 empty] | 2 |  | 14.52 |  | 0.66
| 11 | cc | Electrical Multicore Cables |  | 616 | [9 empty] | 2 |  | 5678.7 |  | 60.73
| 12 | cc | ELV/BMS/Special Cables |  | 617 | [9 empty] | 2 |  | 9996.6189 |  | 677.6
| 13 | cc | Cables accessories |  | 620 | [9 empty] | 2 |  | 2038.84 |  | 193.788
| 14 | cc | Galv. Cable Trays |  | 650 | [9 empty] | 1 |  | 597.7763 |  | 30
| 15 | cc | PVC Cable Trays |  | 651 | [9 empty] | 1 |  | 0 |  | 0
| 16 | cc | Galv. Cable Basket |  | 652 | [9 empty] | 1 |  | 0 |  | 0
| 17 | cc | Galv. Cable Ladder |  | 654 | [9 empty] | 1 |  | 0 |  | 0
| 18 | cc | Galv. Cable Trunking |  | 675 | [9 empty] | 1 |  | 0 |  | 0
| 19 | cc | Alum. Cable Trunking |  | 676 | [9 empty] | 1 |  | 0 |  | 0
| 20 | cc | PVC Cable Trunking |  | 680 | [9 empty] | 1 |  | 0 |  | 0
| 21 | cc | Underfloor Cable Trunking |  | 681 | [9 empty] | 1 |  | 0 |  | 0
| 22 | cc | Galv. Conduit |  | 690 | [9 empty] | 1 |  | 19129.86 |  | 1161.27
| 23 | cc | PVC Conduit |  | 700 | [9 empty] | 1 |  | 0 |  | 0
| 24 | cc | Wiring Accessories |  | 705 | [9 empty] | 3 |  | 56.59 |  | 1.562
| 25 | cc | Dimming Equipment |  | 706 | [9 empty] | 3 |  | 0 |  | 0
| 26 | cc | Fire Alarm Equipment |  | 725 | [9 empty] | 3 |  | 0 |  | 0
| 27 | cc | Fire Barriers |  | 726 | [9 empty] | 3 |  | 0 |  | 0
| 28 | cc | Security Alarm System |  | 750 | [9 empty] | 3 |  | 0 |  | 0
| 29 | cc | Access Control |  | 751 | [9 empty] | 3 |  | 0 |  | 0
| 30 | cc | Hotel Electronic Lock |  | 752 | [9 empty] | 3 |  | 0 |  | 0
| 31 | cc | Sub-Contracting Installation Elec |  | 753 | [9 empty] | 3 |  | 0 |  | 0
| 32 | cc | Timing Equipment |  | 770 | [9 empty] | 3 |  | 0 |  | 0
| 33 | cc | Public Address |  | 790 | [9 empty] | 3 |  | 0 |  | 0
| 34 | cc | Voice Alarm Equipment |  | 791 | [9 empty] | 3 |  | 0 |  | 0
| 35 | cc | Lightning / Bonding System |  | 810 | [9 empty] | 3 |  | 0 |  | 0
| 36 | cc | T.V System |  | 815 | [9 empty] | 3 |  | 0 |  | 0
| 37 | cc | UPS/Voltage Stabilisers |  | 820 | [9 empty] | 2 |  | 0 |  | 0
| 38 | cc | Data Network Equipment |  | 821 | [9 empty] | 3 |  | 25 |  | 4.18
| 39 | cc | Light Fittings |  | 835 | [9 empty] | 3 |  | 0 |  | 0
| 40 | cc | Generators, AMF Panels |  | 845 | [9 empty] | 2 |  | 0 |  | 0
| 41 | cc | Telephone Equipment |  | 855 | [9 empty] | 3 |  | 0 |  | 0
| 42 | cc | Intercom |  | 856 | [9 empty] | 3 |  | 0 |  | 0
| 43 | cc | Mechanical for Electrical |  | 857 | [9 empty] | 3 |  | 0 |  | 0
| 44 | cc | Nurse Call |  | 858 | [9 empty] | 3 |  | 0 |  | 0
| 45 | cc | C.C.T.V. Equipment |  | 865 | [9 empty] | 3 |  | 0 |  | 0
| 46 | cc | Tools and Instruments |  | 870 | [9 empty] | 4 |  | 0 |  | 0
| 47 | cc | Consumbles |  | 875 | [9 empty] | 1 |  | 484.91 |  | 1.1
| 48 | cc | Drawings/Manuals |  | 880 | [9 empty] | 3 |  | 300 |  | 79.2
| 49 | cc | Spare Parts |  | 885 | [9 empty] | 4 |  | 0 |  | 0
| 50 | cc | Labour |  | 900 | [9 empty] | 3 |  | 0 |  | 235.4
| 51 | cc | Dismantling (Labour Only) |  | 901 | [9 empty] | 1 |  | 0 |  | 79
| 52 | cc | Testing & Commissioning |  | 902 | [9 empty] | 3 |  | 0 |  | 0
| 53 | cc | Sub-Contracting Works |  | 960 | [9 empty] | 4 |  | 185902.47 |  | 0
| 54 | cc | Enemalta Application |  | 961 | [9 empty] | 3 |  | 0 |  | 0
| 55 | cc | Crainage and Transportation |  | 962 | [9 empty] | 1 |  | 500 |  | 0
| 56 | cc | Provisional Sum |  | 970 | [9 empty] | 4 |  | 0 |  | 0
|  | cc |  |  | Fix 1 |  | 1 | [9 empty] | 21514.87 |  | 1301.87
|  | cc |  |  | Fix 2 |  | 2 | [9 empty] | 46868.7489 |  | 1377.098
|  | cc |  |  | Fix 3 |  | 2 | [9 empty] | 381.59 |  | 320.342
|  | cc |  |  | Others |  | 3 | [9 empty] | 185902.47 |  | 0
|  | cc |  |  | TOTAL | [11 empty] | 254667.6789 |  | 2999.31
| RATE TOTALS IN CURRENT SHEET | RATE TOTALS IN CURRENT SHEET
BMS Rates
| 202 |  | 004# BMS point (Low level - Digital and Analogue) - Level 2
| 72 |  | 005# BMS point (High level Modbus RTU/BACnet) - Level 2
| 80 |  | 004# BMS point (Low level - Digital and Analogue) - Level 4
| 20 |  | 004# Isolator Interlocks for equipment in level 2
| 20 |  | 005# BMS point (High level Modbus RTU/BACnet) - Level 4
| 26 |  | 005# BMS point (High level Modbus RTU/BACnet) - AHUS
| 5 |  | 013# Data Point + BACnet IP
| 0 |  | 001# Lighting installation galvanised
| 0 |  | 001# Emergency lighting installation galvanised
| 0 |  | 002# Power points galvanised installation
| 0 |  | 003# 16amp 5Pin Socket outlet
| 0 |  | 004# 5core x 120sqmm FG16(0)M16 cable
| 0 |  | 005# 4core x 120sqmm FG16(0)M16 cable
| 0 |  | 006# 4core x 95sqmm FG16(0)M16 cable
| 0 |  | 007# 5core x 70sqmm FG16(0)M16 cable
| 0 |  | 008# 5core x 50sqmm FG16(0)M16 cable
| 0 |  | 009# 5core x 35sqmm FG16(0)M16 cable
| 0 |  | 010# 5core x 10sqmm XLPE/LSZH/SWA/LSZH cable
| 0 |  | 011# 4core x 4.0 mm2 XLPE/SWA/LSZH/Cu
| 0 |  | 012# Light fitting Type A - Installation Only
| 0 |  | 013# Light fitting Type E4 - Installation Only
| 0 |  | 014# 50mm galvanised steel cable tray
| 0 |  | 015# 200mm galvanised steel cable tray
| 50 |  | 016# 250mm galvanised steel cable tray
| 0 |  | 017# 500mm galvanised steel cable tray
| 0 |  | 025# Bracket for 50mm cable tray
| 100 |  | 026# Bracket for 200-300mm cable tray
| 0 |  | 027# Bracket for 400-600mm cable tray
SB!
Note on A475: Michael Vella: DO NOT insert a new subitem block here or further down. Go up to a hatched marker cell to do this.
Note on S476: Thomas Sammut: Value as advised by GUY on 18.09.2025. This he passed directly to Isaac during tender preparation.
Note on A504: Michael Vella: DO NOT insert a new subitem block here or further down. Go up to a hatched marker cell to do this.
Note on A729: Michael Vella: DO NOT insert a new subitem block here or further down. Go up to a hatched marker cell to do this.
Note on A745: Michael Vella: DO NOT insert a new subitem block here or further down. Go up to a hatched marker cell to do this.
Note on A786: Michael Vella: DO NOT insert a new subitem block here or further down. Go up to a hatched marker cell to do this.
Note on A806: Michael Vella: DO NOT insert a new subitem block here or further down. Go up to a hatched marker cell to do this.
Note on S822: Thomas Sammut: Includes 10% contingency as per original estimate
Note on S826: Thomas Sammut: Includes 10% contingency as per original estimate
Note on S828: Thomas Sammut: Includes 10% contingency as per original estimate
Note on S829: Thomas Sammut: Includes 10% contingency as per original estimate
Note on S830: Thomas Sammut: Includes 10% contingency as per original estimate
Note on S831: Thomas Sammut: Includes 10% contingency as per original estimate
Note on A838: Michael Vella: DO NOT insert a new subitem block here or further down. Go up to a hatched marker cell to do this.
Note on S854: Thomas Sammut: Includes 10% contingency as per original estimate
Note on A858: Michael Vella: DO NOT insert a new subitem block here or further down. Go up to a hatched marker cell to do this.
Note on S873: Thomas Sammut: Includes 10% contingency as per original estimate
Note on A877: Michael Vella: DO NOT insert a new subitem block here or further down. Go up to a hatched marker cell to do this.
Note on S912: Thomas Sammut: Includes 10% contingency as per original estimate
Note on S913: Thomas Sammut: Includes 10% contingency as per original estimate
Note on S914: Thomas Sammut: Includes 10% contingency as per original estimate
Note on S915: Thomas Sammut: Includes 10% contingency as per original estimate
Note on S923: Thomas Sammut: Includes 10% contingency as per original estimate
Note on S924: Thomas Sammut: Includes 10% contingency as per original estimate
Note on S925: Thomas Sammut: Includes 10% contingency as per original estimate
Note on S926: Thomas Sammut: Includes 10% contingency as per original estimate
Note on S927: Thomas Sammut: Includes 10% contingency as per original estimate
Note on A934: Michael Vella: DO NOT insert a new subitem block here or further down. Go up to a hatched marker cell to do this.
Note on AK952: Michael Vella: This cell should be exactly equal to the MU SUMMARY TOTAL.
Note on AH964: Michael Vella: This discrepancy must be small
Note on AJ964: Michael Vella: This discrepancy must be small
Note on AK964: Michael Vella: This discrepancy must be small

## AsAwarded_Discount
As awarded Estimate workings
Electrical Estimate (Rev A) | 392402.85 | Excluding Prelims, Fire stopping, Commissioning and Maintenance
Electrical (Megaline) | 185902.47
Electrical less Megaline | 206500.38
Quoted value including Mechanical | 1792000.92 | Excluding Maintenance and Provisional Sums
2.34% discount | 42092.2516 | Value as per submitted BOQ
Contract value less discount | 1749908.6684
Contract value less Megaline | 1606098.45
2.34% discount | 42092.2516
Percentage discount on value less Megaline | 2.621%

## BMS_Points
| Qty | Low Level points | High level points |  |  | DDC
|  | Per Unit |  | Total
Centralised Controller | 1 | 0 | 1 | 0 | 1 | 2
EC Net Trends Alarms | 1 | 0 | 1 | 0 | 1 | 2
| 4 | 0 | 1 | 0 | 4 | 2
Pressurisation Units | 3 | 4 | 1 | 12 | 3 | 2
Tanks | 2 | 3 | 0 | 6 | 0 | 2
AC Unit | 1 | 4 | 1 | 4 | 1 | 2
AHUs | 26 | 0 | 1 | 0 | 26 | 4
Pump P301 | 1 | 4 | 1 | 4 | 1 | 4 | BMS
Pump P302 | 1 | 4 | 1 | 4 | 1 | 4 | BMS
Pump P303 | 1 | 4 | 1 | 4 | 1 | 4 | BMS
Pump P304 | 1 | 4 | 1 | 4 | 1 | 4 | BMS
Pump P305 | 1 | 4 | 1 | 4 | 1 | 4 | BMS
Pump P306 | 1 | 4 | 1 | 4 | 1 | 4 | BMS
Pump P307 | 1 | 4 | 1 | 4 | 1 | 4 | BMS
Pump P308 | 1 | 4 | 1 | 4 | 1 | 4 | BMS
Pump P309 | 1 | 4 | 1 | 4 | 1 | 4 | BMS
Pump P310 | 1 | 4 | 1 | 4 | 1 | 4 | BMS
Pump P401 | 1 | 4 | 1 | 4 | 1 | 4 | BMS
Pump P402 | 1 | 4 | 1 | 4 | 1 | 4 | BMS
Pump P403 | 1 | 4 | 1 | 4 | 1 | 4 | BMS
Pump P404 | 1 | 4 | 1 | 4 | 1 | 4 | BMS
Pump P405 | 1 | 4 | 1 | 4 | 1 | 4 | BMS
Pump P406 | 1 | 4 | 1 | 4 | 1 | 4 | BMS
Pump P501 | 1 | 4 | 1 | 4 | 1 | 4 | BMS
Pump P502 | 1 | 4 | 1 | 4 | 1 | 4 | BMS
Pump P503 | 1 | 4 | 1 | 4 | 1 | 4 | BMS
Pump P504 | 1 | 4 | 1 | 4 | 1 | 4 | BMS
Temperature sensor | 16 | 1 | 0 | 16 | 0 | 2 | Chillers C-1, C-2 and C-3
Flow switch | 6 | 1 | 0 | 6 | 0 | 2 | Chillers C-1, C-2 and C-3
Differnetial Pressure switch | 14 | 1 | 0 | 14 | 0 | 2 | Chillers C-1, C-2 and C-3
Valves | 3 | 2 | 0 | 6 | 0 | 2 | Chillers C-1, C-2 and C-3
Energy meters | 6 | 1 | 1 | 6 | 6 | 2 | Chillers C-1, C-2 and C-3
Temperature sensor | 3 | 1 | 0 | 3 | 0 | 2 | Chiller C-4
Flow switch | 3 | 1 | 0 | 3 | 0 | 2 | Chiller C-4
Energy meters | 1 | 1 | 1 | 1 | 1 | 2 | Chiller C-4
Differnetial Pressure switch | 2 | 1 | 0 | 2 | 0 | 2 | Chiller C-4
Extract Fan EF/1 | 1 | 4 | 1 | 4 | 1 | 2
Extract Fan EF/2 | 1 | 4 | 1 | 4 | 1 | 2
Extract Fan EF/3 | 1 | 4 | 1 | 4 | 1 | 2
Refrigerant Leakage control panel | 1 | 7 | 1 | 7 | 1 | 2
3way valves | 12 | 2 | 2 | 24 | 24 | 2
|  |  |  | 202 | 91 | 293
|  |  |  | Low Level points | High level points
|  |  | Level 2 | 122 | 45
|  |  | Level 4 | 80 | 46 | 293
Tracer Points
Pump P101 | 1 | 4 | 1 | 4 | 1 | 2 | Tracer
Pump P102 | 1 | 4 | 1 | 4 | 1 | 2 | Tracer
Pump P103 | 1 | 4 | 1 | 4 | 1 | 2 | Tracer
Pump P104 | 1 | 4 | 1 | 4 | 1 | 2 | Tracer
Pump P201 | 1 | 4 | 1 | 4 | 1 | 2 | Tracer
Pump P202 | 1 | 4 | 1 | 4 | 1 | 2 | Tracer
Pump P203 | 1 | 4 | 1 | 4 | 1 | 2 | Tracer
Pump P204 | 1 | 4 | 1 | 4 | 1 | 2 | Tracer
Pump P205 | 1 | 4 | 1 | 4 | 1 | 2 | Tracer
Pump P206 | 1 | 4 | 1 | 4 | 1 | 2 | Tracer
Pump P207 | 1 | 4 | 1 | 4 | 1 | 2 | Tracer
Pump P208 | 1 | 4 | 1 | 4 | 1 | 2 | Tracer
Pump P209 | 1 | 4 | 1 | 4 | 1 | 2 | Tracer
Pump P210 | 1 | 4 | 1 | 4 | 1 | 2 | Tracer
Pump P211 | 1 | 4 | 1 | 4 | 1 | 2 | Tracer
Pump P212 | 1 | 4 | 1 | 4 | 1 | 2 | Tracer
Pump P213 | 1 | 4 | 1 | 4 | 1 | 2 | Tracer
Pump P214 | 1 | 4 | 1 | 4 | 1 | 2 | Tracer
Pump P215 | 1 | 4 | 1 | 4 | 1 | 2 | Tracer
Pump P216 | 1 | 4 | 1 | 4 | 1 | 2 | Tracer
Chillers | 4 | 0 | 1 | 0 | 4 | 2 | Tracer
Heat Pumps | 3 | 0 | 1 | 0 | 3 | 2 | Tracer
|  |  |  | 80 | 27 | 107
|  |  |  | Low Level points | High level points
|  |  | Level 2 | 80 | 27
|  |  | Level 4 | 0 | 0 | 107
Devices | In Mech BOQ | As per Mech drawings
Temperature sensors | 22 | 19
Energy Meters | 7 | 7
Flow Switches | 6 | 9
Motorised valves | 15 | 15
Note on C33: Thomas Sammut: one supply one, control

## Elec_BOQ
BILL OF QUANTITIES
ELECTRICAL INSTALLATION WORKS
Item |  | Qty | Unit | Rate in € | Total
T | MAIN ELECTRICAL INFRASTRUCTURE
T | SWITCHGEAR AND OTHER ACCESSORIES
1T | Supply only the following switchgear and other accessories.
1.0a | Distribution Board DB-L2PR (metalclad enclosure) | 1 | No. | 989.85 | 989.85
1.0b | Equipotential earth bonding busbar EB1, rated at 600A or more, wall mounted to the wall on plastic insulators. (approx. 400mm x 50mm x 6mm). | 1 | No. | 232.28 | 232.28
2T | Install and connect only the following switchgear and other accessories.
2.0a | Distribution Board DB-L2PR (metalclad enclosure) | 1 | No. | 343.15 | 343.15
2.0b | Equipotential earth bonding busbar EB1, rated at 600A or more, wall mounted to the wall on plastic insulators. (approx. 400mm x 50mm x 6mm). | 1 | No. | 232.28 | 232.28
T | CABLE MANAGEMENT
3T | Supply and install the following galvanized steel cable tray, from MSG-1 to SPB-PR in the new Plant Room. Cost is to include all cantilever bracketing to wall or suspension bracketing to the ceiling as necessary.
3.0a | 500mm x 50mm. | 155 | m | 123.09 | 19078.95
4T | Supply and install the following galvanized steel cable ladder above SPB-PR. Cost is to include all the support bracketing to wall or ceiling as necessary.
4.0a | 500mm x 100mm. | 4 | m | 126.04 | 504.16
P | Total carried forward to summary page |  |  |  | 21380.67
Item |  | Qty | Unit | Rate in € | Total
T | POWER CABLING
5T | Supply, install and connect the following power cables. Cost is to include all cable installation and termination accessories as necessary. Cables installed on low level (less than 2.5 metres from FFL) cable trays are to be mechanically protected by cable tray covers.
5.0a | 1600A MCCB in existing Main Switchgear Panel MSG-1 to the new Switchgear Panel SPB-PR (Plant Room).
| 6 x (5core x 120.0 mm2 FG16(0)M16). | 160 | mr | 745.77 | 119323.2
5.0b | Switchgear Panel SPB-PR (Plant Room) to Motor Control Centre MCC-PR (Plant Room).
| 2 x (5core x 95.0 mm2 FG16(0)M16). | 12 | mr | 153.33 | 1839.96
5.0c | Earth bar in Switchgear Panel SPB-PR (Plant Room) to Equipotential earth bonding busbar EB1.
| 2 x (1core x 95.0 mm2 LSZH/Cu). | 5 | mr | 69.3 | 346.5
T | LIGHTING INSTALLATION
6T | Supply and install the following lighting points in the electrical switchroom for the Plant Room (PR), as specified. (Metalclad Installation)
6.0a | Two lighting points controlled by one switch. | 2 | No. | 106.06 | 212.12
6.0b | Non-maintained emergency lighting points (Fittings Type E4). | 3 | No. | 106.06 | 318.18
7T | Supply only the following light fittings and accessories.
7.0a | Type A | 4 | No. | 39.59 | 158.36
7.0b | Type E4 | 3 | No. | 65.99 | 197.97
8T | Install and connect only the following light fittings and accessories.
8.0a | Type A | 4 | No. | 34.31 | 137.24
8.0b | Type E4 | 3 | No. | 34.31 | 102.93
P | Total carried forward to summary page |  |  |  | 122636.46
Item |  | Qty | Unit | Rate in € | Total
T | POWER INSTALLATION
9T | Supply, install and connect the following power points. (Metalclad Installation)
9.0a | Double socket outlets | 3 | No. | 138.46 | 415.38
9.0b | 16A TPN+E Rotary isolated industrial socket outlets | 1 | No. | 247.73 | 247.73
9.0c | Fused connection unit (AC unit) | 1 | No. | 164.2 | 164.2
T | CABLE MANAGEMENT
10T | Supply and install the following galvanized steel cable tray. Cost is to include all bracketing to wall or ceiling as necessary.
Cost is to include all the support bracketing to wall , to ceiling and floor-to-ceiling, as necessary.
10.0a | 100mm | 30 | m | 18.56 | 556.8
10.0b | 100mm (Vertical drops onto machinery) | 20 | m | 18.56 | 371.2
10.0c | 150mm | 25 | m | 20.56 | 514
10.0d | 150mm (Vertical drops onto machinery) | 10 | m | 20.56 | 205.6
10.0e | 200mm | 28 | m | 22.62 | 633.36
10.0f | 200mm (Vertical drops onto machinery) | 15 | m | 22.62 | 339.3
10.0g | 300mm | 7 | m | 30.01 | 210.07
10.0h | 500mm | 8 | m | 43.69 | 349.52
T | POWER CABLING TO THE HEAT PUMPS
11T | Supply, install and connect the following power cables. Cost is to include all cable installation and termination accessories, terminal extension fish plates as necessary. Cables installed on low level (less than 2.5 metres from FFL) cable trays are to be mechanically protected by cable tray covers.
11.0a | Switchgear Panel SPB-PR (Plant Room) to High Temperature Heat Pump 1 (SPBPR/2)
| 2 x (5core x 120.0 mm2 FG16(0)M16) | 25 | mr | 252.83 | 6320.75
P | Total carried forward to summary page |  |  |  | 10327.91
Item |  | Qty | Unit | Rate in € | Total
11.0b | Switchgear Panel SPB-PR (Plant Room) to High Temperature Heat Pump 2 (SPBPR/3)
| 2 x (5core x 120.0 mm2 FG16(0)M16) | 23 | mr | 255.16 | 5868.68
11.0c | Switchgear Panel SPB-PR (Plant Room) to High Temperature Heat Pump 3 (SPBPR/4)
| 2 x (5core x 120.0 mm2 FG16(0)M16) | 29 | mr | 249.13 | 7224.77
T | POWER CABLING TO THE CHILLERS
12T | Supply, install, modify and connect the following power cables. Cost is to include all cable installation and termination accessories as necessary. Cables installed on low level (less than 2.5 metres from FFL) cable trays are to be mechanically protected by cable tray covers.
12.0a | Disconnect the existing 3 x (5corex120mmsq XLPE/SWA/LSZH/Cu) multicore cables, connected to the temporary Chiller, from both the chiller's power input terminals end and from SPBN2-1. | 1 | LS | 1596.32 | 1596.32
12.0b | Pull back the above cables and install them on the existing 500mm cable tray within the Plant Room, modify and re-connect the above three existing multicore cables directly to the power input terminals of the new Chiller 1 and to SPBN2-1. Cost is to include all cable installation and termination accessories, terminal extension fish plates as necessary and cable termination / glanding box on top of the chiller if required. | 1 | LS | 2116.4 | 2116.4
12.0c | Disconnect the two existing 2 x (4corex120mmsq XLPE/SWA) multicore cables, connected to Chiller 2, from the existing Chiller 2 end only (not from SPBN2-1). | 1 | LS | 798.16 | 798.16
12.0d | Relocate, modify and re-connect the above two existing multicore XLPE/SWA cables directly to the power input terminals of the new Chiller 2. Cost is to include all cable installation and termination accessories, terminal extension fish plates as necessary and cable termination / glanding box on top of the chiller if required. | 1 | LS | 1399.21 | 1399.21
P | Total carried forward to summary page |  |  |  | 19003.54
Item |  | Qty | Unit | Rate in € | Total
12.0e | Relocate, modify and re-connect one of the existing multicore XLPE/SWA cables, formerly supplying existing Chiller 1, directly to the power input terminals of the new Chiller 2 and to the existing 800A MCCB within SPBN2-1. Cost is to include all cable installation and termination accessories, terminal extension fish plates etc. as necessary. | 1 | LS | 1633.27 | 1633.27
12.0f | Disconnect the two existing 2 x (4corex120mmsq XLPE/SWA) multicore cables, connected to Chiller 3, from the existing Chiller 3 end only (not from SPBN2-1). | 1 | LS | 798.16 | 798.16
12.0g | Relocate, modify and re-connect the above two existing multicore XLPE/SWA cables directly to the power input terminals of the new Chiller 3. Cost is to include all cable installation and termination accessories, terminal extension fish plates as necessary and cable termination / glanding box on top of the chiller if required. | 1 | LS | 1399.21 | 1399.21
12.0h | Relocate, modify and re-connect one of the existing multicore XLPE/SWA cables, formerly supplying existing Chiller 1, directly to the power input terminals of the new Chiller 2 and to the existing 800A MCCB within SPBN2-1. Cost is to include all cable installation and termination accessories, terminal extension fish plates etc. as necessary. | 1 | LS | 1633.27 | 1633.27
12.0i | Disconnect the existing 1 x (4corex185mmsq XLPE/SWA) multicore XLPE/SWA multicore cable connected to Chiller 4, from both ends, remove and place in client’s store. | 1 | LS | 1318.24 | 1318.24
12.0j | Supply and install new 2 x (4corex95mmsq FG16(0)M16) multicore power cables between the existing 400A TP MCCB within SPBE2-3 and the power input terminals of the new Chiller 4. Cost is to include all cable installation and termination accessories as necessary. | 32 | mr | 218.18 | 6981.76
P | Total carried forward to summary page |  |  |  | 13763.91
Item |  | Qty | Unit | Rate in € | Total
T | GENERAL
13 | Supply and install external name and internal circuit reference identification labels on all switchgear, including all panelboards, distribution boards etc. | 1 | LS | 271.88 | 271.88
14 | Supply and install circuit labels on all wiring accessories, including on all switches, socket outlets and isolators. | 1 | LS | 150.46 | 150.46
15 | Supply and install proper circuit identification labels on all multicore cables, in rigid plastic material (UV protected when in external use). | 1 | LS | 472.49 | 472.49
16 | Supply and install connecting schedule on all distribution
| boards, consumer units and lighting control panels. | 1 | LS | 0 | 0
17 | Bonding of all the metallic structures to the Equipotential Earth Bar EB1, using suitably rated minimum 10mmsq LSZH insulated cables or copper tape, as necessary. | 1 | LS | 747.01 | 747.01
Note: The costs for the disconnection and removal of all the to-be redundant electrical installation within the existing plantroom, thus including small power and control cables, conduit, cable trays, pump control panels, isolators etc. are to be included in other comprehensive "Dismantling" sections of these BOQs.
P | Total carried forward to summary page |  |  |  | 1641.84
END!

## Central_Controller_BOQ
BILL OF QUANTITIES
CENTRAL CONTROLLER
Item | Description |  | Unit | Qty | Rate in € | Total
1 |  | Take delivery at site of Trane EPC Tracer SC+ control system procured by client, liaise with supplier, engineer, install and set to work all systems listed below and as described in the specifications. | LS | 1 | 1773.68 | 1773.68
Controlled Items: -
Chillers C-1, C-2 and C-3 - 3 x RTWD 170 HSE R1234ze (HMS Hydronic Multiple System)
C-4 - 1 x GVWF 140 XSE R1234ze
HTHP-1, HTHP-2, HTHP-3 - 3 x RTWF 125 HE R1234ze
Primary circuits pumps
Primary circuits valves
Included in Trane Supply: -
Tracer SC+ controller
UC600 controller
Tracer XM70 expansion modules
TD7 display
Probes
Licences
Engineering
On-site commissioning
Excluded from Trane supply i.e. to be included by Contractor: -
Electrical Panel
Power supply
Pumps valves and any other plant component
Wiring between controlled items probes controllers, expansion modules and display.
SWITCHGEAR AND OTHER ACCESSORIES
2 |  | Supply and install the following switchgear and other accessories.
| a. | Motor Control Centre MCC-PR (Pump Room) | No. | 1 | 8499.86 | 8499.86
MCC-PR to include power and control section and all required wiring to interface with Trane EPC Tracer SC+ control system procured by client
|  | Total carried forward to summary page |  |  |  | 10273.54
Item | Description |  | Unit | Qty | Rate in € | Total
POWER AND CONTROL CABLING FROM THE MOTOR CONTROL CENTRE (MCC)
3 |  | Supply and install the following cables. Cost is to include all cable termination accessories where necessary.
| a. | All the power cables from the Motor Control Centre MCC-PR (Pump Room) to all equipment being supplied power from MCC-PR (Refer to schedule) at Level 2. Cost is to include all the necessary metalclad cable management, local multi-pole maintenance isolators on floor brackets or to wall, next to the equipment and all cable termination accessories as necessary.
|  | Power supply cables, using XLPE/SWA/LSZH/Cu cables | LS | 1 | 15347.06 | 15347.06
| b. | All the control cables from the Motor Control Centre MCC-PR (Pump Room) to all equipment being controlled by MCC-PR. Cost is to include all the necessary metalclad cable management.
|  | Control cables (where necessary), using multicore sheathed cables | LS | 1 | Included with BMS
|  | Total carried forward to summary page |  |  |  | 15347.06

## BMS_BOQ
BILL OF QUANTITIES
BUILDING MANAGEMENT SYSTEM
Item |  | Qty | Unit | Rate in € | Total
T | Supply, deliver to site, install, test and commission the following as specified and as shown on the drawings, unless otherwise noted.
T | BMS Supervisor Software
1 | Supply, Installation and configuration of the BMS supervisory software, complete with all the implementation of the UI and strategy into a complete solution as per tender document, schedules and BoQ requirements. | 1 | LS | 4452.57 | 4452.57
T | BMS Server
2 | Supply, installation and configuration of the BMS Windows server. | 1 | LS | 4259.37 | 4259.37
T | Engineering IP Network
3 | Design, supply and installation of a complete IP network that connects all the MCC's to the main BMS server and other third party systems | 1 | LS | 6299.5 | 6299.5
T | BMS Alarms
4 | Design, and configuration of alarms per data point as required by project engineer. | 1 | LS | 2902.99 | 2902.99
T | BMS Trends
5 | The configuration and upkeep of the trends and logs for all the project data points included in the project. | 1 | LS | 2267.64 | 2267.64
T | Complete working system
6 | All wiring, containment, field devices etc. for a complete working systems | 1 | LS | 152433.92 | 152433.92
P | Total carried forward to summary page |  |  |  | 172615.99
END!

## SUMM PG
SUMMARY OF BILLS
| € |  | €
PRELIMINARIES
Collection from page 2
Collection from page 3 |  |  | 0
ELECTRICAL INFRASTRUCTURE
Collection from page 4 | 21380.67
Collection from page 5 | 122636.46
Collection from page 6 | 10327.91
Collection from page 7 | 19003.54
Collection from page 8 | 13763.91
Collection from page 9 | 1641.84 |  | 188754.33 | 181972.18
FIRE STOPPING
Collection from page 10 |  |  | 0
DISMANTLING EXISTING SERVICES
Collection from page 11 |  |  | 0
CHILLERS DISMANTLING
Collection from page 12 |  |  | 0
BOILERS DISMANTLING
Collection from page 13 |  |  | 0
CHILLERS NEW
Collection from page 14
Collection from page 15
Collection from page 16
Collection from page 17
Collection from page 18
Collection from page 19
Collection from page 20
Collection from page 21
Collection from page 22 |  |  | 0
HTHP NEW
Collection from page 23
Collection from page 24
Collection from page 25
Collection from page 26
Collection from page 27
Collection from page 28
Collection from page 29 |  |  | 0
PUMPS DISMANTLING
Collection from page 30
Collection from page 31
Collection from page 32
Collection from page 33 |  |  | 0
CENTRAL CONTROLLER
Collection from page 34 | 10273.54
Collection from page 35 | 15347.06 |  | 25620.6 | 25620.6
PUMPS NEW
Collection from page 36
Collection from page 37
Collection from page 38
Collection from page 39
Collection from page 40
Collection from page 41
Collection from page 42
Collection from page 43
Collection from page 44
Collection from page 45
Collection from page 46
Collection from page 47
Collection from page 48
Collection from page 49
Collection from page 50
Collection from page 51
Collection from page 52
Collection from page 53
Collection from page 54
Collection from page 55
Collection from page 56
Collection from page 57
Collection from page 58
Collection from page 59 |  |  | 0
AHU MOTORS NEW
Collection from page 60
Collection from page 61
Collection from page 62
Collection from page 63 |  |  | 0
EXTRACT FANS
Collection from page 64 |  |  | 0
AC SPLIT UNITS
Collection from page 65 |  |  | 0
BUILDING MANAGEMENT SYSTEM
Collection from page 66 | 172615.99 |  | 172615.99 | 172615.99
COMMISSIONING AND DOCUMENTATION
Collection from page 67 |  |  | 0
MAINTENANCE
Collection from page 68 |  |  | 0
PROVISIONAL SUM
Collection from page 69 |  |  | 0
Add / Omit (to specify):
Total: |  |  | 386990.92 | 380208.77
V.A.T. @ 18% |  |  | 69658.3656
Overall Total in Euro: |  | € | 456649.2856
Signature:
Name in Block:
Occupation:
I.D. Card No.:
VAT Reg. No.:
For and on behalf of:
Company Reg. No.:
Address:
Telephone No.:
Fax No.:
E-mail Address:
Date:

## Old_Est
| CLIENT: | 1 | Eden Lesuire Group |  | 0 |  |  | 1 | 1 | 1 | 1 | 1 | 1 | 1 |  | € | R/Lab Cont | R | 1 | BOQ | INCL | MULT | AREA | BOQ | TDWG | ACT | DIFF
| PROJECT: | 0.97379 | Intercontinental - Plant Retrofit |  | Electrical |  |  | 2 | 1 | 1 | 1 | 1 | 1 | 1 |  | 0.026208 | mu_A | 1.35 | 37.071
| JOB DESC: | 0.97379 | Retrofitting works for the Electrical Installations |  | ECA (Technician) |  |  | 3 | 1 | 1 | 1 | 1 | 1 | 1 |  | 0.026208 | mu_B | 1.35 | 45.5355
| QUOTE No: | 0.97379 | EL25-0477 |  | ECA (Engineer) |  |  | 4 | 1 | 1 | 1 | 1 | 1 | 1 |  | 0.026208 | mu_C | 1.35 | 40.5
| CLIENTs REF: | 1 | Tender |  | Megaline |  |  | 5 | 1 | 1 | 1 | 1 | 1 | 1 |  | 0 | mu_D | 1 | 37.071
| VAT/DUTIES: | 1 | VAT EXCL. |  | 0 |  |  | 6 | 1 | 1 | 1 | 1 | 1 | 1 |  | 0 | mu_E | 0 | 0
| SAVED ON: | 1 | 2007-10-09 |  | 0 |  |  | 7 | 1 | 1 | 1 | 1 | 1 | 0 |  | 0 | mu_F | 0 | 0
| ESTIMATOR: | 1 | M.Scicluna |  | 0 |  |  | 8 | 1 | 1 | 1 | 1 | 1 | 0 |  | 0 | mu_G | 0 | 0
| LABOUR RATE: | 1 | 27.46 |  | 0 |  |  | 9 | 1 | 1 | 1 | 1 | 1 | 0 |  | 0 | mu_H | 0 | 0
|  | 1 |  |  | 0 |  |  | 10 | 1 | 1 | 1 | 1 | 1 | 1 |  | 0 | mu_I | 0 | 0
|  | 1 |  |  | 0 | [10 empty] | 0 | mu_J | 0 | 0
|  | 0.97379 |  |  | 0 | [10 empty] | 0.026208 | MIXED | MAT MU | LAB RATE
[6 empty] | ISELL | C_CODE | MAKE | PART_NO | MARKUP | TYPE | LIST_P | P_FACT | FIX | DATE | %Dsct in BOQ | MU TYPE | MAT MU | LAB RATE | [13 empty] | Tot Mat Cost | Unit Lab phr. | Tot Lab phr. | < for ELM / MEE
TB
|  | t | Item:
Electrical
TB
t
MODIFICATIONS TO THE EXISTING MAIN SWITCHGEAR AND OTHER PANELS
TB
t
Supply, install and connect the following switchgear and other accessories, to achieve a complete and fully functional works package.
|  |  |  | Sell Rate | Sell Total |  |  |  |  | IB | [17 empty] | U_M_Sell | T_M_Sell | U_L_Sell | T_L_Sell | Total_Sell | T_M_Cost | T_L_Phr | Mat/Lab=1
1 | LS |  | Item: 1.0a | 420.26 | 420.26 | ISELL |  |  |  | mu_A | ITEM | [7 empty] | mu :1.35 | [8 empty] | 131.46 | 131.46 | 288.8 | 288.8 | 420.26 | 100 | 8 | 108
1250A TPN (4-pole) MCCB, fixed-mounting type, complete within an extension column to the existing Main Switchgear Panel MSG-1, as specified.
1 | No |  | Switchgear Arrangement Custom__1 |  | 1250Amp 4pole MCCB | SWLV_221 | 510 | (__) |  | 11001 |  |  |  | 2 |  |  | 0 |  | 0
1 | No |  | Erection Material |  |  | EMAT_063 | 501 | (__) |  | 01-002 |  |  |  | 1 |  | 100 | 100 |  | 0
1 | No |  | Labour only (FIX 3) |  |  | LABO_007 | 900 | MISC | [5 empty] | 3 |  |  | 0 | 8 | 8
[17 empty] | 0 |  | 0
d> | 0 |  |  |  |  | ICOST |  |  |  | mu_A | ITEM | [5 empty] | 100 |  | 8
|  |  |  | Sell Rate | [5 empty] | IB | [17 empty] | U_M_Sell |  | U_L_Sell |  |  | T_M_Cost | T_L_Phr | Mat/Lab=1
1 | LS |  | Item: 1.0b | 420.26 |  | ISELL |  |  |  | BRATE | ITEM | [7 empty] | mu :1.35 | [8 empty] | 131.46 |  | 288.8 |  |  | 100 | 8 | 108
1250A TPN (4-pole) MCCB, withdrawable-mounting type, complete within an extension column to the existing Main Switchgear Panel MSG-1, as specified. (Option)
1 | No |  | Switchgear Arrangement Custom__1 | RATE_ONLY | 1250Amp 4pole MCCB | SWLV_221 | RTONLY | (__) |  | 11001 | RTONLY |  |  | 2 |  |  | 0 |  | 0
1 | No |  | Erection Material | RATE_ONLY |  | EMAT_063 | RTONLY | (__) |  | 01-002 | RTONLY |  |  | 1 |  | 100 | 100 |  | 0
1 | No |  | Labour only (FIX 3) | RATE_ONLY |  | LABO_007 | RTONLY | MISC |  |  | RTONLY |  |  | 3 |  |  | 0 | 8 | 8
[17 empty] | 0 |  | 0
d> | 0 |  |  |  |  | ICOST |  |  |  |  | BRATE | [5 empty] | 100 |  | 8
|  |  |  | Sell Rate | Sell Total |  |  |  |  | IB | [17 empty] | U_M_Sell | T_M_Sell | U_L_Sell | T_L_Sell | Total_Sell | T_M_Cost | T_L_Phr | Mat/Lab=1
1 | LS |  | Item: 2.0a | 420.26 | 420.26 | ISELL |  |  |  | mu_A | ITEM | [7 empty] | mu :1.35 | [8 empty] | 131.46 | 131.46 | 288.8 | 288.8 | 420.26 | 100 | 8 | 108
1600A TPN (4-pole) ACB, fixed-mounting type, as a replacement ACB within the existing MSG-2 (MSG2-N1), as specified.
1 | No |  | Switchgear Arrangement Custom__1 |  | 1600Amp 4pole ACB | SWLV_221 | 510 | (__) |  | 11001 |  |  |  | 2 |  |  | 0 |  | 0
1 | No |  | Erection Material |  |  | EMAT_063 | 501 | (__) |  | 01-002 |  |  |  | 1 |  | 100 | 100 |  | 0
1 | No |  | Labour only (FIX 3) |  |  | LABO_007 | 900 | MISC | [5 empty] | 3 |  |  | 0 | 8 | 8
[17 empty] | 0 |  | 0
d> | 0 |  |  |  |  | ICOST |  |  |  | mu_A | ITEM | [5 empty] | 100 |  | 8
|  |  |  | Sell Rate | [5 empty] | IB | [17 empty] | U_M_Sell |  | U_L_Sell |  |  | T_M_Cost | T_L_Phr | Mat/Lab=1
1 | LS |  | Item: 2.0b | 420.26 |  | ISELL |  |  |  | BRATE | ITEM | [7 empty] | mu :1.35 | [8 empty] | 131.46 |  | 288.8 |  |  | 100 | 8 | 108
1600A TPN (4-pole) ACB, withdrawable-mounting type, as a replacement ACB within the existing MSG-2 (MSG2-N1), as specified. (Option)
1 | No |  | Switchgear Arrangement Custom__1 | RATE_ONLY | 1600Amp 4pole ACB | SWLV_221 | RTONLY | (__) |  | 11001 | RTONLY |  |  | 2 |  |  | 0 |  | 0
1 | No |  | Erection Material | RATE_ONLY |  | EMAT_063 | RTONLY | (__) |  | 01-002 | RTONLY |  |  | 1 |  | 100 | 100 |  | 0
1 | No |  | Labour only (FIX 3) | RATE_ONLY |  | LABO_007 | RTONLY | MISC |  |  | RTONLY |  |  | 3 |  |  | 0 | 8 | 8
[17 empty] | 0 |  | 0
d> | 0 |  |  |  |  | ICOST |  |  |  |  | BRATE | [5 empty] | 100 |  | 8
|  |  |  | Sell Rate | [5 empty] | IB | [17 empty] | U_M_Sell |  | U_L_Sell |  |  | T_M_Cost | T_L_Phr | Mat/Lab=1
1 | LS |  | Item: 2.0c | 420.26 |  | ISELL |  |  |  | BRATE | ITEM | [7 empty] | mu :1.35 | [8 empty] | 131.46 |  | 288.8 |  |  | 100 | 8 | 108
1600A TP (3-pole) ACB, fixed-mounting type, as a replacement ACB within the existing MSG-2 (MSG2-N1). (Option), as specified.
1 | No |  | Switchgear Arrangement Custom__1 | RATE_ONLY | 1600Amp 3pole ACB | SWLV_221 | RTONLY | (__) |  | 11001 | RTONLY |  |  | 2 |  |  | 0 |  | 0
1 | No |  | Erection Material | RATE_ONLY |  | EMAT_063 | RTONLY | (__) |  | 01-002 | RTONLY |  |  | 1 |  | 100 | 100 |  | 0
1 | No |  | Labour only (FIX 3) | RATE_ONLY |  | LABO_007 | RTONLY | MISC |  |  | RTONLY |  |  | 3 |  |  | 0 | 8 | 8
[17 empty] | 0 |  | 0
d> | 0 |  |  |  |  | ICOST |  |  |  |  | BRATE | [5 empty] | 100 |  | 8
|  |  |  | Sell Rate | Sell Total |  |  |  |  | IB | [17 empty] | U_M_Sell | T_M_Sell | U_L_Sell | T_L_Sell | Total_Sell | T_M_Cost | T_L_Phr | Mat/Lab=1
1 | LS |  | Item: 3.0a | 420.26 | 420.26 | ISELL |  |  |  | mu_A | ITEM | [7 empty] | mu :1.35 | [8 empty] | 131.46 | 131.46 | 288.8 | 288.8 | 420.26 | 100 | 8 | 108
1600A TPN (4-pole) ACB, fixed-mounting type, as a replacement ACB Main Incomer within the existing SPB-N2/1, as specified.
1 | No |  | Switchgear Arrangement Custom__1 |  | 1600Amp 4pole ACB | SWLV_221 | 510 | (__) |  | 11001 |  |  |  | 2 |  |  | 0 |  | 0
1 | No |  | Erection Material |  |  | EMAT_063 | 501 | (__) |  | 01-002 |  |  |  | 1 |  | 100 | 100 |  | 0
1 | No |  | Labour only (FIX 3) |  |  | LABO_007 | 900 | MISC | [5 empty] | 3 |  |  | 0 | 8 | 8
[17 empty] | 0 |  | 0
d> | 0 |  |  |  |  | ICOST |  |  |  | mu_A | ITEM | [5 empty] | 100 |  | 8
|  |  |  | Sell Rate | [5 empty] | IB | [17 empty] | U_M_Sell |  | U_L_Sell |  |  | T_M_Cost | T_L_Phr | Mat/Lab=1
1 | LS |  | Item: 3.0b | 420.26 |  | ISELL |  |  |  | BRATE | ITEM | [7 empty] | mu :1.35 | [8 empty] | 131.46 |  | 288.8 |  |  | 100 | 8 | 108
1600A TPN (4-pole) ACB, withdrawable-mounting type, as a replacement ACB Main Incomer within the existing SPB-N2/1, as specified. (Option)
1 | No |  | Switchgear Arrangement Custom__1 | RATE_ONLY | 1600Amp 4pole ACB | SWLV_221 | RTONLY | (__) |  | 11001 | RTONLY |  |  | 2 |  |  | 0 |  | 0
1 | No |  | Erection Material | RATE_ONLY |  | EMAT_063 | RTONLY | (__) |  | 01-002 | RTONLY |  |  | 1 |  | 100 | 100 |  | 0
1 | No |  | Labour only (FIX 3) | RATE_ONLY |  | LABO_007 | RTONLY | MISC |  |  | RTONLY |  |  | 3 |  |  | 0 | 8 | 8
[17 empty] | 0 |  | 0
d> | 0 |  |  |  |  | ICOST |  |  |  |  | BRATE | [5 empty] | 100 |  | 8
|  |  |  | Sell Rate | [5 empty] | IB | [17 empty] | U_M_Sell |  | U_L_Sell |  |  | T_M_Cost | T_L_Phr | Mat/Lab=1
1 | LS |  | Item: 3.0c | 420.26 |  | ISELL |  |  |  | BRATE | ITEM | [7 empty] | mu :1.35 | [8 empty] | 131.46 |  | 288.8 |  |  | 100 | 8 | 108
1600A TP (3-pole) ACB, fixed-mounting type, as a replacement ACB Main Incomer within the existing SPB-N2/1, as specified. (Option).
1 | No |  | Switchgear Arrangement Custom__1 | RATE_ONLY | 1600Amp 3pole ACB | SWLV_221 | RTONLY | (__) |  | 11001 | RTONLY |  |  | 2 |  |  | 0 |  | 0
1 | No |  | Erection Material | RATE_ONLY |  | EMAT_063 | RTONLY | (__) |  | 01-002 | RTONLY |  |  | 1 |  | 100 | 100 |  | 0
1 | No |  | Labour only (FIX 3) | RATE_ONLY |  | LABO_007 | RTONLY | MISC |  |  | RTONLY |  |  | 3 |  |  | 0 | 8 | 8
[17 empty] | 0 |  | 0
d> | 0 |  |  |  |  | ICOST |  |  |  |  | BRATE | [5 empty] | 100 |  | 8
SB
| 0.0074953 |  | PAGE: |  | 1260.78 | [5 empty] | PAGE | [5 empty] | 300 |  | 24
| Discy: |  |  |  | PAGE SELL | [11 empty] | PAGE MAT |  | PAGE LAB
TB
t
MAIN ELECTRICAL INFRASTRUCTURE
TB
t
SWITCHGEAR AND OTHER ACCESSORIES
TB
|  | t | Item: 4.0
Supply only the following switchgear and other accessories.
|  |  |  | Sell Rate | Sell Total |  |  |  |  | IB | [17 empty] | U_M_Sell | T_M_Sell | U_L_Sell | T_L_Sell | Total_Sell | T_M_Cost | T_L_Phr | Mat/Lab=1
1 | No. |  | Item: 4.0a | 801.7 | 801.7 | ISELL |  |  |  | mu_A | ITEM | [7 empty] | mu :1.35 | [8 empty] | 657.31 | 657.31 | 144.39 | 144.39 | 801.7 | 500 | 4 | 504
|  |  | Switchgear Panel SPB-PR (Pump Room). | [6 empty] | n
1 | No |  | Switchgear Arrangement Custom__1 | Supply Only | SPB-PR | SWLV_221 | 510 | (__) |  | 11001 |  |  |  | 2 |  |  | 0 | 4 | 4
1 | LS |  | Crainage & Transportation |  |  | CRAI_002 | 962 | MISC | [5 empty] | 2 | 2004-05-22 | 500 | 500 |  | 0
[17 empty] | 0 |  | 0
d> | 0 |  |  |  |  | ICOST |  |  |  | mu_A | ITEM | [5 empty] | 500 |  | 4
|  |  |  | Sell Rate | Sell Total |  |  |  |  | IB | [17 empty] | U_M_Sell | T_M_Sell | U_L_Sell | T_L_Sell | Total_Sell | T_M_Cost | T_L_Phr | Mat/Lab=1
1 | No. |  | Item: 4.0b | 8535.82 | 8535.82 | ISELL |  |  |  |  | ITEM | [7 empty] | mu :1.38 | [8 empty] | 7486.91 | 7486.91 | 1048.91 | 1048.91 | 8535.82 | 5545.86 | 30 | 5575.86
|  |  | Motor Control Centre MCC-PR (Pump Room). | [6 empty] | n
|  |  |  | -0.0046427 | Discrepancy
|  |  | Electrical | 74.14 | 72.197 |  |  |  |  | mu_A | SUBI
1 | No |  | Motor Control Centre 1 | Delivery and putting in place |  | CPAN_140 | 570 | (__) | [5 empty] | 2 |  |  | 0 | 2 | 2
[17 empty] | 0 |  | 0
[17 empty] | 0 |  | 0
d> | 0 | [8 empty] | mu_A | SUBI | [5 empty] | 0 |  | 2 | [8 empty] | 0
|  |  | ECA (Technician) | 8124.41 | 7911.4874 |  |  |  |  | mu_B | SUBI
1 | No |  | Motor Control Centre 1 | Supply Technician | Guy 28.07.2025 | CPAN_140 | 570 | (__) | [5 empty] | 2 |  | 5545.86 | 5545.86 | 14 | 14
[17 empty] | 0 |  | 0
d> | 0 | [8 empty] | mu_B | SUBI | [5 empty] | 5545.86 |  | 14 | [8 empty] | 7486.91
|  |  | ECA (Engineer) | 567 | 552.1357 |  |  |  |  | mu_C | SUBI
1 | No |  | Motor Control Centre 1 | Supply Engineer | Guy 28.07.2025 | CPAN_140 | 570 | (__) | [5 empty] | 2 |  |  | 0 | 14 | 14
[17 empty] | 0 |  | 0
[17 empty] | 0 |  | 0
d> | 0 | [8 empty] | mu_C | SUBI | [5 empty] | 0 |  | 14 | [8 empty] | 0
[6 empty] | ICOST |  |  |  |  | ITEM | [5 empty] | 5545.86 |  | 30
|  |  |  | Sell Rate | Sell Total |  |  |  |  | IB | [17 empty] | U_M_Sell | T_M_Sell | U_L_Sell | T_L_Sell | Total_Sell | T_M_Cost | T_L_Phr | Mat/Lab=1
1 | No. |  | Item: 4.0c | 460.12 | 460.12 | ISELL |  |  |  | mu_A | ITEM | [7 empty] | mu :1.35 | [8 empty] | 460.12 | 460.12 | 0 | 0 | 460.12 | 350 | 0 | 350
Equipotential earth bonding busbar EB1, wall mounted to the wall on plastic insulators. (400mm x 50mm x 6mm).
1 | No |  | Earth Bar |  | Supply Only - MCE | BOND_006 | 810 | (__) | [5 empty] | 2 |  | 350 | 350 |  | 0
[17 empty] | 0 |  | 0
d> | 0 |  |  |  |  | ICOST |  |  |  | mu_A | ITEM | [5 empty] | 350 |  | 0
TB
|  | t | Item: 5.0
Install only the following switchgear and other accessories.
|  |  |  | Sell Rate | Sell Total |  |  |  |  | IB | [17 empty] | U_M_Sell | T_M_Sell | U_L_Sell | T_L_Sell | Total_Sell | T_M_Cost | T_L_Phr | Mat/Lab=1
1 | No. |  | Item: 5.0a | 1467.14 | 1467.14 | ISELL |  |  |  | mu_A | ITEM | [7 empty] | mu :1.35 | [8 empty] | 131.46 | 131.46 | 1335.68 | 1335.68 | 1467.14 | 100 | 37 | 137
|  |  | Switchgear Panel SPB-PR (Pump Room). | [6 empty] | n
1 | No |  | Switchgear Arrangement Custom__1 | Install only | SPB-PR | SWLV_221 | 510 | (__) |  | 11001 |  |  |  | 2 |  |  | 0 | 37 | 37
1 | No |  | Erection Material |  |  | EMAT_063 | 501 | (__) |  | 01-002 |  |  |  | 1 |  | 100 | 100 |  | 0
[17 empty] | 0 |  | 0
d> | 0 |  |  |  |  | ICOST |  |  |  | mu_A | ITEM | [5 empty] | 100 |  | 37
|  |  |  | Sell Rate | Sell Total |  |  |  |  | IB | [17 empty] | U_M_Sell | T_M_Sell | U_L_Sell | T_L_Sell | Total_Sell | T_M_Cost | T_L_Phr | Mat/Lab=1
1 | No. |  | Item: 5.0b | 709.06 | 709.06 | ISELL |  |  |  |  | ITEM | [7 empty] | mu :1.35 | [8 empty] | 135 | 135 | 574.06 | 574.06 | 709.06 | 100 | 16 | 116
|  |  | Motor Control Centre MCC-PR (Pump Room). | [6 empty] | n
|  |  |  | 0.003001 | Discrepancy
|  |  | Electrical | 728.14 | 709.0571 |  |  |  |  | mu_A | SUBI
1 | No |  | Motor Control Centre 1 | Installation |  | CPAN_140 | 570 | (__) | [5 empty] | 2 |  |  | 0 | 16 | 16
1 | No |  | Erection Material |  |  | EMAT_063 | 501 | (__) |  | 01-002 |  |  |  | 1 |  | 100 | 100 |  | 0
[17 empty] | 0 |  | 0
d> | 0 | [8 empty] | mu_A | SUBI | [5 empty] | 100 |  | 16 | [8 empty] | 135
|  |  | ECA (Technician) | 0 | 0.0029224 |  |  |  |  | mu_B | SUBI
1 | No |  | Motor Control Centre 1 | Terminations |  | CPAN_140 | 570 | (__) | [5 empty] | 2 |  |  | 0 |  | 0
[17 empty] | 0 |  | 0
d> | 0 | [8 empty] | mu_B | SUBI | [5 empty] | 0 |  | 0 | [8 empty] | 0
[6 empty] | ICOST |  |  |  |  | ITEM | [5 empty] | 100 |  | 16
|  |  |  | Sell Rate | Sell Total |  |  |  |  | IB | [17 empty] | U_M_Sell | T_M_Sell | U_L_Sell | T_L_Sell | Total_Sell | T_M_Cost | T_L_Phr | Mat/Lab=1
1 | No. |  | Item: 5.0c | 85.34 | 85.34 | ISELL |  |  |  | mu_A | ITEM | [7 empty] | mu :1.35 | [8 empty] | 13.15 | 13.15 | 72.19 | 72.19 | 85.34 | 10 | 2 | 12
Equipotential earth bonding busbar EB1, wall mounted to the wall on plastic insulators. (400mm x 50mm x 6mm).
1 | No |  | Earth Bar |  | Install Only | BOND_006 | 810 | (__) | [5 empty] | 2 |  |  | 0 | 2 | 2
1 | No |  | Erection Material |  |  | EMAT_063 | 501 | (__) |  | 01-002 |  |  |  | 1 |  | 10 | 10 |  | 0
[17 empty] | 0 |  | 0
d> | 0 |  |  |  |  | ICOST |  |  |  | mu_A | ITEM | [5 empty] | 10 |  | 2
TB
|  | t | Item:
CABLE MANAGEMENT
TB
|  | t | Item: 6.0
Supply and install the following galvanized steel cable tray. Cost is to include all bracketing to wall or ceiling as necessary., Cost is to include all the support bracketing (including cantilevered brackets) to wall and ceiling as necessary.
|  |  |  | Sell Rate | Sell Total |  |  |  |  | IB | [17 empty] | U_M_Sell | T_M_Sell | U_L_Sell | T_L_Sell | Total_Sell | T_M_Cost | T_L_Phr | Mat/Lab=1
155 | m |  | Item: 6.0a | 0 | 0 | ISELL |  |  |  | mu_A | ITEM | [7 empty] | 0.00 | [8 empty] | 0 | 0 | 0 | 0 | 0 | 0 | 0 | 0
|  |  | 500mm x 50mm. | [6 empty] | n
|  | h | [E25_0477_IH_Retro_Elec_Est_Rev_A_AW.xlsx]Elec_Rates!$D$299 |  |  | RATE_AAA
155 | 1 | 155 | 017# 500mm galvanised steel cable tray |  | Local Rate | RTLO_001 | [9 empty] | 0 | 0 | 0 | 0
|  | h | [E25_0477_IH_Retro_Elec_Est_Rev_A_AW.xlsx]Elec_Rates!$D$334 |  |  | RATE_AAA
155 | 1 | 155 | 027# Bracket for 400-600mm cable tray |  | Local Rate | RTLO_001 | [9 empty] | 0 | 0 | 0 | 0
[17 empty] | 0 |  | 0
d> | 0 |  |  |  |  | ICOST |  |  |  | mu_A | ITEM | [5 empty] | 0 |  | 0
TB
|  | t | Item: 7.0
Supply and install the following galvanized steel cable ladder. Cost is to include all the support bracketing to wall or ceiling as necessary.
|  |  |  | Sell Rate | Sell Total |  |  |  |  | IB | [17 empty] | U_M_Sell | T_M_Sell | U_L_Sell | T_L_Sell | Total_Sell | T_M_Cost | T_L_Phr | Mat/Lab=1
3 | m |  | Item: 7.0a | 24.9 | 74.7 | ISELL |  |  |  | mu_A | ITEM | [7 empty] | mu :1.35 | [8 empty] | 7.39 | 22.17 | 17.51 | 52.53 | 74.7 | 16.86 | 1.46 | 54.96
|  |  | 500mm x 100mm. | [6 empty] | n
3 | m |  | GALV. CABLE LADDER |  |  | LAGV_001 | 654 | (__) | [5 empty] | 1 |  |  | 0 | 0.45 | 1.35
15 | No |  | Roofing Bolt |  |  | CONS_031 | 875 | (__) |  | 02-005 |  |  |  | 1 | 1994-12-01 | 0.07 | 1.05 |  | 0
15 | No |  | Wing Nut Hilti M6 |  |  | EMAT_059 | 501 | HIL | MKN-FM8 | 04-002 |  |  |  | 1 | 1999-01-15 | 0.51 | 7.65 |  | 0
15 | No |  | Hex.Set Screws M6x20 |  |  | EMAT_025 | 501 | (__) |  | 05-002 |  |  |  | 1 |  | 0.05 | 0.75 |  | 0
3 | No |  | Earth Strips Copper |  |  | CONS_012 | 875 | (__) |  | 01-011 |  |  |  | 1 | 1994-12-01 | 0.35 | 1.05 |  | 0
3 | m |  | Wiring Cable 1c 16 mm2 PVC Non-Arm | Earth cable as per specs |  | CASC_022 | 615 | CRO |  | 02-007 |  |  |  | 2 | 2006-09-28 | 2.12 | 6.36 | 0.035 | 0.105
|  | h | [E25_0477_IH_Retro_Elec_Est_Rev_A_AW.xlsx]Elec_Rates!$D$334 |  |  | RATE_AAA
3 | 1 | 3 | 027# Bracket for 400-600mm cable tray |  | Local Rate | RTLO_001 | [9 empty] | 0 | 0 | 0 | 0
[17 empty] | 0 |  | 0
d> | 0 |  |  |  |  | ICOST |  |  |  | mu_A | ITEM | [5 empty] | 16.86 |  | 1.455
SB
| 166.511 |  | PAGE: |  | 12133.88 | [5 empty] | PAGE | [5 empty] | 6622.72 |  | 90.455
| Discy: |  |  |  | PAGE SELL | [11 empty] | PAGE MAT |  | PAGE LAB
TB
t
POWER CABLING
TB
|  | t | Item: 8
Supply and install the following power cables. Cost is to include all cable installation and termination accessories as necessary. Cables installed on low level (less than 2 metres from FFL) cable trays are to be mechanically protected by cable tray covers.
|  |  |  | Sell Rate | Sell Total |  |  |  |  | IB | [17 empty] | U_M_Sell | T_M_Sell | U_L_Sell | T_L_Sell | Total_Sell | T_M_Cost | T_L_Phr | Mat/Lab=1
160 | mr |  | Item: 8.0a | 0 | 0 | ISELL |  |  |  | mu_A | ITEM | [7 empty] | 0.00 | [8 empty] | 0 | 0 | 0 | 0 | 0 | 0 | 0 | 0
|  |  | 1250A MCCB in existing Main Switchgear Panel MSG-1 to the new Switchgear Panel SPB-PR (Pump Room)., 6 x (5core x 120.0 mm2 FG16(0)M16). | [6 empty] | n
|  | h | [E25_0477_IH_Retro_Elec_Est_Rev_A_AW.xlsx]Elec_Rates!$D$168 |  |  | RATE_AAA
160 | 1 | 160 | 004# 5core x 120sqmm FG16(0)M16 cable |  | Local Rate | RTLO_001 | [9 empty] | 0 | 0 | 0 | 0
|  | h | [E25_0477_IH_Retro_Elec_Est_Rev_A_AW.xlsx]Elec_Rates!$D$168 |  |  | RATE_AAA
160 | 1 | 160 | 004# 5core x 120sqmm FG16(0)M16 cable |  | Local Rate | RTLO_001 | [9 empty] | 0 | 0 | 0 | 0
|  | h | [E25_0477_IH_Retro_Elec_Est_Rev_A_AW.xlsx]Elec_Rates!$D$168 |  |  | RATE_AAA
160 | 1 | 160 | 004# 5core x 120sqmm FG16(0)M16 cable |  | Local Rate | RTLO_001 | [9 empty] | 0 | 0 | 0 | 0
|  | h | [E25_0477_IH_Retro_Elec_Est_Rev_A_AW.xlsx]Elec_Rates!$D$168 |  |  | RATE_AAA
160 | 1 | 160 | 004# 5core x 120sqmm FG16(0)M16 cable |  | Local Rate | RTLO_001 | [9 empty] | 0 | 0 | 0 | 0
|  | h | [E25_0477_IH_Retro_Elec_Est_Rev_A_AW.xlsx]Elec_Rates!$D$168 |  |  | RATE_AAA
160 | 1 | 160 | 004# 5core x 120sqmm FG16(0)M16 cable |  | Local Rate | RTLO_001 | [9 empty] | 0 | 0 | 0 | 0
|  | h | [E25_0477_IH_Retro_Elec_Est_Rev_A_AW.xlsx]Elec_Rates!$D$168 |  |  | RATE_AAA
160 | 1 | 160 | 004# 5core x 120sqmm FG16(0)M16 cable |  | Local Rate | RTLO_001 | [9 empty] | 0 | 0 | 0 | 0
[17 empty] | 0 |  | 0
d> | 0 |  |  |  |  | ICOST |  |  |  | mu_A | ITEM | [5 empty] | 0 |  | 0
|  |  |  | Sell Rate | Sell Total |  |  |  |  | IB | [17 empty] | U_M_Sell | T_M_Sell | U_L_Sell | T_L_Sell | Total_Sell | T_M_Cost | T_L_Phr | Mat/Lab=1
10 | mr |  | Item: 8.0b | 0 | 0 | ISELL |  |  |  | mu_A | ITEM | [7 empty] | 0.00 | [8 empty] | 0 | 0 | 0 | 0 | 0 | 0 | 0 | 0
Switchgear Panel SPB-PR (Pump Room) to Motor Control Centre MCC-PR (Pump Room)., 2 x (5core x 50.0 mm2 FG16(0)M16).
|  | h | [E25_0477_IH_Retro_Elec_Est_Rev_A_AW.xlsx]Elec_Rates!$D$210 |  |  | RATE_AAA
10 | 1 | 10 | 008# 5core x 50sqmm FG16(0)M16 cable |  | Local Rate | RTLO_002 | [9 empty] | 0 | 0 | 0 | 0
|  | h | [E25_0477_IH_Retro_Elec_Est_Rev_A_AW.xlsx]Elec_Rates!$D$210 |  |  | RATE_AAA
10 | 1 | 10 | 008# 5core x 50sqmm FG16(0)M16 cable |  | Local Rate | RTLO_002 | [9 empty] | 0 | 0 | 0 | 0
[17 empty] | 0 |  | 0
d> | 0 |  |  |  |  | ICOST |  |  |  | mu_A | ITEM | [5 empty] | 0 |  | 0
|  |  |  | Sell Rate | Sell Total |  |  |  |  | IB | [17 empty] | U_M_Sell | T_M_Sell | U_L_Sell | T_L_Sell | Total_Sell | T_M_Cost | T_L_Phr | Mat/Lab=1
5 | mr |  | Item: 8.0c | 43.83 | 219.15 | ISELL |  |  |  | mu_A | ITEM | [7 empty] | mu :1.35 | [8 empty] | 25.35 | 126.75 | 18.48 | 92.4 | 219.15 | 96.42 | 2.56 | 494.9
Earth bar in Switchgear Panel SPB-PR (Pump Room) to Equipotential earth bonding busbar EB1., 2 x (1core x 95.0 mm2 LSZH/Cu).
5 | m |  | Wiring Cable 1c 95 mm2 PVC Non-Arm |  |  | CASC_027 | 615 | CRO |  | 02-012 |  |  |  | 2 | 2006-09-28 | 8.39 | 41.95 | 0.08 | 0.4
5 | m |  | Wiring Cable 1c 95 mm2 PVC Non-Arm |  |  | CASC_027 | 615 | CRO |  | 02-012 |  |  |  | 2 | 2006-09-28 | 8.39 | 41.95 | 0.08 | 0.4
4 | No |  | Cable Lug 95 mm2 |  |  | CAAC_014 | 620 | CTT | [5 empty] | 2 | 1994-12-01 | 0.63 | 2.52 | 0.11 | 0.44
4 | m |  | Cable Marker 8 digit c/w Carrier Strip |  |  | CAAC_091 | 620 | (__) | [5 empty] | 2 | 2004-06-10 |  | 0 | 0.08 | 0.32
20 | No |  | Cable Clip 22mm PVC |  |  | CONS_007 | 875 | (__) |  | 01-002 |  |  |  | 1 | 1994-12-01 | 0.5 | 10 | 0.05 | 1
[17 empty] | 0 |  | 0
d> | 0 |  |  |  |  | ICOST |  |  |  | mu_A | ITEM | [5 empty] | 96.42 |  | 2.56
TB
t
ELECTRICAL INSTALLATION IN NEW SWITCHROOM (TO PLANTROOM) AT LEVEL 2
TB
t
LIGHTING INSTALLATION
TB
|  | t | Item: 9.0
Supply and install the following lighting points as specified. (Metalclad Installation)
|  |  |  | Sell Rate | Sell Total |  |  |  |  | IB | [17 empty] | U_M_Sell | T_M_Sell | U_L_Sell | T_L_Sell | Total_Sell | T_M_Cost | T_L_Phr | Mat/Lab=1
2 | No. |  | Item: 9.0a | 0 | 0 | ISELL |  |  |  | mu_A | ITEM | [7 empty] | 0.00 | [8 empty] | 0 | 0 | 0 | 0 | 0 | 0 | 0 | 0
|  |  | One lighting point controlled by one switch. | [6 empty] | n
|  | h | [E25_0477_IH_Retro_Elec_Est_Rev_A_AW.xlsx]Elec_Rates!$D$106 |  |  | RATE_AAA
2 | 1 | 2 | 001# Lighting installation galvanised | 1 Pt x 1 Switch |  | RTLT_002 | [9 empty] | 0 | 0 | 0 | 0
[17 empty] | 0 |  | 0
d> | 0 |  |  |  |  | ICOST |  |  |  | mu_A | ITEM | [5 empty] | 0 |  | 0
|  |  |  | Sell Rate | Sell Total |  |  |  |  | IB | [17 empty] | U_M_Sell | T_M_Sell | U_L_Sell | T_L_Sell | Total_Sell | T_M_Cost | T_L_Phr | Mat/Lab=1
2 | No. |  | Item: 9.0b | 0 | 0 | ISELL |  |  |  | mu_A | ITEM | [7 empty] | 0.00 | [8 empty] | 0 | 0 | 0 | 0 | 0 | 0 | 0 | 0
|  |  | Non-maintained emergency lighting points (Fittings Type E4). | [6 empty] | n
|  | h | [E25_0477_IH_Retro_Elec_Est_Rev_A_AW.xlsx]Elec_Rates!$D$125 |  |  | RATE_AAA
2 | 1 | 2 | 001# Emergency lighting installation galvanised | Emergency light points |  | RTLT_002 | [9 empty] | 0 | 0 | 0 | 0
[17 empty] | 0 |  | 0
d> | 0 |  |  |  |  | ICOST |  |  |  | mu_A | ITEM | [5 empty] | 0 |  | 0
TB
|  | t | Item: 10.0
Supply only the following light fittings and accessories.
|  |  |  | Sell Rate | Sell Total |  |  |  |  | IB | [17 empty] | U_M_Sell | T_M_Sell | U_L_Sell | T_L_Sell | Total_Sell | T_M_Cost | T_L_Phr | Mat/Lab=1
2 | No. |  | Item: 10.0a | 0 | 0 | ISELL |  |  |  | mu_A | ITEM | [7 empty] | 0.00 | [8 empty] | 0 | 0 | 0 | 0 | 0 | 0 | 0 | 0
|  |  | Type A | [6 empty] | n
2 | No |  | Light Fitting Custom__1 | Supply Only | Type A | LIGH_031 | 835 | (__) | [5 empty] | 3 |  |  | 0 |  | 0
[17 empty] | 0 |  | 0
d> | 0 |  |  |  |  | ICOST |  |  |  | mu_A | ITEM | [5 empty] | 0 |  | 0
|  |  |  | Sell Rate | Sell Total |  |  |  |  | IB | [17 empty] | U_M_Sell | T_M_Sell | U_L_Sell | T_L_Sell | Total_Sell | T_M_Cost | T_L_Phr | Mat/Lab=1
2 | No. |  | Item: 10.0b | 0 | 0 | ISELL |  |  |  | mu_A | ITEM | [7 empty] | 0.00 | [8 empty] | 0 | 0 | 0 | 0 | 0 | 0 | 0 | 0
|  |  | Type E4 | [6 empty] | n
2 | No |  | Light Fitting Custom__2 | Supply Only | Type E4 | LIGH_002 | 835 | (__) | [5 empty] | 3 |  |  | 0 |  | 0
[17 empty] | 0 |  | 0
d> | 0 |  |  |  |  | ICOST |  |  |  | mu_A | ITEM | [5 empty] | 0 |  | 0
TB
|  | t | Item: 11.0
Install and connect only the following light fittings and accessories.
|  |  |  | Sell Rate | Sell Total |  |  |  |  | IB | [17 empty] | U_M_Sell | T_M_Sell | U_L_Sell | T_L_Sell | Total_Sell | T_M_Cost | T_L_Phr | Mat/Lab=1
2 | No. |  | Item: 11.0a | 0 | 0 | ISELL |  |  |  | mu_A | ITEM | [7 empty] | 0.00 | [8 empty] | 0 | 0 | 0 | 0 | 0 | 0 | 0 | 0
|  |  | Type A | [6 empty] | n
|  | h | [E25_0477_IH_Retro_Elec_Est_Rev_A_AW.xlsx]Elec_Rates!$D$250 |  |  | RATE_AAA
2 | 1 | 2 | 012# Light fitting Type A - Installation Only |  | Local Rate | RTLO_001 | [9 empty] | 0 | 0 | 0 | 0
[17 empty] | 0 |  | 0
d> | 0 |  |  |  |  | ICOST |  |  |  | mu_A | ITEM | [5 empty] | 0 |  | 0
|  |  |  | Sell Rate | Sell Total |  |  |  |  | IB | [17 empty] | U_M_Sell | T_M_Sell | U_L_Sell | T_L_Sell | Total_Sell | T_M_Cost | T_L_Phr | Mat/Lab=1
2 | No. |  | Item: 11.0b | 0 | 0 | ISELL |  |  |  | mu_A | ITEM | [7 empty] | 0.00 | [8 empty] | 0 | 0 | 0 | 0 | 0 | 0 | 0 | 0
|  |  | Type E4 | [6 empty] | n
|  | h | [E25_0477_IH_Retro_Elec_Est_Rev_A_AW.xlsx]Elec_Rates!$D$258 |  |  | RATE_AAA
2 | 1 | 2 | 013# Light fitting Type E4 - Installation Only |  | Local Rate | RTLO_002 | [9 empty] | 0 | 0 | 0 | 0
[17 empty] | 0 |  | 0
d> | 0 |  |  |  |  | ICOST |  |  |  | mu_A | ITEM | [5 empty] | 0 |  | 0
SB
| -0.020755 |  | PAGE: |  | 219.15 | [5 empty] | PAGE | [5 empty] | 96.42 |  | 2.56
| Discy: |  |  |  | PAGE SELL | [11 empty] | PAGE MAT |  | PAGE LAB
TB
t
POWER INSTALLATION
TB
|  | t | Item: 12.0
Supply, install and connect the following power points. (Metalclad Installation)
|  |  |  | Sell Rate | Sell Total |  |  |  |  | IB | [17 empty] | U_M_Sell | T_M_Sell | U_L_Sell | T_L_Sell | Total_Sell | T_M_Cost | T_L_Phr | Mat/Lab=1
2 | No. |  | Item: 12.0a | 20.57 | 41.14 | ISELL |  |  |  | mu_A | ITEM | [7 empty] | mu :1.35 | [8 empty] | 12.62 | 25.24 | 7.95 | 15.9 | 41.14 | 19.2 | 0.44 | 39.28
|  |  | Double socket outlets | [6 empty] | n
|  | h | [E25_0477_IH_Retro_Elec_Est_Rev_A_AW.xlsx]Elec_Rates!$D$140 |  |  | RATE_AAA
2 | 1 | 2 | 002# Power points galvanised installation |  | Local Rate | RTLO_001 | [9 empty] | 0 | 0 | 0 | 0
2 | No |  | MC Socket Twin 13A Neon |  |  | WACC_026 | 705 | CONT | 3356 |  |  |  |  | 3 | 1994-12-01 | 6.03 | 12.06 | 0.17 | 0.34
2 | No |  | Label Small |  |  | CONS_021 | 875 | (__) |  | 05-002 |  |  |  | 3 | 1995-05-01 | 3.49 | 6.98 | 0.05 | 0.1
4 | No |  | Screw Wood S6 |  |  | CONS_035 | 875 | (__) |  | 02-008 |  |  |  | 1 | 1994-12-01 | 0.02 | 0.08 |  | 0
4 | No |  | Rawl Plug S6 |  |  | CONS_030 | 875 | (__) |  | 02-009 |  |  |  | 1 | 1994-12-01 | 0.02 | 0.08 |  | 0
[17 empty] | 0 |  | 0
d> | 0 |  |  |  |  | ICOST |  |  |  | mu_A | ITEM | [5 empty] | 19.2 |  | 0.44
|  |  |  | Sell Rate | Sell Total |  |  |  |  | IB | [17 empty] | U_M_Sell | T_M_Sell | U_L_Sell | T_L_Sell | Total_Sell | T_M_Cost | T_L_Phr | Mat/Lab=1
1 | No. |  | Item: 12.0b | 0 | 0 | ISELL |  |  |  | mu_A | ITEM | [7 empty] | 0.00 | [8 empty] | 0 | 0 | 0 | 0 | 0 | 0 | 0 | 0
|  |  | 16A TPN+E Rotary isolated industrial socket outlets | [6 empty] | n
|  | h | [E25_0477_IH_Retro_Elec_Est_Rev_A_AW.xlsx]Elec_Rates!$D$151 |  |  | RATE_AAA
1 | 1 | 1 | 003# 16amp 5Pin Socket outlet |  | Local Rate | RTLO_002 | [9 empty] | 0 | 0 | 0 | 0
[17 empty] | 0 |  | 0
d> | 0 |  |  |  |  | ICOST |  |  |  | mu_A | ITEM | [5 empty] | 0 |  | 0
TB
t
SWITCHGEAR AND OTHER ACCESSORIES
TB
|  | t | Item: 13.0
Supply only the following switchgear and other accessories.
|  |  |  | Sell Rate | Sell Total |  |  |  |  | IB | [17 empty] | U_M_Sell | T_M_Sell | U_L_Sell | T_L_Sell | Total_Sell | T_M_Cost | T_L_Phr | Mat/Lab=1
1 | No. |  | Item: 13.0a | 98.49 | 98.49 | ISELL |  |  |  | mu_A | ITEM | [7 empty] | mu :1.35 | [8 empty] | 26.29 | 26.29 | 72.2 | 72.2 | 98.49 | 20 | 2 | 22
|  |  | Distribution Board DB-L2PR | [6 empty] | n
1 | No |  | Distribution Board 12 WAY, 100A | Supply Only | DB-L2PR | SWLV_017 | 510 | (__) |  | 02-012 |  |  |  | 2 |  |  | 0 |  | 0
1 | No |  | Distribution Board 12 WAY, 100A | Assembly |  | SWLV_017 | 510 | (__) |  | 02-012 |  |  |  | 2 |  | 20 | 20 | 2 | 2
[17 empty] | 0 |  | 0
d> | 0 |  |  |  |  | ICOST |  |  |  | mu_A | ITEM | [5 empty] | 20 |  | 2
TB
|  | t | Item: 14.0
Install only the following switchgear and other accessories.
|  |  |  | Sell Rate | Sell Total |  |  |  |  | IB | [17 empty] | U_M_Sell | T_M_Sell | U_L_Sell | T_L_Sell | Total_Sell | T_M_Cost | T_L_Phr | Mat/Lab=1
1 | No. |  | Item: 14.0a | 307.25 | 307.25 | ISELL |  |  |  | mu_A | ITEM | [7 empty] | mu :1.35 | [8 empty] | 13.76 | 13.76 | 293.49 | 293.49 | 307.25 | 10.47 | 8.13 | 18.6
|  |  | Distribution Board DB-L2PR | [6 empty] | n
1 | No |  | Distribution Board 12 WAY, 100A | Install Only | DB-L2PR | SWLV_017 | 510 | (__) |  | 02-012 |  |  |  | 2 |  |  | 0 | 8 | 8
1 | No |  | Distribution Board Schedule |  |  | DOCS_011 | 880 | (__) | [5 empty] | 3 | 1997-01-13 | 4.66 | 4.66 | 0.08 | 0.08
4 | No |  | Rawl Bolt 10mm |  |  | CONS_025 | 875 | (__) |  | 03-002 |  |  |  | 1 | 1994-12-01 | 0.58 | 2.32 |  | 0
1 | No |  | Label Small |  |  | CONS_021 | 875 | (__) |  | 05-002 |  |  |  | 3 | 1995-05-01 | 3.49 | 3.49 | 0.05 | 0.05
[17 empty] | 0 |  | 0
d> | 0 |  |  |  |  | ICOST |  |  |  | mu_A | ITEM | [5 empty] | 10.47 |  | 8.13
|  |  |  | Sell Rate | Sell Total |  |  |  |  | IB | [17 empty] | U_M_Sell | T_M_Sell | U_L_Sell | T_L_Sell | Total_Sell | T_M_Cost | T_L_Phr | Mat/Lab=1
1 | LS |  | Item: 15 | 144.39 | 144.39 | ISELL |  |  |  | mu_A | ITEM | [7 empty] | mu :1.35 | [8 empty] | 0 | 0 | 144.39 | 144.39 | 144.39 | 0 | 4 | 4
Identify the existing Control Panel (CP) for Pump 101 (Condenser Pump for Chiller 1), as presently supplied from MCC-18 at Level 2, isolate, render safe, disconnect the existing incoming and outgoing power cables to/from the control panel and also from the pump's incoming supply terminals. Remove the Control Panel and the cable between the CP and the pump.
1 | LS |  | Dismantling |  |  | DISM_002 | 901 | MISC | [5 empty] | 1 | 2011-03-11 |  | 0 | 4 | 4
[17 empty] | 0 |  | 0
d> | 0 |  |  |  |  | ICOST |  |  |  | mu_A | ITEM | [5 empty] | 0 |  | 4
|  |  |  | Sell Rate | Sell Total |  |  |  |  | IB | [17 empty] | U_M_Sell | T_M_Sell | U_L_Sell | T_L_Sell | Total_Sell | T_M_Cost | T_L_Phr | Mat/Lab=1
1 | LS |  | Item: 16 | 174.03 | 174.03 | ISELL |  |  |  | mu_A | ITEM | [7 empty] | mu :1.35 | [8 empty] | 22.05 | 22.05 | 151.98 | 151.98 | 174.03 | 16.77 | 4.21 | 20.98
Supply and install a waterproof (IP65) rated metal connection / junction box, complete with a maximum of five Viking type cable terminal blocks/connectors on DIN-rail, one block to be in green/yellow colour. The blocks must be suitable for the termination of 4.0 to 6.0mmsq CSA cables. Modify, terminate and connect the cores of the existing multicore armoured cable to the existing CP to the input side of the terminal blocks, gland the armoured cable to the connection box and provide equipotential earthing connections for the armouring strands. For mechanical protection purposes, the connection / junction box is to be installed to the ceiling or at high level on the column at the Level 2 plantroom.
1 | No |  | Junction Box |  |  | CPAN_259 | 570 | (__) | [5 empty] | 2 | 2005-04-01 |  | 0 | 1 | 1
4 | No |  | Screw Wood S6 |  |  | CONS_035 | 875 | (__) |  | 02-008 |  |  |  | 1 | 1994-12-01 | 0.02 | 0.08 |  | 0
4 | No |  | Rawl Plug S6 |  |  | CONS_030 | 875 | (__) |  | 02-009 |  |  |  | 1 | 1994-12-01 | 0.02 | 0.08 |  | 0
1 | No |  | Label Small |  |  | CONS_021 | 875 | (__) |  | 05-002 |  |  |  | 3 | 1995-05-01 | 3.49 | 3.49 | 0.05 | 0.05
2 | No |  | Gland Indoor 20 BWL 4*4/6mm2 |  |  | CAAC_040 | 620 | CMP | [5 empty] | 2 | 1997-01-01 | 4.71 | 9.42 | 0.35 | 0.7
2 | m |  | Cable Marker 8 digit c/w Carrier Strip |  |  | CAAC_091 | 620 | (__) | [5 empty] | 2 | 2004-06-10 | 1.5 | 3 | 0.08 | 0.16
10 | No |  | Cable Lug 6.0 mm2 |  |  | CAAC_007 | 620 | CTT | [5 empty] | 2 | 1994-12-01 | 0.07 | 0.7 | 0.03 | 0.3
1 | No |  | Labour only (FIX 2) |  |  | LABO_006 | 900 | MISC | [5 empty] | 2 |  |  | 0 | 2 | 2
[17 empty] | 0 |  | 0
d> | 0 |  |  |  |  | ICOST |  |  |  | mu_A | ITEM | [5 empty] | 16.77 |  | 4.21
SB
| 0.0092136 |  | PAGE: |  | 765.3 | [5 empty] | PAGE | [5 empty] | 66.44 |  | 18.78
| Discy: |  |  |  | PAGE SELL | [11 empty] | PAGE MAT |  | PAGE LAB
TB
t
CABLE MANAGEMENT
TB
|  | t | Item: 17.0
Supply and install the following galvanized steel cable tray. Cost is to include all bracketing to wall or ceiling as necessary., Cost is to include all the support bracketing to wall and ceiling as necessary.
|  |  |  | Sell Rate | Sell Total |  |  |  |  | IB | [17 empty] | U_M_Sell | T_M_Sell | U_L_Sell | T_L_Sell | Total_Sell | T_M_Cost | T_L_Phr | Mat/Lab=1
30 | m |  | Item: 17.0a | 0 | 0 | ISELL |  |  |  | mu_A | ITEM | [7 empty] | 0.00 | [8 empty] | 0 | 0 | 0 | 0 | 0 | 0 | 0 | 0
|  |  | 50mm (Vertical drops onto machinery) | [6 empty] | n
|  | h | [E25_0477_IH_Retro_Elec_Est_Rev_A_AW.xlsx]Elec_Rates!$D$266 |  |  | RATE_AAA
30 | 1 | 30 | 014# 50mm galvanised steel cable tray |  | Local Rate | RTLO_002 | [9 empty] | 0 | 0 | 0 | 0
|  | h | [E25_0477_IH_Retro_Elec_Est_Rev_A_AW.xlsx]Elec_Rates!$D$310 |  |  | RATE_AAA
10 | 1 | 10 | 025# Bracket for 50mm cable tray |  | Local Rate | RTLO_002 | [9 empty] | 0 | 0 | 0 | 0
[17 empty] | 0 |  | 0
d> | 0 |  |  |  |  | ICOST |  |  |  | mu_A | ITEM | [5 empty] | 0 |  | 0
|  |  |  | Sell Rate | Sell Total |  |  |  |  | IB | [17 empty] | U_M_Sell | T_M_Sell | U_L_Sell | T_L_Sell | Total_Sell | T_M_Cost | T_L_Phr | Mat/Lab=1
22 | m |  | Item: 17.0b | 13.92 | 306.24 | ISELL |  |  |  | mu_A | ITEM | [7 empty] | mu :1.35 | [8 empty] | 4.89 | 107.58 | 9.03 | 198.66 | 306.24 | 81.84 | 5.5 | 1921.48
|  |  | 200mm | [6 empty] | n
|  | h | [E25_0477_IH_Retro_Elec_Est_Rev_A_AW.xlsx]Elec_Rates!$D$277 |  |  | RATE_AAA
22 | 1 | 22 | 015# 200mm galvanised steel cable tray |  | Local Rate | RTLO_002 | [9 empty] | 0 | 0 | 0 | 0
|  | h | [E25_0477_IH_Retro_Elec_Est_Rev_A_AW.xlsx]Elec_Rates!$D$321 |  |  | RATE_AAA
22 | 1 | 22 | 026# Bracket for 200-300mm cable tray |  | Local Rate | RTLO_001 | [9 empty] | 3.72 | 81.84 | 0.25 | 5.5
[17 empty] | 0 |  | 0
d> | 0 |  |  |  |  | ICOST |  |  |  | mu_A | ITEM | [5 empty] | 81.84 |  | 5.5
|  |  |  | Sell Rate | Sell Total |  |  |  |  | IB | [17 empty] | U_M_Sell | T_M_Sell | U_L_Sell | T_L_Sell | Total_Sell | T_M_Cost | T_L_Phr | Mat/Lab=1
35 | m |  | Item: 17.0c | 37.41 | 1309.35 | ISELL |  |  |  | mu_A | ITEM | [7 empty] | mu :1.35 | [8 empty] | 15.75 | 551.25 | 21.66 | 758.1 | 1309.35 | 419.3 | 21 | 15410.5
|  |  | 250mm | [6 empty] | n
|  | h | [E25_0477_IH_Retro_Elec_Est_Rev_A_AW.xlsx]Elec_Rates!$D$288 |  |  | RATE_AAA
35 | 1 | 35 | 016# 250mm galvanised steel cable tray |  | Local Rate | RTLO_001 | [9 empty] | 8.26 | 289.1 | 0.35 | 12.25
|  | h | [E25_0477_IH_Retro_Elec_Est_Rev_A_AW.xlsx]Elec_Rates!$D$321 |  |  | RATE_AAA
35 | 1 | 35 | 026# Bracket for 200-300mm cable tray |  | Local Rate | RTLO_002 | [9 empty] | 3.72 | 130.2 | 0.25 | 8.75
[17 empty] | 0 |  | 0
d> | 0 |  |  |  |  | ICOST |  |  |  | mu_A | ITEM | [5 empty] | 419.3 |  | 21
TB
t
POWER CABLING
TB
|  | t | Item: 18.0
Supply and install the following power cables. Cost is to include all cable installation and termination accessories as necessary. Cables installed on low level (less than 2 metres from FFL) cable trays are to be mechanically protected by cable tray covers.
|  |  |  | Sell Rate | Sell Total |  |  |  |  | IB | [17 empty] | U_M_Sell | T_M_Sell | U_L_Sell | T_L_Sell | Total_Sell | T_M_Cost | T_L_Phr | Mat/Lab=1
17 | mr |  | Item: 18.0a | 0 | 0 | ISELL |  |  |  | mu_A | ITEM | [7 empty] | 0.00 | [8 empty] | 0 | 0 | 0 | 0 | 0 | 0 | 0 | 0
Switchgear Panel SPB-PR (Pump Room) to High Temperature Heat Pump 1, 1 x (5core x 70.0 mm2 FG16(0)M16)
|  | h | [E25_0477_IH_Retro_Elec_Est_Rev_A_AW.xlsx]Elec_Rates!$D$199 |  |  | RATE_AAA
17 | 1 | 17 | 007# 5core x 70sqmm FG16(0)M16 cable |  | Local Rate | RTLO_001 | [9 empty] | 0 | 0 | 0 | 0
[17 empty] | 0 |  | 0
d> | 0 |  |  |  |  | ICOST |  |  |  | mu_A | ITEM | [5 empty] | 0 |  | 0
|  |  |  | Sell Rate | Sell Total |  |  |  |  | IB | [17 empty] | U_M_Sell | T_M_Sell | U_L_Sell | T_L_Sell | Total_Sell | T_M_Cost | T_L_Phr | Mat/Lab=1
16 | mr |  | Item: 18.0b | 0 | 0 | ISELL |  |  |  | mu_A | ITEM | [7 empty] | 0.00 | [8 empty] | 0 | 0 | 0 | 0 | 0 | 0 | 0 | 0
Switchgear Panel SPB-PR (Pump Room) to High Temperature Heat Pump 2, 1 x (5core x 70.0 mm2 FG16(0)M16)
|  | h | [E25_0477_IH_Retro_Elec_Est_Rev_A_AW.xlsx]Elec_Rates!$D$199 |  |  | RATE_AAA
16 | 1 | 16 | 007# 5core x 70sqmm FG16(0)M16 cable |  | Local Rate | RTLO_001 | [9 empty] | 0 | 0 | 0 | 0
[17 empty] | 0 |  | 0
d> | 0 |  |  |  |  | ICOST |  |  |  | mu_A | ITEM | [5 empty] | 0 |  | 0
|  |  |  | Sell Rate | Sell Total |  |  |  |  | IB | [17 empty] | U_M_Sell | T_M_Sell | U_L_Sell | T_L_Sell | Total_Sell | T_M_Cost | T_L_Phr | Mat/Lab=1
18 | mr |  | Item: 18.0c | 0 | 0 | ISELL |  |  |  | mu_A | ITEM | [7 empty] | 0.00 | [8 empty] | 0 | 0 | 0 | 0 | 0 | 0 | 0 | 0
Switchgear Panel SPB-PR (Pump Room) to High Temperature Heat Pump 3, 1 x (5core x 70.0 mm2 FG16(0)M16)
|  | h | [E25_0477_IH_Retro_Elec_Est_Rev_A_AW.xlsx]Elec_Rates!$D$199 |  |  | RATE_AAA
18 | 1 | 18 | 007# 5core x 70sqmm FG16(0)M16 cable |  | Local Rate | RTLO_001 | [9 empty] | 0 | 0 | 0 | 0
[17 empty] | 0 |  | 0
d> | 0 |  |  |  |  | ICOST |  |  |  | mu_A | ITEM | [5 empty] | 0 |  | 0
|  |  |  | Sell Rate | Sell Total |  |  |  |  | IB | [17 empty] | U_M_Sell | T_M_Sell | U_L_Sell | T_L_Sell | Total_Sell | T_M_Cost | T_L_Phr | Mat/Lab=1
20 | mr |  | Item: 18.0d | 0 | 0 | ISELL |  |  |  | mu_A | ITEM | [7 empty] | 0.00 | [8 empty] | 0 | 0 | 0 | 0 | 0 | 0 | 0 | 0
Switchgear Panel SPB-PR (Pump Room) to High Temperature Heat Pump 4, 1 x (5core x 70.0 mm2 FG16(0)M16)
|  | h | [E25_0477_IH_Retro_Elec_Est_Rev_A_AW.xlsx]Elec_Rates!$D$199 |  |  | RATE_AAA
20 | 1 | 20 | 007# 5core x 70sqmm FG16(0)M16 cable |  | Local Rate | RTLO_001 | [9 empty] | 0 | 0 | 0 | 0
[17 empty] | 0 |  | 0
d> | 0 |  |  |  |  | ICOST |  |  |  | mu_A | ITEM | [5 empty] | 0 |  | 0
|  |  |  | Sell Rate | Sell Total |  |  |  |  | IB | [17 empty] | U_M_Sell | T_M_Sell | U_L_Sell | T_L_Sell | Total_Sell | T_M_Cost | T_L_Phr | Mat/Lab=1
22 | mr |  | Item: 18.0e | 0 | 0 | ISELL |  |  |  | mu_A | ITEM | [7 empty] | 0.00 | [8 empty] | 0 | 0 | 0 | 0 | 0 | 0 | 0 | 0
Switchgear Panel SPB-PR (Pump Room) to High Temperature Heat Pump 5, 1 x (5core x 70.0 mm2 FG16(0)M16)
|  | h | [E25_0477_IH_Retro_Elec_Est_Rev_A_AW.xlsx]Elec_Rates!$D$199 |  |  | RATE_AAA
22 | 1 | 22 | 007# 5core x 70sqmm FG16(0)M16 cable |  | Local Rate | RTLO_001 | [9 empty] | 0 | 0 | 0 | 0
[17 empty] | 0 |  | 0
d> | 0 |  |  |  |  | ICOST |  |  |  | mu_A | ITEM | [5 empty] | 0 |  | 0
|  |  |  | Sell Rate | Sell Total |  |  |  |  | IB | [17 empty] | U_M_Sell | T_M_Sell | U_L_Sell | T_L_Sell | Total_Sell | T_M_Cost | T_L_Phr | Mat/Lab=1
24 | mr |  | Item: 18.0f | 0 | 0 | ISELL |  |  |  | mu_A | ITEM | [7 empty] | 0.00 | [8 empty] | 0 | 0 | 0 | 0 | 0 | 0 | 0 | 0
Switchgear Panel SPB-PR (Pump Room) to High Temperature Heat Pump 6, 1 x (5core x 70.0 mm2 FG16(0)M16)
|  | h | [E25_0477_IH_Retro_Elec_Est_Rev_A_AW.xlsx]Elec_Rates!$D$199 |  |  | RATE_AAA
24 | 1 | 24 | 007# 5core x 70sqmm FG16(0)M16 cable |  | Local Rate | RTLO_001 | [9 empty] | 0 | 0 | 0 | 0
[17 empty] | 0 |  | 0
d> | 0 |  |  |  |  | ICOST |  |  |  | mu_A | ITEM | [5 empty] | 0 |  | 0
|  |  |  | Sell Rate | Sell Total |  |  |  |  | IB | [17 empty] | U_M_Sell | T_M_Sell | U_L_Sell | T_L_Sell | Total_Sell | T_M_Cost | T_L_Phr | Mat/Lab=1
26 | mr |  | Item: 18.0g | 0 | 0 | ISELL |  |  |  | mu_A | ITEM | [7 empty] | 0.00 | [8 empty] | 0 | 0 | 0 | 0 | 0 | 0 | 0 | 0
Switchgear Panel SPB-PR (Pump Room) to High Temperature Heat Pump 7, 1 x (5core x 70.0 mm2 FG16(0)M16)
|  | h | [E25_0477_IH_Retro_Elec_Est_Rev_A_AW.xlsx]Elec_Rates!$D$199 |  |  | RATE_AAA
26 | 1 | 26 | 007# 5core x 70sqmm FG16(0)M16 cable |  | Local Rate | RTLO_001 | [9 empty] | 0 | 0 | 0 | 0
[17 empty] | 0 |  | 0
d> | 0 |  |  |  |  | ICOST |  |  |  | mu_A | ITEM | [5 empty] | 0 |  | 0
SB
| 0.15003 |  | PAGE: |  | 1615.59 | [5 empty] | PAGE | [5 empty] | 501.14 |  | 26.5
| Discy: |  |  |  | PAGE SELL | [11 empty] | PAGE MAT |  | PAGE LAB
|  |  |  | Sell Rate | Sell Total |  |  |  |  | IB | [17 empty] | U_M_Sell | T_M_Sell | U_L_Sell | T_L_Sell | Total_Sell | T_M_Cost | T_L_Phr | Mat/Lab=1
28 | mr |  | Item: 18.0h | 0 | 0 | ISELL |  |  |  | mu_A | ITEM | [7 empty] | 0.00 | [8 empty] | 0 | 0 | 0 | 0 | 0 | 0 | 0 | 0
Switchgear Panel SPB-PR (Pump Room) to High Temperature Heat Pump 8, 1 x (5core x 70.0 mm2 FG16(0)M16)
|  | h | [E25_0477_IH_Retro_Elec_Est_Rev_A_AW.xlsx]Elec_Rates!$D$199 |  |  | RATE_AAA
28 | 1 | 28 | 007# 5core x 70sqmm FG16(0)M16 cable |  | Local Rate | RTLO_001 | [9 empty] | 0 | 0 | 0 | 0
[17 empty] | 0 |  | 0
d> | 0 |  |  |  |  | ICOST |  |  |  | mu_A | ITEM | [5 empty] | 0 |  | 0
|  |  |  | Sell Rate | Sell Total |  |  |  |  | IB | [17 empty] | U_M_Sell | T_M_Sell | U_L_Sell | T_L_Sell | Total_Sell | T_M_Cost | T_L_Phr | Mat/Lab=1
8 | mr |  | Item: 18.0i | 0 | 0 | ISELL |  |  |  | mu_A | ITEM | [7 empty] | 0.00 | [8 empty] | 0 | 0 | 0 | 0 | 0 | 0 | 0 | 0
Switchgear Panel SPB-PR (Pump Room) to Distribution Board DB-L2PR, 1 x (5core x 35.0 mm2 FG16(0)M16)
|  | h | [E25_0477_IH_Retro_Elec_Est_Rev_A_AW.xlsx]Elec_Rates!$D$220 |  |  | RATE_AAA
8 | 1 | 8 | 009# 5core x 35sqmm FG16(0)M16 cable |  | Local Rate | RTLO_002 | [9 empty] | 0 | 0 | 0 | 0
[17 empty] | 0 |  | 0
d> | 0 |  |  |  |  | ICOST |  |  |  | mu_A | ITEM | [5 empty] | 0 |  | 0
TB
t
POWER AND CONTROL CABLING FROM THE MOTOR CONTROL CENTRE (MCC)
TB
|  | t | Item: 19.0
Supply and install the following cables. Cost is to include all cable termination accessories where necessary.
TB
|  | t | Item: 19.0a
All the power cables from the Motor Control Centre MCC-PR (Pump Room) to all equipment being supplied power from MCC-PR (Refer to schedule) at Level 2 and Level 1. Cost is to include all the necessary metalclad cable management, local multi-pole maintenance isolators on floor brackets or to wall, next to the equipment and all cable termination accessories as necessary.
|  |  |  | Sell Rate | Sell Total |  |  |  |  | IB | [17 empty] | U_M_Sell | T_M_Sell | U_L_Sell | T_L_Sell | Total_Sell | T_M_Cost | T_L_Phr | Mat/Lab=1
1 | LS |  | Item: 19.0a | 8735.27 | 8735.27 | ISELL |  |  |  | mu_A | ITEM | [7 empty] | mu :1.35 | [8 empty] | 5775.11 | 5775.11 | 2960.16 | 2960.16 | 8735.27 | 4392.99 | 82 | 4474.99
|  |  | Power supply cables, using XLPE/SWA/LSZH/Cu cables | [6 empty] | n
|  |  | Pump P-206 - 18.5kW | [13 empty] | 0 |  | 0
50 | m |  | Power Cable 4c 16 mm2 XLPE SWA-PVC |  | AJ - 17.7.2024 | CAMC_024 | 616 | CRO | 16mm2 |  |  |  |  | 2 | 2011-08-12 | 10.5 | 525 | 0.1 | 5
50 | No |  | Cable Tie 225mm |  |  | CONS_009 | 875 | (__) |  | 01-003 |  |  |  | 1 | 1994-12-01 | 0.05 | 2.5 |  | 0
2 | No |  | Gland Indoor 25 BWL 4*10/16mm2 |  |  | CAAC_043 | 620 | CMP | [5 empty] | 2 | 1997-01-01 | 7.66 | 15.32 | 0.4 | 0.8
2 | m |  | Cable Marker 8 digit c/w Carrier Strip |  |  | CAAC_091 | 620 | (__) | [5 empty] | 2 | 2004-06-10 | 1.5 | 3 | 0.08 | 0.16
10 | No |  | Cable Lug 16 mm2 |  |  | CAAC_009 | 620 | CTT | [5 empty] | 2 | 1994-12-01 | 0.14 | 1.4 | 0.06 | 0.6
1 | No |  | Surface Isolator 63A 4-Pole |  |  | SWLV_177 | 510 | KM | P3-63/I/N | 10 |  |  |  | 2 | 2000-12-20 | 63.82 | 63.82 | 1 | 1
1 | No |  | Label Small |  |  | CONS_021 | 875 | (__) |  | 05-002 |  |  |  | 3 | 1995-05-01 | 3.49 | 3.49 | 0.05 | 0.05
1 | No |  | Bracket Custom_1 |  |  | EMAT_070 | 501 | (__) |  | 01-007 |  |  |  | 1 | 2004-05-29 | 10 | 10 | 0.25 | 0.25
|  |  | Pump P-207 - 18.5kW | [13 empty] | 0 |  | 0
50 | m |  | Power Cable 4c 16 mm2 XLPE SWA-PVC |  | AJ - 17.7.2024 | CAMC_024 | 616 | CRO | 16mm2 |  |  |  |  | 2 | 2011-08-12 | 10.5 | 525 | 0.1 | 5
50 | No |  | Cable Tie 225mm |  |  | CONS_009 | 875 | (__) |  | 01-003 |  |  |  | 1 | 1994-12-01 | 0.05 | 2.5 |  | 0
2 | No |  | Gland Indoor 25 BWL 4*10/16mm2 |  |  | CAAC_043 | 620 | CMP | [5 empty] | 2 | 1997-01-01 | 7.66 | 15.32 | 0.4 | 0.8
2 | m |  | Cable Marker 8 digit c/w Carrier Strip |  |  | CAAC_091 | 620 | (__) | [5 empty] | 2 | 2004-06-10 | 1.5 | 3 | 0.08 | 0.16
10 | No |  | Cable Lug 16 mm2 |  |  | CAAC_009 | 620 | CTT | [5 empty] | 2 | 1994-12-01 | 0.14 | 1.4 | 0.06 | 0.6
1 | No |  | Surface Isolator 63A 4-Pole |  |  | SWLV_177 | 510 | KM | P3-63/I/N | 10 |  |  |  | 2 | 2000-12-20 | 63.82 | 63.82 | 1 | 1
1 | No |  | Label Small |  |  | CONS_021 | 875 | (__) |  | 05-002 |  |  |  | 3 | 1995-05-01 | 3.49 | 3.49 | 0.05 | 0.05
1 | No |  | Bracket Custom_1 |  |  | EMAT_070 | 501 | (__) |  | 01-007 |  |  |  | 1 | 2004-05-29 | 10 | 10 | 0.25 | 0.25
|  |  | Pump P-208 - 18.5kW | [13 empty] | 0 |  | 0
50 | m |  | Power Cable 4c 16 mm2 XLPE SWA-PVC |  | AJ - 17.7.2024 | CAMC_024 | 616 | CRO | 16mm2 |  |  |  |  | 2 | 2011-08-12 | 10.5 | 525 | 0.1 | 5
50 | No |  | Cable Tie 225mm |  |  | CONS_009 | 875 | (__) |  | 01-003 |  |  |  | 1 | 1994-12-01 | 0.05 | 2.5 |  | 0
2 | No |  | Gland Indoor 25 BWL 4*10/16mm2 |  |  | CAAC_043 | 620 | CMP | [5 empty] | 2 | 1997-01-01 | 7.66 | 15.32 | 0.4 | 0.8
2 | m |  | Cable Marker 8 digit c/w Carrier Strip |  |  | CAAC_091 | 620 | (__) | [5 empty] | 2 | 2004-06-10 | 1.5 | 3 | 0.08 | 0.16
10 | No |  | Cable Lug 16 mm2 |  |  | CAAC_009 | 620 | CTT | [5 empty] | 2 | 1994-12-01 | 0.14 | 1.4 | 0.06 | 0.6
1 | No |  | Surface Isolator 63A 4-Pole |  |  | SWLV_177 | 510 | KM | P3-63/I/N | 10 |  |  |  | 2 | 2000-12-20 | 63.82 | 63.82 | 1 | 1
1 | No |  | Label Small |  |  | CONS_021 | 875 | (__) |  | 05-002 |  |  |  | 3 | 1995-05-01 | 3.49 | 3.49 | 0.05 | 0.05
1 | No |  | Bracket Custom_1 |  |  | EMAT_070 | 501 | (__) |  | 01-007 |  |  |  | 1 | 2004-05-29 | 10 | 10 | 0.25 | 0.25
|  |  | Pump P-209 - 18.5kW | [13 empty] | 0 |  | 0
65 | m |  | Power Cable 4c 16 mm2 XLPE SWA-PVC |  | AJ - 17.7.2024 | CAMC_024 | 616 | CRO | 16mm2 |  |  |  |  | 2 | 2011-08-12 | 10.5 | 682.5 | 0.1 | 6.5
65 | No |  | Cable Tie 225mm |  |  | CONS_009 | 875 | (__) |  | 01-003 |  |  |  | 1 | 1994-12-01 | 0.05 | 3.25 |  | 0
2 | No |  | Gland Indoor 25 BWL 4*10/16mm2 |  |  | CAAC_043 | 620 | CMP | [5 empty] | 2 | 1997-01-01 | 7.66 | 15.32 | 0.4 | 0.8
2 | m |  | Cable Marker 8 digit c/w Carrier Strip |  |  | CAAC_091 | 620 | (__) | [5 empty] | 2 | 2004-06-10 | 1.5 | 3 | 0.08 | 0.16
10 | No |  | Cable Lug 16 mm2 |  |  | CAAC_009 | 620 | CTT | [5 empty] | 2 | 1994-12-01 | 0.14 | 1.4 | 0.06 | 0.6
1 | No |  | Surface Isolator 63A 4-Pole |  |  | SWLV_177 | 510 | KM | P3-63/I/N | 10 |  |  |  | 2 | 2000-12-20 | 63.82 | 63.82 | 1 | 1
1 | No |  | Label Small |  |  | CONS_021 | 875 | (__) |  | 05-002 |  |  |  | 3 | 1995-05-01 | 3.49 | 3.49 | 0.05 | 0.05
1 | No |  | Bracket Custom_1 |  |  | EMAT_070 | 501 | (__) |  | 01-007 |  |  |  | 1 | 2004-05-29 | 10 | 10 | 0.25 | 0.25
|  |  | Pump P-210 - 18.5kW | [13 empty] | 0 |  | 0
65 | m |  | Power Cable 4c 16 mm2 XLPE SWA-PVC |  | AJ - 17.7.2024 | CAMC_024 | 616 | CRO | 16mm2 |  |  |  |  | 2 | 2011-08-12 | 10.5 | 682.5 | 0.1 | 6.5
65 | No |  | Cable Tie 225mm |  |  | CONS_009 | 875 | (__) |  | 01-003 |  |  |  | 1 | 1994-12-01 | 0.05 | 3.25 |  | 0
2 | No |  | Gland Indoor 25 BWL 4*10/16mm2 |  |  | CAAC_043 | 620 | CMP | [5 empty] | 2 | 1997-01-01 | 7.66 | 15.32 | 0.4 | 0.8
2 | m |  | Cable Marker 8 digit c/w Carrier Strip |  |  | CAAC_091 | 620 | (__) | [5 empty] | 2 | 2004-06-10 | 1.5 | 3 | 0.08 | 0.16
10 | No |  | Cable Lug 16 mm2 |  |  | CAAC_009 | 620 | CTT | [5 empty] | 2 | 1994-12-01 | 0.14 | 1.4 | 0.06 | 0.6
1 | No |  | Surface Isolator 63A 4-Pole |  |  | SWLV_177 | 510 | KM | P3-63/I/N | 10 |  |  |  | 2 | 2000-12-20 | 63.82 | 63.82 | 1 | 1
1 | No |  | Label Small |  |  | CONS_021 | 875 | (__) |  | 05-002 |  |  |  | 3 | 1995-05-01 | 3.49 | 3.49 | 0.05 | 0.05
1 | No |  | Bracket Custom_1 |  |  | EMAT_070 | 501 | (__) |  | 01-007 |  |  |  | 1 | 2004-05-29 | 10 | 10 | 0.25 | 0.25
|  |  | PU-HTW1 - 0.75kW 230Volt | [13 empty] | 0 |  | 0
20 | m |  | Power Cable 3c 2.5 mm2 XLPE SWA-PVC |  | AJ - 17.7.2024 | CAMC_058 | 616 | CRO | 2.5mm2 |  |  |  |  | 2 |  | 1.5 | 30 | 0.05 | 1
20 | No |  | Cable Tie 225mm |  |  | CONS_009 | 875 | (__) |  | 01-003 |  |  |  | 1 | 1994-12-01 | 0.05 | 1 |  | 0
2 | No |  | Gland Indoor 20/16 BWL 4*1.5/2.5mm2 |  |  | CAAC_041 | 620 | CMP | [5 empty] | 2 | 1997-01-01 | 3.8 | 7.6 | 0.3 | 0.6
1 | No |  | Surface Isolator 20A 4-Pole |  |  | SWLV_147 | 510 | KM | T0-2-8293/I | 10-005 |  |  |  | 2 | 2000-12-20 | 20 | 20 | 0.5 | 0.5
1 | No |  | Label Small |  |  | CONS_021 | 875 | (__) |  | 05-002 |  |  |  | 3 | 1995-05-01 | 3.49 | 3.49 | 0.05 | 0.05
1 | No |  | Bracket Custom_1 |  |  | EMAT_070 | 501 | (__) |  | 01-007 |  |  |  | 1 | 2004-05-29 | 10 | 10 | 0.25 | 0.25
|  |  | PU-HTW2 - 0.75kW 230Volt | [13 empty] | 0 |  | 0
20 | m |  | Power Cable 3c 2.5 mm2 XLPE SWA-PVC |  | AJ - 17.7.2024 | CAMC_058 | 616 | CRO | 2.5mm2 |  |  |  |  | 2 |  | 1.5 | 30 | 0.05 | 1
20 | No |  | Cable Tie 225mm |  |  | CONS_009 | 875 | (__) |  | 01-003 |  |  |  | 1 | 1994-12-01 | 0.05 | 1 |  | 0
2 | No |  | Gland Indoor 20/16 BWL 4*1.5/2.5mm2 |  |  | CAAC_041 | 620 | CMP | [5 empty] | 2 | 1997-01-01 | 3.8 | 7.6 | 0.3 | 0.6
1 | No |  | Surface Isolator 20A 4-Pole |  |  | SWLV_147 | 510 | KM | T0-2-8293/I | 10-005 |  |  |  | 2 | 2000-12-20 | 20 | 20 | 0.5 | 0.5
1 | No |  | Label Small |  |  | CONS_021 | 875 | (__) |  | 05-002 |  |  |  | 3 | 1995-05-01 | 3.49 | 3.49 | 0.05 | 0.05
1 | No |  | Bracket Custom_1 |  |  | EMAT_070 | 501 | (__) |  | 01-007 |  |  |  | 1 | 2004-05-29 | 10 | 10 | 0.25 | 0.25
|  |  | PU-HTHW1 - 0.75kW 230Volt | [13 empty] | 0 |  | 0
20 | m |  | Power Cable 3c 2.5 mm2 XLPE SWA-PVC |  | AJ - 17.7.2024 | CAMC_058 | 616 | CRO | 2.5mm2 |  |  |  |  | 2 |  | 1.5 | 30 | 0.05 | 1
20 | No |  | Cable Tie 225mm |  |  | CONS_009 | 875 | (__) |  | 01-003 |  |  |  | 1 | 1994-12-01 | 0.05 | 1 |  | 0
2 | No |  | Gland Indoor 20/16 BWL 4*1.5/2.5mm2 |  |  | CAAC_041 | 620 | CMP | [5 empty] | 2 | 1997-01-01 | 3.8 | 7.6 | 0.3 | 0.6
1 | No |  | Surface Isolator 20A 4-Pole |  |  | SWLV_147 | 510 | KM | T0-2-8293/I | 10-005 |  |  |  | 2 | 2000-12-20 | 20 | 20 | 0.5 | 0.5
1 | No |  | Label Small |  |  | CONS_021 | 875 | (__) |  | 05-002 |  |  |  | 3 | 1995-05-01 | 3.49 | 3.49 | 0.05 | 0.05
1 | No |  | Bracket Custom_1 |  |  | EMAT_070 | 501 | (__) |  | 01-007 |  |  |  | 1 | 2004-05-29 | 10 | 10 | 0.25 | 0.25
|  |  | EF 1 - 0.37kW 230Volt | [13 empty] | 0 |  | 0
25 | m |  | Power Cable 5c 2.5 mm2 XLPE SWA-PVC |  | AJ - 17.7.2024 | CAMC_017 | 616 | CRO | 2.5mm2 |  |  |  |  | 2 | 2011-08-12 | 2.2 | 55 | 0.06 | 1.5
25 | No |  | Cable Tie 225mm |  |  | CONS_009 | 875 | (__) |  | 01-003 |  |  |  | 1 | 1994-12-01 | 0.05 | 1.25 |  | 0
2 | No |  | Gland Indoor 20/16 BWL 4*1.5/2.5mm2 |  |  | CAAC_041 | 620 | CMP | [5 empty] | 2 | 1997-01-01 | 3.8 | 7.6 | 0.3 | 0.6
1 | No |  | Surface Isolator 20A 4-Pole |  |  | SWLV_147 | 510 | KM | T0-2-8293/I | 10-005 |  |  |  | 2 | 2000-12-20 | 20 | 20 | 0.5 | 0.5
1 | No |  | Label Small |  |  | CONS_021 | 875 | (__) |  | 05-002 |  |  |  | 3 | 1995-05-01 | 3.49 | 3.49 | 0.05 | 0.05
1 | No |  | Bracket Custom_1 |  |  | EMAT_070 | 501 | (__) |  | 01-007 |  |  |  | 1 | 2004-05-29 | 10 | 10 | 0.25 | 0.25
|  |  | EF 2 - 0.37kW 230Volt | [13 empty] | 0 |  | 0
15 | m |  | Power Cable 5c 2.5 mm2 XLPE SWA-PVC |  | AJ - 17.7.2024 | CAMC_017 | 616 | CRO | 2.5mm2 |  |  |  |  | 2 | 2011-08-12 | 2.2 | 33 | 0.06 | 0.9
15 | No |  | Cable Tie 225mm |  |  | CONS_009 | 875 | (__) |  | 01-003 |  |  |  | 1 | 1994-12-01 | 0.05 | 0.75 |  | 0
2 | No |  | Gland Indoor 20/16 BWL 4*1.5/2.5mm2 |  |  | CAAC_041 | 620 | CMP | [5 empty] | 2 | 1997-01-01 | 3.8 | 7.6 | 0.3 | 0.6
1 | No |  | Surface Isolator 20A 4-Pole |  |  | SWLV_147 | 510 | KM | T0-2-8293/I | 10-005 |  |  |  | 2 | 2000-12-20 | 20 | 20 | 0.5 | 0.5
1 | No |  | Label Small |  |  | CONS_021 | 875 | (__) |  | 05-002 |  |  |  | 3 | 1995-05-01 | 3.49 | 3.49 | 0.05 | 0.05
1 | No |  | Bracket Custom_1 |  |  | EMAT_070 | 501 | (__) |  | 01-007 |  |  |  | 1 | 2004-05-29 | 10 | 10 | 0.25 | 0.25
|  |  | EF 3 - 0.37kW 230Volt | [13 empty] | 0 |  | 0
15 | m |  | Power Cable 5c 2.5 mm2 XLPE SWA-PVC |  | AJ - 17.7.2024 | CAMC_017 | 616 | CRO | 2.5mm2 |  |  |  |  | 2 | 2011-08-12 | 2.2 | 33 | 0.06 | 0.9
15 | No |  | Cable Tie 225mm |  |  | CONS_009 | 875 | (__) |  | 01-003 |  |  |  | 1 | 1994-12-01 | 0.05 | 0.75 |  | 0
2 | No |  | Gland Indoor 20/16 BWL 4*1.5/2.5mm2 |  |  | CAAC_041 | 620 | CMP | [5 empty] | 2 | 1997-01-01 | 3.8 | 7.6 | 0.3 | 0.6
1 | No |  | Surface Isolator 20A 4-Pole |  |  | SWLV_147 | 510 | KM | T0-2-8293/I | 10-005 |  |  |  | 2 | 2000-12-20 | 20 | 20 | 0.5 | 0.5
1 | No |  | Label Small |  |  | CONS_021 | 875 | (__) |  | 05-002 |  |  |  | 3 | 1995-05-01 | 3.49 | 3.49 | 0.05 | 0.05
1 | No |  | Bracket Custom_1 |  |  | EMAT_070 | 501 | (__) |  | 01-007 |  |  |  | 1 | 2004-05-29 | 10 | 10 | 0.25 | 0.25
|  |  | Additional cable tray to the power cable tray in this BOQ | [13 empty] | 0 |  | 0
50 | m |  | Tray 150mm Galv. |  |  | TRGV_016 | 650 | (__) | [5 empty] | 1 | 2001-01-06 | 5 | 250 | 0.25 | 12.5
17 | m |  | Tray Coupler Galv. | Ardic |  | TRGV_051 | 650 | (__) | [5 empty] | 1 | 1997-10-02 | 0.51 | 8.67 |  | 0
134 | No |  | Roofing Bolt |  |  | CONS_031 | 875 | (__) |  | 02-005 |  |  |  | 1 | 1994-12-01 | 0.07 | 9.38 |  | 0
50 | No |  | Wing Nut Hilti M6 |  |  | EMAT_059 | 501 | HIL | MKN-FM8 | 04-002 |  |  |  | 1 | 1999-01-15 | 0.51 | 25.5 |  | 0
50 | No |  | Hex.Set Screws M6x20 |  |  | EMAT_025 | 501 | (__) |  | 05-002 |  |  |  | 1 |  | 0.05 | 2.5 |  | 0
17 | No |  | Earth Strips Copper |  |  | CONS_012 | 875 | (__) |  | 01-011 |  |  |  | 1 | 1994-12-01 | 0.5 | 8.5 | 0 | 0
|  | h | [E25_0477_IH_Retro_Elec_Est_Rev_A_AW.xlsx]Elec_Rates!$D$321 |  |  | RATE_AAA
50 | 1 | 50 | 026# Bracket for 200-300mm cable tray |  | Local Rate | RTLO_001 | [9 empty] | 3.72 | 186 | 0.25 | 12.5
[17 empty] | 0 |  | 0
d> | 0 |  |  |  |  | ICOST |  |  |  | mu_A | ITEM | [5 empty] | 4392.99 |  | 82
TB
|  | t | Item: 19.0b
All the control cables from the Motor Control Centre MCC-PR (Pump Room) to all equipment being controlled by MCC-PR. Cost is to include all the necessary metalclad cable management.
|  |  |  | Sell Rate | Sell Total |  |  |  |  | IB | [17 empty] | U_M_Sell | T_M_Sell | U_L_Sell | T_L_Sell | Total_Sell | T_M_Cost | T_L_Phr | Mat/Lab=1
1 | LS |  | Item: 19.0b | 0 | 0 | ISELL |  |  |  | mu_A | ITEM |  |  |  |  | Included in BMS |  |  | 0.00 | [8 empty] | 0 | 0 | 0 | 0 | 0 | 0 | 0 | 0
|  |  | Control cables (where necessary), using multicore sheathed cables | [6 empty] | n
Allowing for 4No. Cables per drive
| m |  | Conduit BRASS ADAP.FLEX 20mm |  |  | COGV_006 | 690 | BAR | 20mm |  |  |  |  | 1 | 1994-12-01 | 0.98 | 0 |  | 0
| m |  | Conduit Galv. 20mm RATE |  |  | COGV_011 | 690 | BAR | 20mm |  |  |  |  | 1 | 1994-12-01 | 3.66 | 0 | 0.2 | 0
| m |  | Conduit Galv. FLEX 20mm |  |  | COGV_010 | 690 | BAR | 20mm |  |  |  |  | 1 | 1994-12-01 | 1.86 | 0 | 0.2 | 0
| m |  | Indoor Screened 3c Cable 0.75sqmm |  | Batt Cables | CASP_083 | 617 | Lappkabel | 0034703 UNITRONIC LiYCY |  |  |  |  | 2 | 2005-03-22 | 1.4525 | 0 | 0.03 | 0
| m |  | Indoor Screened 3c Cable 0.75sqmm |  | Supply only | CASP_083 | 617 | Lappkabel | 0034703 UNITRONIC LiYCY |  |  |  |  | 2 | 2005-03-22 | 1.4525 | 0 |  | 0
| No |  | Cable Marker Wrap Around Type |  |  | CAAC_025 | 620 | (__) | [5 empty] | 2 |  | 0.2 | 0 |  | 0
| No |  | Gland 20 A2 PVC |  |  | CAAC_027 | 620 | (__) | [5 empty] | 2 | 1997-01-01 | 0.5 | 0 | 0.1 | 0
| No |  | Cable Lug 1.5 mm2 |  |  | CAAC_004 | 620 | CTT | [5 empty] | 2 | 1994-12-01 | 0.05 | 0 | 0.02 | 0
| No |  | Labour to connect Mech Equip (FIX 3) |  |  | LABO_009 | 900 | MISC | [5 empty] | 1 |  |  | 0 | 0.75 | 0
| No |  | Label c/w chain |  |  | CONS_021 | 875 | (__) |  | 05-002 |  |  |  | 3 | 1995-05-01 | 10 | 0 | 0.05 | 0
[17 empty] | 0 |  | 0
[17 empty] | 0 |  | 0
[17 empty] | 0 |  | 0
[17 empty] | 0 |  | 0
[17 empty] | 0 |  | 0
[17 empty] | 0 |  | 0
[17 empty] | 0 |  | 0
[17 empty] | 0 |  | 0
[17 empty] | 0 |  | 0
[17 empty] | 0 |  | 0
[17 empty] | 0 |  | 0
[17 empty] | 0 |  | 0
[17 empty] | 0 |  | 0
d> | 0 |  |  |  |  | ICOST |  |  |  | mu_A | ITEM | [5 empty] | 0 |  | 0
TB
t
POWER CABLING TO THE CHILLERS
|  |  |  | Sell Rate | Sell Total |  |  |  |  | IB | [17 empty] | U_M_Sell | T_M_Sell | U_L_Sell | T_L_Sell | Total_Sell | T_M_Cost | T_L_Phr | Mat/Lab=1
1 | LS |  | Item: 20.0a | 360.99 | 360.99 | ISELL |  |  |  | mu_A | ITEM | [7 empty] | mu :1.35 | [8 empty] | 0 | 0 | 360.99 | 360.99 | 360.99 | 0 | 10 | 10
Disconnect the two existing 2x(4corex120mmsq XLPE/SWA) multicore cables connected to Chiller 1, from both the existing Chiller 1 end and from SPBN2-1.
1 | LS |  | Disconnecting |  | From Chiller | DISM_002 | 901 | MISC | [5 empty] | 1 | 2011-03-11 |  | 0 | 4 | 4
1 | LS |  | Dismantling |  | PFCs | DISM_002 | 901 | MISC | [5 empty] | 1 | 2011-03-11 |  | 0 | 2 | 2
1 | LS |  | Disconnecting |  | From SPBN2-1 | DISM_002 | 901 | MISC | [5 empty] | 1 | 2011-03-11 |  | 0 | 4 | 4
[17 empty] | 0 |  | 0
d> | 0 |  |  |  |  | ICOST |  |  |  | mu_A | ITEM | [5 empty] | 0 |  | 10
|  |  |  | Sell Rate | Sell Total |  |  |  |  | IB | [17 empty] | U_M_Sell | T_M_Sell | U_L_Sell | T_L_Sell | Total_Sell | T_M_Cost | T_L_Phr | Mat/Lab=1
1 | LS |  | Item: 20.0b | 216.6 | 216.6 | ISELL |  |  |  | mu_A | ITEM | [7 empty] | mu :1.35 | [8 empty] | 0 | 0 | 216.6 | 216.6 | 216.6 | 0 | 6 | 6
Disconnect the two existing 2x(4corex120mmsq XLPE/SWA) multicore cables, connected to Chiller 2, from the existing Chiller 2 end only (not from SPBN2-1).
1 | LS |  | Disconnecting |  | From Chiller | DISM_002 | 901 | MISC | [5 empty] | 1 | 2011-03-11 |  | 0 | 4 | 4
1 | LS |  | Dismantling |  | PFCs | DISM_002 | 901 | MISC | [5 empty] | 1 | 2011-03-11 |  | 0 | 2 | 2
[17 empty] | 0 |  | 0
d> | 0 |  |  |  |  | ICOST |  |  |  | mu_A | ITEM | [5 empty] | 0 |  | 6
|  |  |  | Sell Rate | Sell Total |  |  |  |  | IB | [17 empty] | U_M_Sell | T_M_Sell | U_L_Sell | T_L_Sell | Total_Sell | T_M_Cost | T_L_Phr | Mat/Lab=1
1 | LS |  | Item: 20.0c | 1405.39 | 1405.39 | ISELL |  |  |  | mu_A | ITEM | [7 empty] | mu :1.35 | [8 empty] | 365.73 | 365.73 | 1039.66 | 1039.66 | 1405.39 | 278.2 | 28.8 | 307
Relocate, modify and re-connect the above two existing multicore XLPE/SWA cables (item b. above) directly to the power input terminals of the new Chiller 2. Cost is to include all cable installation and termination accessories as necessary and cable termination box on top of the chiller if required.
1 | No |  | Labour only (FIX 2) |  | Re-Route and terminate cable | LABO_006 | 900 | MISC | [5 empty] | 2 |  |  | 0 | 18 | 18
2 | No |  | Gland Indoor 50 BWL 4*120mm2 |  |  | CAAC_046 | 620 | CMP | [5 empty] | 2 | 1997-01-01 | 28.3 | 56.6 | 0.8 | 1.6
2 | m |  | Cable Marker 8 digit c/w Carrier Strip |  |  | CAAC_091 | 620 | (__) | [5 empty] | 2 | 2004-06-10 | 1.5 | 3 | 0.08 | 0.16
8 | No |  | Cable Lug 120 mm2 |  |  | CAAC_015 | 620 | CTT | [5 empty] | 2 | 1994-12-01 | 0.7 | 5.6 | 0.13 | 1.04
1 | No |  | Erection Material |  | Fish Plates | EMAT_063 | 501 | (__) |  | 01-002 |  |  |  | 1 |  | 200 | 200 |  | 0
1 | No |  | Labour to connect Mech Equip (FIX 3) |  |  | LABO_009 | 900 | MISC | [5 empty] | 1 |  |  | 0 | 4 | 4
Cable termination box as per Siegfried
1 | No |  | CONSUMABLES | Galvanised steel sheet | Price from Christian Mercieca - Siegfried | CONS_001 | 875 | (__) |  | 01-001 |  |  |  | 1 |  | 10 | 10 | 4 | 4
10 | No |  | M8 Bolts |  |  | CONS_024 | 875 | (__) |  | 03-001 |  |  |  | 1 | 1994-12-01 | 0.3 | 3 |  | 0
[17 empty] | 0 |  | 0
d> | 0 |  |  |  |  | ICOST |  |  |  | mu_A | ITEM | [5 empty] | 278.2 |  | 28.8
SB
| 0.0020091 |  | PAGE: |  | 10718.25 | [5 empty] | PAGE | [5 empty] | 4671.19 |  | 126.8
| Discy: |  |  |  | PAGE SELL | [11 empty] | PAGE MAT |  | PAGE LAB
|  |  |  | Sell Rate | [5 empty] | IB | [17 empty] | U_M_Sell |  | U_L_Sell |  |  | T_M_Cost | T_L_Phr | Mat/Lab=1
1 | Rate |  | Item: 20.0d | 2634.92 |  | ISELL |  |  |  | BRATE | ITEM | [7 empty] | mu :1.35 | [8 empty] | 1504.28 |  | 1130.64 |  |  | 1144.27 | 31.32 | 1175.59
If the cables in item c. are found to be short, the existing XLPE/SWA multicore cables are to be terminated within a ceiling or wall mounted metal cable junction box JB2. Two new (4core x 120mmsq FG16(0)M16) multicore cables are to be supplied and installed between JB2 and the power input terminals of the new Chiller 2. Maximum metre run of parallel cables should be around 3 metres. Cost is to include all cable installation and termination accessories as necessary.
1 | No |  | Labour only (FIX 2) |  | Re-Route cable | LABO_006 | RTONLY | MISC |  |  | RTONLY |  |  | 2 |  |  | 0 | 8 | 8
2 | No |  | Gland Indoor 50 BWL 4*120mm2 |  |  | CAAC_046 | RTONLY | CMP |  |  | RTONLY |  |  | 2 | 1997-01-01 | 28.3 | 56.6 | 0.8 | 1.6
2 | m |  | Cable Marker 8 digit c/w Carrier Strip |  |  | CAAC_091 | RTONLY | (__) |  |  | RTONLY |  |  | 2 | 2004-06-10 | 1.5 | 3 | 0.08 | 0.16
8 | No |  | Cable Lug 120 mm2 |  |  | CAAC_015 | RTONLY | CTT |  |  | RTONLY |  |  | 2 | 1994-12-01 | 0.7 | 5.6 | 0.13 | 1.04
1 | No |  | Erection Material |  | Fish Plates | EMAT_063 | RTONLY | (__) |  | 01-002 | RTONLY |  |  | 1 |  | 200 | 200 |  | 0
1 | No |  | Labour to connect Mech Equip (FIX 3) |  |  | LABO_009 | RTONLY | MISC |  |  | RTONLY |  |  | 1 |  |  | 0 | 4 | 4
|  |  | Cable termination box as per Siegfried |  |  |  | RTONLY |  |  |  | RTONLY
1 | No |  | CONSUMABLES | Galvanised steel sheet | Price from Christian Mercieca | CONS_001 | RTONLY | (__) |  | 01-001 | RTONLY |  |  | 1 |  | 10 | 10 | 4 | 4
10 | No |  | M8 Bolts |  |  | CONS_024 | RTONLY | (__) |  | 03-001 | RTONLY |  |  | 1 | 1994-12-01 | 0.3 | 3 |  | 0
Junction Box
1 | No |  | Control Panel 1 |  | ESS - Daniel Scicluna | CPAN_259 | RTONLY | (__) |  |  | RTONLY |  |  | 2 | 2005-04-01 | 700 | 700 | 4 | 4
1 | No |  | Erection Material |  |  | EMAT_063 | RTONLY | (__) |  | 01-002 | RTONLY |  |  | 1 |  | 50 | 50 |  | 0
Cables
6 | m |  | Power Cable 5core x 120sqmm FG16(0)M16 cable |  |  | CAMC_030 | RTONLY | CRO | 120mm2 |  |  |  |  | 2 | 2011-08-12 |  | 0 | 0.22 | 1.32
1 | No |  | Labour only (FIX 2) |  | Additional labour for short pieces | LABO_006 | RTONLY | MISC |  |  | RTONLY |  |  | 2 |  |  | 0 | 2 | 2
15 | No |  | Cable Tie 225mm |  |  | CONS_009 | RTONLY | (__) |  | 01-003 | RTONLY |  |  | 1 | 1994-12-01 | 0.05 | 0.75 |  | 0
4 | No |  | Gland 50 A2 BRASS |  |  | CAAC_033 | RTONLY | CMP |  |  | RTONLY |  |  | 2 | 1997-01-01 | 24.53 | 98.12 | 0.7 | 2.8
4 | m |  | Cable Marker 8 digit c/w Carrier Strip |  |  | CAAC_091 | RTONLY | (__) |  |  | RTONLY |  |  | 2 | 2004-06-10 | 1.5 | 6 | 0.08 | 0.32
16 | No |  | Cable Lug 120 mm2 |  |  | CAAC_015 | RTONLY | CTT |  |  | RTONLY |  |  | 2 | 1994-12-01 | 0.7 | 11.2 | 0.13 | 2.08
1 | No |  | Labour to Connect Up (FIX 3) |  |  | LABO_003 | RTONLY | MISC |  |  | RTONLY |  |  | 3 | 1995-04-01 |  | 0 |  | 0
[17 empty] | 0 |  | 0
d> | 0 |  |  |  |  | ICOST |  |  |  |  | BRATE | [5 empty] | 1144.27 |  | 31.32
|  |  |  | Sell Rate | Sell Total |  |  |  |  | IB | [17 empty] | U_M_Sell | T_M_Sell | U_L_Sell | T_L_Sell | Total_Sell | T_M_Cost | T_L_Phr | Mat/Lab=1
1 | LS |  | Item: 20.0e | 955.11 | 955.11 | ISELL |  |  |  | mu_A | ITEM | [7 empty] | mu :1.35 | [8 empty] | 348.64 | 348.64 | 606.47 | 606.47 | 955.11 | 265.2 | 16.8 | 282
Relocate, modify and re-connect one of the existing multicore XLPE/SWA cables (item a. above), presently supplying existing Chiller 1, directly to the power input terminals of the new Chiller 2 and to the existing 800A MCCB within SPBN2-1. Cost is to include all cable installation and termination accessories as necessary.
Chiller side
1 | No |  | Labour only (FIX 2) |  | Re-Route and terminate cable | LABO_006 | 900 | MISC | [5 empty] | 2 |  |  | 0 | 4 | 4
1 | No |  | Gland Indoor 50 BWL 4*120mm2 |  |  | CAAC_046 | 620 | CMP | [5 empty] | 2 | 1997-01-01 | 28.3 | 28.3 | 0.8 | 0.8
1 | m |  | Cable Marker 8 digit c/w Carrier Strip |  |  | CAAC_091 | 620 | (__) | [5 empty] | 2 | 2004-06-10 | 1.5 | 1.5 | 0.08 | 0.08
4 | No |  | Cable Lug 120 mm2 |  |  | CAAC_015 | 620 | CTT | [5 empty] | 2 | 1994-12-01 | 0.7 | 2.8 | 0.13 | 0.52
1 | No |  | Erection Material |  | Fish Plates | EMAT_063 | 501 | (__) |  | 01-002 |  |  |  | 1 |  | 200 | 200 |  | 0
1 | No |  | Labour to connect Mech Equip (FIX 3) |  |  | LABO_009 | 900 | MISC | [5 empty] | 1 |  |  | 0 | 2 | 2
Switchboard side
1 | No |  | Labour only (FIX 2) |  | Re-Route and terminate cable | LABO_006 | 900 | MISC | [5 empty] | 2 |  |  | 0 | 8 | 8
1 | No |  | Gland Indoor 50 BWL 4*120mm2 |  |  | CAAC_046 | 620 | CMP | [5 empty] | 2 | 1997-01-01 | 28.3 | 28.3 | 0.8 | 0.8
1 | m |  | Cable Marker 8 digit c/w Carrier Strip |  |  | CAAC_091 | 620 | (__) | [5 empty] | 2 | 2004-06-10 | 1.5 | 1.5 | 0.08 | 0.08
4 | No |  | Cable Lug 120 mm2 |  |  | CAAC_015 | 620 | CTT | [5 empty] | 2 | 1994-12-01 | 0.7 | 2.8 | 0.13 | 0.52
[17 empty] | 0 |  | 0
d> | 0 |  |  |  |  | ICOST |  |  |  | mu_A | ITEM | [5 empty] | 265.2 |  | 16.8
|  |  |  | Sell Rate | Sell Total |  |  |  |  | IB | [17 empty] | U_M_Sell | T_M_Sell | U_L_Sell | T_L_Sell | Total_Sell | T_M_Cost | T_L_Phr | Mat/Lab=1
1 | LS |  | Item: 20.0f | 216.6 | 216.6 | ISELL |  |  |  | mu_A | ITEM | [7 empty] | mu :1.35 | [8 empty] | 0 | 0 | 216.6 | 216.6 | 216.6 | 0 | 6 | 6
Disconnect the two existing 2x(4corex120mmsq XLPE/SWA) multicore cables, connected to Chiller 3, from the existing Chiller 3 end only (not from SPBN2-1).
1 | LS |  | Disconnect |  | From Chiller | DISM_002 | 901 | MISC | [5 empty] | 1 | 2011-03-11 |  | 0 | 4 | 4
1 | LS |  | Dismantling |  | PFCs | DISM_002 | 901 | MISC | [5 empty] | 1 | 2011-03-11 |  | 0 | 2 | 2
[17 empty] | 0 |  | 0
d> | 0 |  |  |  |  | ICOST |  |  |  | mu_A | ITEM | [5 empty] | 0 |  | 6
|  |  |  | Sell Rate | Sell Total |  |  |  |  | IB | [17 empty] | U_M_Sell | T_M_Sell | U_L_Sell | T_L_Sell | Total_Sell | T_M_Cost | T_L_Phr | Mat/Lab=1
1 | LS |  | Item: 20.0g | 1405.39 | 1405.39 | ISELL |  |  |  | mu_A | ITEM | [7 empty] | mu :1.35 | [8 empty] | 365.73 | 365.73 | 1039.66 | 1039.66 | 1405.39 | 278.2 | 28.8 | 307
Relocate, modify and re-connect the above two existing multicore XLPE/SWA cables (item f. above) directly to the power input terminals of the new Chiller 3. Cost is to include all cable installation and termination accessories as necessary and cable termination box on top of the chiller if required.
1 | No |  | Labour only (FIX 2) |  | Re-Route and terminate cable | LABO_006 | 900 | MISC | [5 empty] | 2 |  |  | 0 | 18 | 18
2 | No |  | Gland Indoor 50 BWL 4*120mm2 |  |  | CAAC_046 | 620 | CMP | [5 empty] | 2 | 1997-01-01 | 28.3 | 56.6 | 0.8 | 1.6
2 | m |  | Cable Marker 8 digit c/w Carrier Strip |  |  | CAAC_091 | 620 | (__) | [5 empty] | 2 | 2004-06-10 | 1.5 | 3 | 0.08 | 0.16
8 | No |  | Cable Lug 120 mm2 |  |  | CAAC_015 | 620 | CTT | [5 empty] | 2 | 1994-12-01 | 0.7 | 5.6 | 0.13 | 1.04
1 | No |  | Erection Material |  | Fish Plates | EMAT_063 | 501 | (__) |  | 01-002 |  |  |  | 1 |  | 200 | 200 |  | 0
1 | No |  | Labour to connect Mech Equip (FIX 3) |  |  | LABO_009 | 900 | MISC | [5 empty] | 1 |  |  | 0 | 4 | 4
Cable termination box as per Siegfried
1 | No |  | CONSUMABLES | Galvanised steel sheet | Price from Christian Mercieca - Siegfried | CONS_001 | 875 | (__) |  | 01-001 |  |  |  | 1 |  | 10 | 10 | 4 | 4
10 | No |  | M8 Bolts |  |  | CONS_024 | 875 | (__) |  | 03-001 |  |  |  | 1 | 1994-12-01 | 0.3 | 3 |  | 0
[17 empty] | 0 |  | 0
d> | 0 |  |  |  |  | ICOST |  |  |  | mu_A | ITEM | [5 empty] | 278.2 |  | 28.8
|  |  |  | Sell Rate | [5 empty] | IB | [17 empty] | U_M_Sell |  | U_L_Sell |  |  | T_M_Cost | T_L_Phr | Mat/Lab=1
1 | Rate |  | Item: 20.0h | 2634.92 |  | ISELL |  |  |  | BRATE | ITEM | [7 empty] | mu :1.35 | [8 empty] | 1504.28 |  | 1130.64 |  |  | 1144.27 | 31.32 | 1175.59
If the cables in item g. are found to be short, the existing XLPE/SWA multicore cables are to be terminated within a ceiling or wall mounted cable junction box JB3. Two new (4core x 120mmsq FG16(0)M16) multicore cables are to be supplied and installed between JB3 and the power input terminals of the new Chiller 3. Maximum metre run of parallel cables should be around 3 metres. Cost is to include all cable termination accessories as necessary.
1 | No |  | Labour only (FIX 2) |  | Re-Route cable | LABO_006 | RTONLY | MISC |  |  | RTONLY |  |  | 2 |  |  | 0 | 8 | 8
2 | No |  | Gland Indoor 50 BWL 4*120mm2 |  |  | CAAC_046 | RTONLY | CMP |  |  | RTONLY |  |  | 2 | 1997-01-01 | 28.3 | 56.6 | 0.8 | 1.6
2 | m |  | Cable Marker 8 digit c/w Carrier Strip |  |  | CAAC_091 | RTONLY | (__) |  |  | RTONLY |  |  | 2 | 2004-06-10 | 1.5 | 3 | 0.08 | 0.16
8 | No |  | Cable Lug 120 mm2 |  |  | CAAC_015 | RTONLY | CTT |  |  | RTONLY |  |  | 2 | 1994-12-01 | 0.7 | 5.6 | 0.13 | 1.04
1 | No |  | Erection Material |  | Fish Plates | EMAT_063 | RTONLY | (__) |  | 01-002 | RTONLY |  |  | 1 |  | 200 | 200 |  | 0
1 | No |  | Labour to connect Mech Equip (FIX 3) |  |  | LABO_009 | RTONLY | MISC |  |  | RTONLY |  |  | 1 |  |  | 0 | 4 | 4
|  |  | Cable termination box as per Siegfried |  |  |  | RTONLY |  |  |  | RTONLY
1 | No |  | CONSUMABLES | Galvanised steel sheet | Price from Christian Mercieca | CONS_001 | RTONLY | (__) |  | 01-001 | RTONLY |  |  | 1 |  | 10 | 10 | 4 | 4
10 | No |  | M8 Bolts |  |  | CONS_024 | RTONLY | (__) |  | 03-001 | RTONLY |  |  | 1 | 1994-12-01 | 0.3 | 3 |  | 0
Junction Box
1 | No |  | Control Panel 1 |  |  | CPAN_259 | RTONLY | (__) |  |  | RTONLY |  |  | 2 | 2005-04-01 | 700 | 700 | 4 | 4
1 | No |  | Erection Material |  |  | EMAT_063 | RTONLY | (__) |  | 01-002 | RTONLY |  |  | 1 |  | 50 | 50 |  | 0
Cables
6 | m |  | Power Cable 5core x 120sqmm FG16(0)M16 cable |  |  | CAMC_030 | RTONLY | CRO | 120mm2 |  | RTONLY |  |  | 2 | 2011-08-12 |  | 0 | 0.22 | 1.32
1 | No |  | Labour only (FIX 2) |  | Additional labour for short pieces | LABO_006 | RTONLY | MISC |  |  | RTONLY |  |  | 2 |  |  | 0 | 2 | 2
15 | No |  | Cable Tie 225mm |  |  | CONS_009 | RTONLY | (__) |  | 01-003 | RTONLY |  |  | 1 | 1994-12-01 | 0.05 | 0.75 |  | 0
4 | No |  | Gland 50 A2 BRASS |  |  | CAAC_033 | RTONLY | CMP |  |  | RTONLY |  |  | 2 | 1997-01-01 | 24.53 | 98.12 | 0.7 | 2.8
4 | m |  | Cable Marker 8 digit c/w Carrier Strip |  |  | CAAC_091 | RTONLY | (__) |  |  | RTONLY |  |  | 2 | 2004-06-10 | 1.5 | 6 | 0.08 | 0.32
16 | No |  | Cable Lug 120 mm2 |  |  | CAAC_015 | RTONLY | CTT |  |  | RTONLY |  |  | 2 | 1994-12-01 | 0.7 | 11.2 | 0.13 | 2.08
1 | No |  | Labour to Connect Up (FIX 3) |  |  | LABO_003 | RTONLY | MISC |  |  | RTONLY |  |  | 3 | 1995-04-01 |  | 0 |  | 0
[17 empty] | 0 |  | 0
d> | 0 |  |  |  |  | ICOST |  |  |  |  | BRATE | [5 empty] | 1144.27 |  | 31.32
|  |  |  | Sell Rate | Sell Total |  |  |  |  | IB | [17 empty] | U_M_Sell | T_M_Sell | U_L_Sell | T_L_Sell | Total_Sell | T_M_Cost | T_L_Phr | Mat/Lab=1
1 | LS |  | Item: 20.0i | 955.11 | 955.11 | ISELL |  |  |  | mu_A | ITEM | [7 empty] | mu :1.35 | [8 empty] | 348.64 | 348.64 | 606.47 | 606.47 | 955.11 | 265.2 | 16.8 | 282
Relocate, modify and re-connect one of the existing multicore XLPE/SWA cables (item a. above), presently supplying existing Chiller 1, directly to the power input terminals of the new Chiller 3 and to the existing 800A MCCB within SPBN2-1. Cost is to include all cable installation and termination accessories as necessary.
Chiller side
1 | No |  | Labour only (FIX 2) |  | Re-Route and terminate cable | LABO_006 | 900 | MISC | [5 empty] | 2 |  |  | 0 | 4 | 4
1 | No |  | Gland Indoor 50 BWL 4*120mm2 |  |  | CAAC_046 | 620 | CMP | [5 empty] | 2 | 1997-01-01 | 28.3 | 28.3 | 0.8 | 0.8
1 | m |  | Cable Marker 8 digit c/w Carrier Strip |  |  | CAAC_091 | 620 | (__) | [5 empty] | 2 | 2004-06-10 | 1.5 | 1.5 | 0.08 | 0.08
4 | No |  | Cable Lug 120 mm2 |  |  | CAAC_015 | 620 | CTT | [5 empty] | 2 | 1994-12-01 | 0.7 | 2.8 | 0.13 | 0.52
1 | No |  | Erection Material |  | Fish Plates | EMAT_063 | 501 | (__) |  | 01-002 |  |  |  | 1 |  | 200 | 200 |  | 0
1 | No |  | Labour to connect Mech Equip (FIX 3) |  |  | LABO_009 | 900 | MISC | [5 empty] | 1 |  |  | 0 | 2 | 2
Switchboard side
1 | No |  | Labour only (FIX 2) |  | Re-Route and terminate cable | LABO_006 | 900 | MISC | [5 empty] | 2 |  |  | 0 | 8 | 8
1 | No |  | Gland Indoor 50 BWL 4*120mm2 |  |  | CAAC_046 | 620 | CMP | [5 empty] | 2 | 1997-01-01 | 28.3 | 28.3 | 0.8 | 0.8
1 | m |  | Cable Marker 8 digit c/w Carrier Strip |  |  | CAAC_091 | 620 | (__) | [5 empty] | 2 | 2004-06-10 | 1.5 | 1.5 | 0.08 | 0.08
4 | No |  | Cable Lug 120 mm2 |  |  | CAAC_015 | 620 | CTT | [5 empty] | 2 | 1994-12-01 | 0.7 | 2.8 | 0.13 | 0.52
[17 empty] | 0 |  | 0
d> | 0 |  |  |  |  | ICOST |  |  |  | mu_A | ITEM | [5 empty] | 265.2 |  | 16.8
|  |  |  | Sell Rate | Sell Total |  |  |  |  | IB | [17 empty] | U_M_Sell | T_M_Sell | U_L_Sell | T_L_Sell | Total_Sell | T_M_Cost | T_L_Phr | Mat/Lab=1
55 | mr |  | Item: 20.0j | 5.25 | 288.75 | ISELL |  |  |  | mu_A | ITEM | [7 empty] | mu :1.35 | [8 empty] | 0 | 0 | 5.25 | 288.75 | 288.75 | 0 | 8 | 440
Supply and install new 3x(4corex120mmsq FG16(0)M16) multicore power cables, between the existing 800A MCCB within SPBN2-1 and the new Chiller 1 at Level 1. Cost is to include all cable installation, termination accessories and the coring of the slab in the switchroom, between Level 2 and Level 1.
|  | h | [E25_0477_IH_Retro_Elec_Est_Rev_A_AW.xlsx]Elec_Rates!$D$179 |  |  | RATE_AAA
55 | 1 | 55 | 005# 4core x 120sqmm FG16(0)M16 cable |  | Local Rate | RTLO_001 | [9 empty] | 0 | 0 | 0 | 0
|  | h | [E25_0477_IH_Retro_Elec_Est_Rev_A_AW.xlsx]Elec_Rates!$D$179 |  |  | RATE_AAA
55 | 1 | 55 | 005# 4core x 120sqmm FG16(0)M16 cable |  | Local Rate | RTLO_001 | [9 empty] | 0 | 0 | 0 | 0
|  | h | [E25_0477_IH_Retro_Elec_Est_Rev_A_AW.xlsx]Elec_Rates!$D$179 |  |  | RATE_AAA
55 | 1 | 55 | 005# 4core x 120sqmm FG16(0)M16 cable |  | Local Rate | RTLO_001 | [9 empty] | 0 | 0 | 0 | 0
1 | No |  | Labour only (FIX 1) |  | Coring of slab | LABO_005 | 900 | MISC | [5 empty] | 1 |  |  | 0 | 8 | 8
[17 empty] | 0 |  | 0
d> | 0 |  |  |  |  | ICOST |  |  |  | mu_A | ITEM | [5 empty] | 0 |  | 8
SB
| -0.04053 |  | PAGE: |  | 3820.96 | [5 empty] | PAGE | [5 empty] | 808.6 |  | 76.4
| Discy: |  |  |  | PAGE SELL | [11 empty] | PAGE MAT |  | PAGE LAB
|  |  |  | Sell Rate | Sell Total |  |  |  |  | IB | [17 empty] | U_M_Sell | T_M_Sell | U_L_Sell | T_L_Sell | Total_Sell | T_M_Cost | T_L_Phr | Mat/Lab=1
1 | LS |  | Item: 20.0k | 1028.83 | 1028.83 | ISELL |  |  |  | mu_A | ITEM | [7 empty] | mu :1.35 | [8 empty] | 0 | 0 | 1028.83 | 1028.83 | 1028.83 | 0 | 28.5 | 28.5
Disconnect the existing 1x(4corex185mmsq XLPE/SWA) multicore XLPE/SWA multicore cable connected to Chiller 4, from both ends, remove and place in client’s store.
1 | LS |  | Disconnecting |  | Chiller | DISM_002 | 901 | MISC | [5 empty] | 1 | 2011-03-11 |  | 0 | 4 | 4
1 | LS |  | Disconnecting |  | Switchboard | DISM_002 | 901 | MISC | [5 empty] | 1 | 2011-03-11 |  | 0 | 8 | 8
25 | m |  | Power Cable 4c 185 mm2 XLPE SWA-PVC |  | Dismantling | CAMC_032 | 616 | CRO | 185mm2 |  |  |  |  | 2 | 2011-08-12 |  | 0 | 0.26 | 6.5
1 | No |  | Labour only (FIX 1) |  | Placing in client's store | LABO_005 | 900 | MISC | [5 empty] | 1 |  |  | 0 | 8 | 8
1 | LS |  | Dismantling |  | PFCs | DISM_002 | 901 | MISC | [5 empty] | 1 | 2011-03-11 |  | 0 | 2 | 2
[17 empty] | 0 |  | 0
d> | 0 |  |  |  |  | ICOST |  |  |  | mu_A | ITEM | [5 empty] | 0 |  | 28.5
|  |  |  | Sell Rate | Sell Total |  |  |  |  | IB | [17 empty] | U_M_Sell | T_M_Sell | U_L_Sell | T_L_Sell | Total_Sell | T_M_Cost | T_L_Phr | Mat/Lab=1
32 | mr |  | Item: 20.0l | 1.13 | 36.16 | ISELL |  |  |  | mu_A | ITEM | [7 empty] | mu :1.35 | [8 empty] | 0 | 0 | 1.13 | 36.16 | 36.16 | 0 | 1 | 32
Supply and install new 2x(4corex95mmsq FG16(0)M16) multicore power cables between the existing 400A TP MCCB within SPBE2-3 and the power input terminals of the new Chiller 4. Cost is to include all cable installation and termination accessories as necessary.
|  | h | [E25_0477_IH_Retro_Elec_Est_Rev_A_AW.xlsx]Elec_Rates!$D$189 |  |  | RATE_AAA
32 | 1 | 32 | 006# 4core x 95sqmm FG16(0)M16 cable |  | Local Rate | RTLO_002 | [9 empty] | 0 | 0 | 0 | 0
|  | h | [E25_0477_IH_Retro_Elec_Est_Rev_A_AW.xlsx]Elec_Rates!$D$189 |  |  | RATE_AAA
32 | 1 | 32 | 006# 4core x 95sqmm FG16(0)M16 cable |  | Local Rate | RTLO_002 | [9 empty] | 0 | 0 | 0 | 0
1 | No |  | Labour to Connect Up (FIX 3) | In switchboard |  | LABO_003 | 900 | MISC | [5 empty] | 3 | 1995-04-01 |  | 0 | 1 | 1
[17 empty] | 0 |  | 0
d> | 0 |  |  |  |  | ICOST |  |  |  | mu_A | ITEM | [5 empty] | 0 |  | 1
TB
t
ELECTRICAL INSTALLATION IN PLANTROOM AT LEVEL 1
TB
t
LIGHTING INSTALLATION
TB
|  | t | Item: 21.0
Supply and install the following lighting points as specified. (Metalclad Installation)
|  |  |  | Sell Rate | Sell Total |  |  |  |  | IB | [17 empty] | U_M_Sell | T_M_Sell | U_L_Sell | T_L_Sell | Total_Sell | T_M_Cost | T_L_Phr | Mat/Lab=1
1 | No. |  | Item: 21.0a | 6.13 | 6.13 | ISELL |  |  |  | mu_A | ITEM | [7 empty] | mu :1.35 | [8 empty] | 0 | 0 | 6.13 | 6.13 | 6.13 | 0 | 0.17 | 0.17
|  |  | Four lighting points controlled by one waterproof switch | [6 empty] | n
|  | h | [E25_0477_IH_Retro_Elec_Est_Rev_A_AW.xlsx]Elec_Rates!$D$106 |  |  | RATE_AAA
1 | 2.5 | 2.5 | 001# Lighting installation galvanised | 4 Pt x 1 Switch |  | RTLT_007 | [9 empty] | 0 | 0 | 0 | 0
1 | No |  | IP56 1gang 2way switch |  |  | WACC_019 | 705 | (__) | [5 empty] | 3 |  |  | 0 | 0.17 | 0.17
[17 empty] | 0 |  | 0
d> | 0 |  |  |  |  | ICOST |  |  |  | mu_A | ITEM | [5 empty] | 0 |  | 0.17
|  |  |  | Sell Rate | Sell Total |  |  |  |  | IB | [17 empty] | U_M_Sell | T_M_Sell | U_L_Sell | T_L_Sell | Total_Sell | T_M_Cost | T_L_Phr | Mat/Lab=1
2 | No. |  | Item: 21.0b | 0 | 0 | ISELL |  |  |  | mu_A | ITEM | [7 empty] | 0.00 | [8 empty] | 0 | 0 | 0 | 0 | 0 | 0 | 0 | 0
|  |  | Non-maintained emergency lighting points (Fittings Type E4). | [6 empty] | n
|  | h | [E25_0477_IH_Retro_Elec_Est_Rev_A_AW.xlsx]Elec_Rates!$D$125 |  |  | RATE_AAA
2 | 1 | 2 | 001# Emergency lighting installation galvanised | Emergency light points |  | RTLT_002 | [9 empty] | 0 | 0 | 0 | 0
[17 empty] | 0 |  | 0
d> | 0 |  |  |  |  | ICOST |  |  |  | mu_A | ITEM | [5 empty] | 0 |  | 0
TB
|  | t | Item: 22.0
Supply only the following light fittings and accessories.
|  |  |  | Sell Rate | Sell Total |  |  |  |  | IB | [17 empty] | U_M_Sell | T_M_Sell | U_L_Sell | T_L_Sell | Total_Sell | T_M_Cost | T_L_Phr | Mat/Lab=1
4 | No. |  | Item: 22.0a | 0 | 0 | ISELL |  |  |  | mu_A | ITEM | [7 empty] | 0.00 | [8 empty] | 0 | 0 | 0 | 0 | 0 | 0 | 0 | 0
|  |  | Type A | [6 empty] | n
4 | No |  | Light Fitting Custom__1 | Supply Only | Type A | LIGH_031 | 835 | (__) | [5 empty] | 3 |  |  | 0 |  | 0
[17 empty] | 0 |  | 0
d> | 0 |  |  |  |  | ICOST |  |  |  | mu_A | ITEM | [5 empty] | 0 |  | 0
|  |  |  | Sell Rate | Sell Total |  |  |  |  | IB | [17 empty] | U_M_Sell | T_M_Sell | U_L_Sell | T_L_Sell | Total_Sell | T_M_Cost | T_L_Phr | Mat/Lab=1
2 | No. |  | Item: 22.0b | 0 | 0 | ISELL |  |  |  | mu_A | ITEM | [7 empty] | 0.00 | [8 empty] | 0 | 0 | 0 | 0 | 0 | 0 | 0 | 0
|  |  | Type E4 | [6 empty] | n
2 | No |  | Light Fitting Custom__2 | Supply Only | Type E4 | LIGH_002 | 835 | (__) | [5 empty] | 3 |  |  | 0 |  | 0
[17 empty] | 0 |  | 0
d> | 0 |  |  |  |  | ICOST |  |  |  | mu_A | ITEM | [5 empty] | 0 |  | 0
TB
|  | t | Item: 23.0
Install and connect only the following light fittings and accessories.
|  |  |  | Sell Rate | Sell Total |  |  |  |  | IB | [17 empty] | U_M_Sell | T_M_Sell | U_L_Sell | T_L_Sell | Total_Sell | T_M_Cost | T_L_Phr | Mat/Lab=1
2 | No. |  | Item: 23.0a | 0 | 0 | ISELL |  |  |  | mu_A | ITEM | [7 empty] | 0.00 | [8 empty] | 0 | 0 | 0 | 0 | 0 | 0 | 0 | 0
|  |  | Type A | [6 empty] | n
|  | h | [E25_0477_IH_Retro_Elec_Est_Rev_A_AW.xlsx]Elec_Rates!$D$250 |  |  | RATE_AAA
2 | 1 | 2 | 012# Light fitting Type A - Installation Only |  | Local Rate | RTLO_001 | [9 empty] | 0 | 0 | 0 | 0
[17 empty] | 0 |  | 0
d> | 0 |  |  |  |  | ICOST |  |  |  | mu_A | ITEM | [5 empty] | 0 |  | 0
|  |  |  | Sell Rate | Sell Total |  |  |  |  | IB | [17 empty] | U_M_Sell | T_M_Sell | U_L_Sell | T_L_Sell | Total_Sell | T_M_Cost | T_L_Phr | Mat/Lab=1
2 | No. |  | Item: 23.0b | 0 | 0 | ISELL |  |  |  | mu_A | ITEM | [7 empty] | 0.00 | [8 empty] | 0 | 0 | 0 | 0 | 0 | 0 | 0 | 0
|  |  | Type E4 | [6 empty] | n
|  | h | [E25_0477_IH_Retro_Elec_Est_Rev_A_AW.xlsx]Elec_Rates!$D$258 |  |  | RATE_AAA
2 | 1 | 2 | 013# Light fitting Type E4 - Installation Only |  | Local Rate | RTLO_002 | [9 empty] | 0 | 0 | 0 | 0
[17 empty] | 0 |  | 0
d> | 0 |  |  |  |  | ICOST |  |  |  | mu_A | ITEM | [5 empty] | 0 |  | 0
TB
t
POWER INSTALLATION
TB
|  | t | Item: 24.0
Supply, install and connect the following power points. (Metalclad Installation)
|  |  |  | Sell Rate | Sell Total |  |  |  |  | IB | [17 empty] | U_M_Sell | T_M_Sell | U_L_Sell | T_L_Sell | Total_Sell | T_M_Cost | T_L_Phr | Mat/Lab=1
6 | No. |  | Item: 24.0a | 12.64 | 75.84 | ISELL |  |  |  | mu_A | ITEM | [7 empty] | mu :1.35 | [8 empty] | 4.69 | 28.14 | 7.95 | 47.7 | 75.84 | 21.42 | 1.32 | 136.44
|  |  | Double socket outlets (waterproof) | [6 empty] | n
|  | h | [E25_0477_IH_Retro_Elec_Est_Rev_A_AW.xlsx]Elec_Rates!$D$140 |  |  | RATE_AAA
6 | 1 | 6 | 002# Power points galvanised installation |  | Local Rate | RTLO_001 | [9 empty] | 0 | 0 | 0 | 0
6 | No |  | IP56 13A Socket Twin Switched |  |  | WACC_018 | 705 | (__) | [5 empty] | 3 |  |  | 0 | 0.17 | 1.02
6 | No |  | Label Small |  |  | CONS_021 | 875 | (__) |  | 05-002 |  |  |  | 3 | 1995-05-01 | 3.49 | 20.94 | 0.05 | 0.3
12 | No |  | Screw Wood S6 |  |  | CONS_035 | 875 | (__) |  | 02-008 |  |  |  | 1 | 1994-12-01 | 0.02 | 0.24 |  | 0
12 | No |  | Rawl Plug S6 |  |  | CONS_030 | 875 | (__) |  | 02-009 |  |  |  | 1 | 1994-12-01 | 0.02 | 0.24 |  | 0
[17 empty] | 0 |  | 0
d> | 0 |  |  |  |  | ICOST |  |  |  | mu_A | ITEM | [5 empty] | 21.42 |  | 1.32
|  |  |  | Sell Rate | Sell Total |  |  |  |  | IB | [17 empty] | U_M_Sell | T_M_Sell | U_L_Sell | T_L_Sell | Total_Sell | T_M_Cost | T_L_Phr | Mat/Lab=1
2 | No. |  | Item: 24.0b | 0 | 0 | ISELL |  |  |  | mu_A | ITEM | [7 empty] | 0.00 | [8 empty] | 0 | 0 | 0 | 0 | 0 | 0 | 0 | 0
|  |  | 16A TPN+E Rotary isolated industrial socket outlets | [6 empty] | n
|  | h | [E25_0477_IH_Retro_Elec_Est_Rev_A_AW.xlsx]Elec_Rates!$D$151 |  |  | RATE_AAA
2 | 1 | 2 | 003# 16amp 5Pin Socket outlet |  | Local Rate | RTLO_002 | [9 empty] | 0 | 0 | 0 | 0
[17 empty] | 0 |  | 0
d> | 0 |  |  |  |  | ICOST |  |  |  | mu_A | ITEM | [5 empty] | 0 |  | 0
SB
| 0.080957 |  | PAGE: |  | 1146.96 | [5 empty] | PAGE | [5 empty] | 21.42 |  | 30.99
| Discy: |  |  |  | PAGE SELL | [11 empty] | PAGE MAT |  | PAGE LAB
TB
t
SWITCHGEAR AND OTHER ACCESSORIES
TB
|  | t | Item: 25.0
Supply only the following switchgear and other accessories.
|  |  |  | Sell Rate | Sell Total |  |  |  |  | IB | [17 empty] | U_M_Sell | T_M_Sell | U_L_Sell | T_L_Sell | Total_Sell | T_M_Cost | T_L_Phr | Mat/Lab=1
1 | No. |  | Item: 25.0a | 98.49 | 98.49 | ISELL |  |  |  | mu_A | ITEM | [7 empty] | mu :1.35 | [8 empty] | 26.29 | 26.29 | 72.2 | 72.2 | 98.49 | 20 | 2 | 22
|  |  | Distribution Board DB-L1PR | [6 empty] | n
1 | No |  | Distribution Board 12 WAY, 100A | Supply Only | DB-L1PR | SWLV_017 | 510 | (__) |  | 02-012 |  |  |  | 2 |  |  | 0 |  | 0
1 | No |  | Distribution Board 12 WAY, 100A | Assembly |  | SWLV_017 | 510 | (__) |  | 02-012 |  |  |  | 2 |  | 20 | 20 | 2 | 2
[17 empty] | 0 |  | 0
d> | 0 |  |  |  |  | ICOST |  |  |  | mu_A | ITEM | [5 empty] | 20 |  | 2
TB
|  | t | Item: 26.0
Install only the following switchgear and other accessories.
|  |  |  | Sell Rate | Sell Total |  |  |  |  | IB | [17 empty] | U_M_Sell | T_M_Sell | U_L_Sell | T_L_Sell | Total_Sell | T_M_Cost | T_L_Phr | Mat/Lab=1
1 | No. |  | Item: 26.0a | 307.25 | 307.25 | ISELL |  |  |  | mu_A | ITEM | [7 empty] | mu :1.35 | [8 empty] | 13.76 | 13.76 | 293.49 | 293.49 | 307.25 | 10.47 | 8.13 | 18.6
|  |  | Distribution Board DB-L1PR | [6 empty] | n
1 | No |  | Distribution Board 12 WAY, 100A | Install Only | DB-L1PR | SWLV_017 | 510 | (__) |  | 02-012 |  |  |  | 2 |  |  | 0 | 8 | 8
1 | No |  | Distribution Board Schedule |  |  | DOCS_011 | 880 | (__) | [5 empty] | 3 | 1997-01-13 | 4.66 | 4.66 | 0.08 | 0.08
4 | No |  | Rawl Bolt 10mm |  |  | CONS_025 | 875 | (__) |  | 03-002 |  |  |  | 1 | 1994-12-01 | 0.58 | 2.32 |  | 0
1 | No |  | Label Small |  |  | CONS_021 | 875 | (__) |  | 05-002 |  |  |  | 3 | 1995-05-01 | 3.49 | 3.49 | 0.05 | 0.05
[17 empty] | 0 |  | 0
d> | 0 |  |  |  |  | ICOST |  |  |  | mu_A | ITEM | [5 empty] | 10.47 |  | 8.13
|  |  |  | Sell Rate | Sell Total |  |  |  |  | IB | [17 empty] | U_M_Sell | T_M_Sell | U_L_Sell | T_L_Sell | Total_Sell | T_M_Cost | T_L_Phr | Mat/Lab=1
1 | LS |  | Item: 27 | 354.53 | 354.53 | ISELL |  |  |  | mu_A | ITEM | [7 empty] | mu :1.35 | [8 empty] | 65.73 | 65.73 | 288.8 | 288.8 | 354.53 | 50 | 8 | 58
Install and connect the existing Control Panel (CP) for Pump 101 (Condenser Pump for Chiller 1) above, in its new location at the Level 1 plantroom, as per drawing.
1 | No |  | Control Panel 1 |  |  | CPAN_259 | 570 | (__) | [5 empty] | 2 | 2005-04-01 |  | 0 | 8 | 8
1 | No |  | Erection Material |  |  | EMAT_063 | 501 | (__) |  | 01-002 |  |  |  | 1 |  | 50 | 50 |  | 0
[17 empty] | 0 |  | 0
d> | 0 |  |  |  |  | ICOST |  |  |  | mu_A | ITEM | [5 empty] | 50 |  | 8
TB
t
CABLE MANAGEMENT
TB
|  | t | Item: 28.0
Supply and install the following galvanized steel cable tray. Cost is to include all the support bracketing to wall or ceiling as necessary., Cost is to include all the support bracketing to wall and ceiling as necessary.
|  |  |  | Sell Rate | Sell Total |  |  |  |  | IB | [17 empty] | U_M_Sell | T_M_Sell | U_L_Sell | T_L_Sell | Total_Sell | T_M_Cost | T_L_Phr | Mat/Lab=1
15 | m |  | Item: 28.0a | 0 | 0 | ISELL |  |  |  | mu_A | ITEM | [7 empty] | 0.00 | [8 empty] | 0 | 0 | 0 | 0 | 0 | 0 | 0 | 0
|  |  | 50mm (Vertical drops onto machinery) | [6 empty] | n
|  | h | [E25_0477_IH_Retro_Elec_Est_Rev_A_AW.xlsx]Elec_Rates!$D$266 |  |  | RATE_AAA
15 | 1 | 15 | 014# 50mm galvanised steel cable tray |  | Local Rate | RTLO_002 | [9 empty] | 0 | 0 | 0 | 0
|  | h | [E25_0477_IH_Retro_Elec_Est_Rev_A_AW.xlsx]Elec_Rates!$D$310 |  |  | RATE_AAA
5 | 1 | 5 | 025# Bracket for 50mm cable tray |  | Local Rate | RTLO_001 | [9 empty] | 0 | 0 | 0 | 0
[17 empty] | 0 |  | 0
d> | 0 |  |  |  |  | ICOST |  |  |  | mu_A | ITEM | [5 empty] | 0 |  | 0
|  |  |  | Sell Rate | Sell Total |  |  |  |  | IB | [17 empty] | U_M_Sell | T_M_Sell | U_L_Sell | T_L_Sell | Total_Sell | T_M_Cost | T_L_Phr | Mat/Lab=1
35 | m |  | Item: 28.0b | 13.92 | 487.2 | ISELL |  |  |  | mu_A | ITEM | [7 empty] | mu :1.35 | [8 empty] | 4.89 | 171.15 | 9.03 | 316.05 | 487.2 | 130.2 | 8.75 | 4863.25
|  |  | 200mm | [6 empty] | n
|  | h | [E25_0477_IH_Retro_Elec_Est_Rev_A_AW.xlsx]Elec_Rates!$D$277 |  |  | RATE_AAA
35 | 1 | 35 | 015# 200mm galvanised steel cable tray |  | Local Rate | RTLO_001 | [9 empty] | 0 | 0 | 0 | 0
|  | h | [E25_0477_IH_Retro_Elec_Est_Rev_A_AW.xlsx]Elec_Rates!$D$321 |  |  | RATE_AAA
35 | 1 | 35 | 026# Bracket for 200-300mm cable tray |  | Local Rate | RTLO_001 | [9 empty] | 3.72 | 130.2 | 0.25 | 8.75
[17 empty] | 0 |  | 0
d> | 0 |  |  |  |  | ICOST |  |  |  | mu_A | ITEM | [5 empty] | 130.2 |  | 8.75
|  |  |  | Sell Rate | Sell Total |  |  |  |  | IB | [17 empty] | U_M_Sell | T_M_Sell | U_L_Sell | T_L_Sell | Total_Sell | T_M_Cost | T_L_Phr | Mat/Lab=1
45 | m |  | Item: 28.0c | 37.41 | 1683.45 | ISELL |  |  |  | mu_A | ITEM | [7 empty] | mu :1.35 | [8 empty] | 15.75 | 708.75 | 21.66 | 974.7 | 1683.45 | 539.1 | 27 | 25474.5
|  |  | 250mm | [6 empty] | n
|  | h | [E25_0477_IH_Retro_Elec_Est_Rev_A_AW.xlsx]Elec_Rates!$D$288 |  |  | RATE_AAA
45 | 1 | 45 | 016# 250mm galvanised steel cable tray |  | Local Rate | RTLO_002 | [9 empty] | 8.26 | 371.7 | 0.35 | 15.75
|  | h | [E25_0477_IH_Retro_Elec_Est_Rev_A_AW.xlsx]Elec_Rates!$D$321 |  |  | RATE_AAA
45 | 1 | 45 | 026# Bracket for 200-300mm cable tray |  | Local Rate | RTLO_001 | [9 empty] | 3.72 | 167.4 | 0.25 | 11.25
[17 empty] | 0 |  | 0
d> | 0 |  |  |  |  | ICOST |  |  |  | mu_A | ITEM | [5 empty] | 539.1 |  | 27
TB
t
POWER CABLING
TB
|  | t | Item: 29.0
Supply and install the following power cables. Cost is to include all cable installation and termination accessories where necessary.
|  |  |  | Sell Rate | Sell Total |  |  |  |  | IB | [17 empty] | U_M_Sell | T_M_Sell | U_L_Sell | T_L_Sell | Total_Sell | T_M_Cost | T_L_Phr | Mat/Lab=1
52 | mr |  | Item: 29.0a | 0 | 0 | ISELL |  |  |  | mu_A | ITEM | [7 empty] | 0.00 | [8 empty] | 0 | 0 | 0 | 0 | 0 | 0 | 0 | 0
Distribution Board DB-L2PR to Distribution Board DB-L1PR, 1 x (5core x 10.0 mm2 XLPE/SWA/LSZH/Cu)
|  | h | [E25_0477_IH_Retro_Elec_Est_Rev_A_AW.xlsx]Elec_Rates!$D$230 |  |  | RATE_AAA
52 | 1 | 52 | 010# 5core x 10sqmm XLPE/LSZH/SWA/LSZH cable |  | Local Rate | RTLO_001 | [9 empty] | 0 | 0 | 0 | 0
[17 empty] | 0 |  | 0
d> | 0 |  |  |  |  | ICOST |  |  |  | mu_A | ITEM | [5 empty] | 0 |  | 0
|  |  |  | Sell Rate | Sell Total |  |  |  |  | IB | [17 empty] | U_M_Sell | T_M_Sell | U_L_Sell | T_L_Sell | Total_Sell | T_M_Cost | T_L_Phr | Mat/Lab=1
5 | mr |  | Item: 29.0b | 0 | 0 | ISELL |  |  |  | mu_A | ITEM | [7 empty] | 0.00 | [8 empty] | 0 | 0 | 0 | 0 | 0 | 0 | 0 | 0
Waterproof (IP65) rated metal connection / junction box at Level 2 plantroom to the existing Control Panel (CP) for Pump 101 (Condenser Pump for Chiller 1) above in its new location as per drawing., 1 x (4core x 4.0 mm2 XLPE/SWA/LSZH/Cu
|  | h | [E25_0477_IH_Retro_Elec_Est_Rev_A_AW.xlsx]Elec_Rates!$D$240 |  |  | RATE_AAA
5 | 1 | 5 | 011# 4core x 4.0 mm2 XLPE/SWA/LSZH/Cu |  | Local Rate | RTLO_002 | [9 empty] | 0 | 0 | 0 | 0
[17 empty] | 0 |  | 0
d> | 0 |  |  |  |  | ICOST |  |  |  | mu_A | ITEM | [5 empty] | 0 |  | 0
|  |  |  | Sell Rate | Sell Total |  |  |  |  | IB | [17 empty] | U_M_Sell | T_M_Sell | U_L_Sell | T_L_Sell | Total_Sell | T_M_Cost | T_L_Phr | Mat/Lab=1
5 | mr |  | Item: 29.0c | 0 | 0 | ISELL |  |  |  | mu_A | ITEM | [7 empty] | 0.00 | [8 empty] | 0 | 0 | 0 | 0 | 0 | 0 | 0 | 0
Control Panel (CP) to Pump 101 (Condenser Pump for Chiller 1), 1 x (4core x 4.0 mm2 XLPE/SWA/LSZH/Cu
|  | h | [E25_0477_IH_Retro_Elec_Est_Rev_A_AW.xlsx]Elec_Rates!$D$240 |  |  | RATE_AAA
5 | 1 | 5 | 011# 4core x 4.0 mm2 XLPE/SWA/LSZH/Cu |  | Local Rate | RTLO_002 | [9 empty] | 0 | 0 | 0 | 0
[17 empty] | 0 |  | 0
d> | 0 |  |  |  |  | ICOST |  |  |  | mu_A | ITEM | [5 empty] | 0 |  | 0
SB
| 0.22516 |  | PAGE: |  | 2930.92 | [5 empty] | PAGE | [5 empty] | 749.77 |  | 53.88
| Discy: |  |  |  | PAGE SELL | [11 empty] | PAGE MAT |  | PAGE LAB
|  |  |  | Sell Rate | Sell Total |  |  |  |  | IB | [17 empty] | U_M_Sell | T_M_Sell | U_L_Sell | T_L_Sell | Total_Sell | T_M_Cost | T_L_Phr | Mat/Lab=1
1 | LS |  | Item: 30 | 0 | 0 | ISELL |  |  |  | mu_A | ITEM |  |  |  |  | Included |  |  | 0.00 | [8 empty] | 0 | 0 | 0 | 0 | 0 | 0 | 0 | 0
Supply and install external name and internal circuit reference identification labels on all switchgear, including all panelboards, distribution boards etc.
[17 empty] | 0 |  | 0
d> | 0 |  |  |  |  | ICOST |  |  |  | mu_A | ITEM | [5 empty] | 0 |  | 0
|  |  |  | Sell Rate | Sell Total |  |  |  |  | IB | [17 empty] | U_M_Sell | T_M_Sell | U_L_Sell | T_L_Sell | Total_Sell | T_M_Cost | T_L_Phr | Mat/Lab=1
1 | LS |  | Item: 31 | 0 | 0 | ISELL |  |  |  | mu_A | ITEM |  |  |  |  | Included |  |  | 0.00 | [8 empty] | 0 | 0 | 0 | 0 | 0 | 0 | 0 | 0
Supply and install circuit labels on all wiring accessories, including on all switches, socket outlets and isolators.
[17 empty] | 0 |  | 0
d> | 0 |  |  |  |  | ICOST |  |  |  | mu_A | ITEM | [5 empty] | 0 |  | 0
|  |  |  | Sell Rate | Sell Total |  |  |  |  | IB | [17 empty] | U_M_Sell | T_M_Sell | U_L_Sell | T_L_Sell | Total_Sell | T_M_Cost | T_L_Phr | Mat/Lab=1
1 | LS |  | Item: 32 | 0 | 0 | ISELL |  |  |  | mu_A | ITEM |  |  |  |  | Included |  |  | 0.00 | [8 empty] | 0 | 0 | 0 | 0 | 0 | 0 | 0 | 0
Supply and install proper circuit identification labels on all multicore cables, in rigid plastic material (UV protected when in external use).
[17 empty] | 0 |  | 0
d> | 0 |  |  |  |  | ICOST |  |  |  | mu_A | ITEM | [5 empty] | 0 |  | 0
|  |  |  | Sell Rate | Sell Total |  |  |  |  | IB | [17 empty] | U_M_Sell | T_M_Sell | U_L_Sell | T_L_Sell | Total_Sell | T_M_Cost | T_L_Phr | Mat/Lab=1
1 | LS |  | Item: 33 | 0 | 0 | ISELL |  |  |  | mu_A | ITEM |  |  |  |  | Included |  |  | 0.00 | [8 empty] | 0 | 0 | 0 | 0 | 0 | 0 | 0 | 0
|  |  | Supply and install connecting schedule on all distribution, boards, consumer units and lighting control panels. | [6 empty] | n
[17 empty] | 0 |  | 0
d> | 0 |  |  |  |  | ICOST |  |  |  | mu_A | ITEM | [5 empty] | 0 |  | 0
|  |  |  | Sell Rate | Sell Total |  |  |  |  | IB | [17 empty] | U_M_Sell | T_M_Sell | U_L_Sell | T_L_Sell | Total_Sell | T_M_Cost | T_L_Phr | Mat/Lab=1
1 | LS |  | Item: 34 | 619.02 | 619.02 | ISELL |  |  |  | mu_A | ITEM | [7 empty] | mu :1.35 | [8 empty] | 232.75 | 232.75 | 386.27 | 386.27 | 619.02 | 177.05 | 10.7 | 187.75
Bonding of all the metallic structures to the Equipotential Earth Bar EB1, using suitably rated minimum 10mmsq LSZH insulated cables or copper tape, as necessary.
Bonding of switchboard, MCC, Distribution Board, cable tray and cable ladder
35 | m |  | Conduit Galv. 20mm RATE |  |  | COGV_011 | 690 | BAR | 20mm |  |  |  |  | 1 | 1994-12-01 | 3.66 | 128.1 | 0.2 | 7
35 | m |  | Wiring Cable 1c 10 mm2 PVC Non-Arm |  |  | CASC_021 | 615 | CRO |  | 02-006 |  |  |  | 2 | 2006-09-28 | 0.93 | 32.55 | 0.03 | 1.05
10 | No |  | Cable Lug 10 mm2 |  |  | CAAC_008 | 620 | CTT | [5 empty] | 2 | 1994-12-01 | 0.14 | 1.4 | 0.06 | 0.6
10 | m |  | Cable Marker 8 digit c/w Carrier Strip |  |  | CAAC_091 | 620 | (__) | [5 empty] | 2 | 2004-06-10 | 1.5 | 15 | 0.08 | 0.8
5 | No |  | Labour to Connect Up (FIX 3) |  |  | LABO_003 | 900 | MISC | [5 empty] | 3 | 1995-04-01 |  | 0 | 0.25 | 1.25
[17 empty] | 0 |  | 0
d> | 0 |  |  |  |  | ICOST |  |  |  | mu_A | ITEM | [5 empty] | 177.05 |  | 10.7
SB
| 0.0025457 |  | PAGE: |  | 619.02 | [5 empty] | PAGE | [5 empty] | 177.05 |  | 10.7
| Discy: |  |  |  | PAGE SELL | [11 empty] | PAGE MAT |  | PAGE LAB
SB
| 166.9271 |  | ELECTRICAL |  | 35230.81 | [5 empty] | SECT | [5 empty] | 14014.75 |  | 461.065
| Discy: |  |  |  | SECT SELL | [11 empty] | SECT MAT |  | SECT LAB
TB
|  | t | Item:
Maintenance
|  |  |  | Sell Rate | Sell Total |  |  |  |  | IB | [17 empty] | U_M_Sell | T_M_Sell | U_L_Sell | T_L_Sell | Total_Sell | T_M_Cost | T_L_Phr | Mat/Lab=1
3 | Years |  | Item: 1 | 0 | 0 | ISELL |  |  |  | mu_A | ITEM | [7 empty] | 0.00 | [8 empty] | 0 | 0 | 0 | 0 | 0 | 0 | 0 | 0
Allow for 3 years preventative maintenance for all contract scope including remote monitoring by factory engineers using cloud based software
[17 empty] | 0 |  | 0
[17 empty] | 0 |  | 0
[17 empty] | 0 |  | 0
[17 empty] | 0 |  | 0
[17 empty] | 0 |  | 0
[17 empty] | 0 |  | 0
d> | 0 |  |  |  |  | ICOST |  |  |  | mu_A | ITEM | [5 empty] | 0 |  | 0
|  |  |  | Sell Rate | [5 empty] | IB | [17 empty] | U_M_Sell |  | U_L_Sell |  |  | T_M_Cost | T_L_Phr | Mat/Lab=1
1 | Rate only |  | Item: 2 | 36.47 |  | ISELL |  |  |  | BRATE | ITEM | [7 empty] | mu :1.35 | [8 empty] | 8.68 |  | 27.79 |  |  | 6.6 | 0.77 | 7.37
Rate for additional 1 years preventative maintenance for all contract scope including remote monitoring by factory engineers using cloud based software
22 | m |  | General material Item | UNHIDE COLUMNS TO SEE HOW ! |  | GEMA_022 | RTONLY | CRO |  |  | RTONLY |  |  | 2 | 2005-03-23 | 0.3 | 6.6 | 0.035 | 0.77
[17 empty] | 0 |  | 0
[17 empty] | 0 |  | 0
[17 empty] | 0 |  | 0
[17 empty] | 0 |  | 0
d> | 0 |  |  |  |  | ICOST |  |  |  |  | BRATE | [5 empty] | 6.6 |  | 0.77
SB
| 0 |  | PAGE: |  | 0 | [5 empty] | PAGE | [5 empty] | 0 |  | 0
| Discy: |  |  |  | PAGE SELL | [11 empty] | PAGE MAT |  | PAGE LAB
SB
| 166.9271 |  | Electrical |  | 35230.81 | [5 empty] | SECT | [5 empty] | 14014.75 |  | 461.065
| Discy: |  |  |  | SECT SELL | [11 empty] | SECT MAT |  | SECT LAB
TB
|  | t | Item:
Fire Barriers
|  |  |  | Sell Rate | Sell Total |  |  |  |  | IB | [17 empty] | U_M_Sell | T_M_Sell | U_L_Sell | T_L_Sell | Total_Sell | T_M_Cost | T_L_Phr | Mat/Lab=1
1 | LS |  | Item: 1 | 0 | 0 | ISELL |  |  |  | mu_A | ITEM | [7 empty] | 0.00 | [8 empty] | 0 | 0 | 0 | 0 | 0 | 0 | 0 | 0
Fire barrier provisions to maintain fire compartmentation as, required around and within all M&E services. Contractor, to provide itemised cost breakdown under this sheet.
[17 empty] | 0 |  | 0
[17 empty] | 0 |  | 0
[17 empty] | 0 |  | 0
[17 empty] | 0 |  | 0
[17 empty] | 0 |  | 0
[17 empty] | 0 |  | 0
d> | 0 |  |  |  |  | ICOST |  |  |  | mu_A | ITEM | [5 empty] | 0 |  | 0
SB
| 0 |  | PAGE: |  | 0 | [5 empty] | PAGE | [5 empty] | 0 |  | 0
| Discy: |  |  |  | PAGE SELL | [11 empty] | PAGE MAT |  | PAGE LAB
SB
| 0 |  | #REF! |  | 0 | [5 empty] | SECT | [5 empty] | 0 |  | 0
| Discy: |  |  |  | SECT SELL | [11 empty] | SECT MAT |  | SECT LAB
TB
|  | t | Item:
Commissioning and Documentation
|  |  |  | Sell Rate | Sell Total |  |  |  |  | IB | [17 empty] | U_M_Sell | T_M_Sell | U_L_Sell | T_L_Sell | Total_Sell | T_M_Cost | T_L_Phr | Mat/Lab=1
1 | LS |  | Item: 1 | 1588.37 | 1588.37 | ISELL |  |  |  | mu_A | ITEM | [7 empty] | mu :1.35 | [8 empty] | 0 | 0 | 1588.37 | 1588.37 | 1588.37 | 0 | 44 | 44
Carry out all necessary testing and commissioning to the satisfaction of the Engineer. All commissioning documentation is to be certified for correctness and signed by a Warranted Engineer.
1 | LS |  | Testing & Commissioning (by Electrician) |  | General Installation and modifications | COMM_003 | 902 | MISC | [5 empty] | 3 | 2004-11-26 |  | 0 | 16 | 16
1 | LS |  | Testing & Commissioning (by Electrician) |  | Switchboard | COMM_003 | 902 | MISC | [5 empty] | 3 | 2004-11-26 |  | 0 | 8 | 8
1 | LS |  | Testing & Commissioning (by Electrician) |  | Motor Control Centre | COMM_003 | 902 | MISC | [5 empty] | 3 | 2004-11-26 |  | 0 | 8 | 8
3 | LS |  | Testing & Commissioning (by Electrician) |  | ACBs and MCCBs | COMM_003 | 902 | MISC | [5 empty] | 3 | 2004-11-26 |  | 0 | 2 | 6
2 | LS |  | Testing & Commissioning (by Electrician) |  | 2No. Distribution Boards | COMM_003 | 902 | MISC | [5 empty] | 3 | 2004-11-26 |  | 0 | 1 | 2
1 | LS |  | Testing & Commissioning (by Electrician) |  | Earthing and Bonding | COMM_003 | 902 | MISC | [5 empty] | 3 | 2004-11-26 |  | 0 | 4 | 4
[17 empty] | 0 |  | 0
d> | 0 |  |  |  |  | ICOST |  |  |  | mu_A | ITEM | [5 empty] | 0 |  | 44
|  |  |  | Sell Rate | Sell Total |  |  |  |  | IB | [17 empty] | U_M_Sell | T_M_Sell | U_L_Sell | T_L_Sell | Total_Sell | T_M_Cost | T_L_Phr | Mat/Lab=1
1 | LS |  | Item: 2 | 288.8 | 288.8 | ISELL |  |  |  | mu_A | ITEM | [7 empty] | mu :1.35 | [8 empty] | 0 | 0 | 288.8 | 288.8 | 288.8 | 0 | 8 | 8
Provide sufficient training on the operation and maintenance of all plant and systems to the Employer's representatives as specified.
1 | LS |  | Training and maintenance |  |  | COMM_003 | 902 | MISC | [5 empty] | 3 | 2004-11-26 |  | 0 | 8 | 8
[17 empty] | 0 |  | 0
d> | 0 |  |  |  |  | ICOST |  |  |  | mu_A | ITEM | [5 empty] | 0 |  | 8
|  |  |  | Sell Rate | Sell Total |  |  |  |  | IB | [17 empty] | U_M_Sell | T_M_Sell | U_L_Sell | T_L_Sell | Total_Sell | T_M_Cost | T_L_Phr | Mat/Lab=1
1 | LS |  | Item: 3 | 945.26 | 945.26 | ISELL |  |  |  | mu_A | ITEM | [7 empty] | mu :1.35 | [8 empty] | 78.88 | 78.88 | 866.38 | 866.38 | 945.26 | 60 | 24 | 84
Supply and hand-over two complete sets of operation and maintenance manuals together with drawings of works "As Fitted". These shall include: wiring diagrams; test / commissioning data and certificates; equipment data, including manufacturer's details, schedules, specifications and selection / performance data and parts lists. In addition an electronic copy of the "As Fitted" drawings and manuals are to be furnished in both ACAD and pdf format.
1 | No |  | DRAWINGS & MANUALS |  |  | DOCS_001 | 880 | (__) | [5 empty] | 3 |  | 25 | 25 | 16 | 16
1 | No |  | Pen Drive |  |  | DOCS_012 | 880 | (__) | [5 empty] | 3 |  | 10 | 10 |  | 0
1 | No |  | Operating and Maintenance Manuals |  |  | DOCS_013 | 880 | (__) | [5 empty] | 3 |  | 25 | 25 | 8 | 8
[17 empty] | 0 |  | 0
d> | 0 |  |  |  |  | ICOST |  |  |  | mu_A | ITEM | [5 empty] | 60 |  | 24
SB
| 75.966 |  | PAGE : |  | 2822.43 | [5 empty] | PAGE | [5 empty] | 60 |  | 76
| Disc: |  |  |  | PAGE SELL | [11 empty] | PAGE MAT |  | PAGE LAB
[29 empty] | T_M_Sell |  | T_L_Sell | Total_Sell
SB
| -0.0056657 |  | Commissioning and Documentation |  | 2822.43 | [5 empty] | SECT | [5 empty] | 60 |  | 76
| Discy: |  |  |  | SECT SELL | [11 empty] | SECT MAT |  | SECT LAB
SB! | [28 empty] | 18702.72 |  | 19350.52 | 38053.24
| 0.41209 | cc |  | Electrical (mu_A) : | 29589.614 | [11 empty] | 8528.89 |  | 509.065 | [9 empty] | 11514.0015 |  | 18871.5486
| 0.005001 | cc |  | ECA (Technician) (mu_B) : | 7911.4903 | [11 empty] | 5545.86 |  | 14 | [9 empty] | 7486.911 |  | 637.497
| -0.0046427 | cc |  | ECA (Engineer) (mu_C) : | 552.1357 | [11 empty] | 0 |  | 14 | [9 empty] | 0 |  | 567
| 0 | cc |  | Megaline (mu_D) : | 0 | [11 empty] | 0 |  | 0 | [9 empty] | 0 |  | 0
| 0 | cc |  | 0 (mu_E) : | 0 | [11 empty] | 0 |  | 0 | [9 empty] | 0 |  | 0
| 0 | cc |  | 0 (mu_F) : | 0 | [11 empty] | 0 |  | 0 | [9 empty] | 0 |  | 0
| 0 | cc |  | 0 (mu_G) : | 0 | [11 empty] | 0 |  | 0 | [9 empty] | 0 |  | 0
| 0 | cc |  | 0 (mu_H) : | 0 | [11 empty] | 0 |  | 0 | [9 empty] | 0 |  | 0
| 0 | cc |  | 0 (mu_I) : | 0 | [11 empty] | 0 |  | 0 | [9 empty] | 0 |  | 0
| 0 |  |  | 0 (mu_J) : | 0 | [11 empty] | 0 |  | 0 | [9 empty] | 0 |  | 0
|  | MATERIAL SUMMARY |  | MU SUMMARY TOTAL | 38053.24 | ISELL | [10 empty] | 14074.75 |  | 537.065 | [9 empty] | 19000.9125 |  | 20076.0456 | 39076.9581
[29 empty] | -298.1925 |  | -725.5256 | -1023.7181
| Discy with |  |  | MATERIAL ITEMS TOTAL | [6 empty] | COMP_GT | [5 empty] | 14074.75 |  | 538.385
equal Mus
| 166.9214 |  |  | BOQ ITEMS TOTAL | 38053.24 | [5 empty] | ITEM_GT | [5 empty] | 14074.75 |  | 537.065
| 166.9214 |  |  | PAGES TOTAL | 38053.24 | [5 empty] | PAGE_GT | [5 empty] | 14074.75 |  | 537.065
SB | 333.8486 |  |  | SECTIONS TOTAL | 73284.05 | [5 empty] | SECT_GT | [5 empty] | 28089.5 |  | 998.13
END!
| V:56 |  |  | COSTCODE TOTAL | [12 empty] | 44694.3989 |  | 2743.568
| 1 | cc | Erection materials |  | 501 | [9 empty] | 1 |  | 1910.7238 |  | 27.75
| 2 | cc | Busbar Trunking |  | 505 | [9 empty] | 1 |  | 0 |  | 0
| 3 | cc | Switchgear |  | 510 | [9 empty] | 2 |  | 479.1 |  | 69
| 4 | cc | MCC Equipment |  | 511 | [9 empty] | 2 |  | 0 |  | 0
| 5 | cc | BMS Equipment |  | 512 | [9 empty] | 2 |  | 0 |  | 0
| 6 | cc | PVC Pipes / Ducts |  | 520 | [9 empty] | 1 |  | 0 |  | 0
| 7 | cc | High/medium voltage switchgear |  | 530 | [9 empty] | 2 |  | 0 |  | 0
| 8 | cc | Power Transformers |  | 550 | [9 empty] | 2 |  | 0 |  | 0
| 9 | cc | Control Panels |  | 570 | [9 empty] | 2 |  | 5545.86 |  | 55
| 10 | cc | Electrical Single Core Cables |  | 615 | [9 empty] | 2 |  | 122.81 |  | 1.955
| 11 | cc | Electrical Multicore Cables |  | 616 | [9 empty] | 2 |  | 3151 |  | 40.8
| 12 | cc | ELV/BMS/Special Cables |  | 617 | [9 empty] | 2 |  | 9996.6189 |  | 677.6
| 13 | cc | Cables accessories |  | 620 | [9 empty] | 2 |  | 2136.94 |  | 190.788
| 14 | cc | Galv. Cable Trays |  | 650 | [9 empty] | 1 |  | 597.7763 |  | 30
| 15 | cc | PVC Cable Trays |  | 651 | [9 empty] | 1 |  | 0 |  | 0
| 16 | cc | Galv. Cable Basket |  | 652 | [9 empty] | 1 |  | 0 |  | 0
| 17 | cc | Galv. Cable Ladder |  | 654 | [9 empty] | 1 |  | 0 |  | 1.35
| 18 | cc | Galv. Cable Trunking |  | 675 | [9 empty] | 1 |  | 0 |  | 0
| 19 | cc | Alum. Cable Trunking |  | 676 | [9 empty] | 1 |  | 0 |  | 0
| 20 | cc | PVC Cable Trunking |  | 680 | [9 empty] | 1 |  | 0 |  | 0
| 21 | cc | Underfloor Cable Trunking |  | 681 | [9 empty] | 1 |  | 0 |  | 0
| 22 | cc | Galv. Conduit |  | 690 | [9 empty] | 1 |  | 19232.34 |  | 1166.73
| 23 | cc | PVC Conduit |  | 700 | [9 empty] | 1 |  | 0 |  | 0
| 24 | cc | Wiring Accessories |  | 705 | [9 empty] | 3 |  | 62.06 |  | 2.905
| 25 | cc | Dimming Equipment |  | 706 | [9 empty] | 3 |  | 0 |  | 0
| 26 | cc | Fire Alarm Equipment |  | 725 | [9 empty] | 3 |  | 0 |  | 0
| 27 | cc | Fire Barriers |  | 726 | [9 empty] | 3 |  | 0 |  | 0
| 28 | cc | Security Alarm System |  | 750 | [9 empty] | 3 |  | 0 |  | 0
| 29 | cc | Access Control |  | 751 | [9 empty] | 3 |  | 0 |  | 0
| 30 | cc | Hotel Electronic Lock |  | 752 | [9 empty] | 3 |  | 0 |  | 0
| 31 | cc | Sub-Contracting Installation Elec |  | 753 | [9 empty] | 3 |  | 0 |  | 0
| 32 | cc | Timing Equipment |  | 770 | [9 empty] | 3 |  | 0 |  | 0
| 33 | cc | Public Address |  | 790 | [9 empty] | 3 |  | 0 |  | 0
| 34 | cc | Voice Alarm Equipment |  | 791 | [9 empty] | 3 |  | 0 |  | 0
| 35 | cc | Lightning / Bonding System |  | 810 | [9 empty] | 3 |  | 350 |  | 2
| 36 | cc | T.V System |  | 815 | [9 empty] | 3 |  | 0 |  | 0
| 37 | cc | UPS/Voltage Stabilisers |  | 820 | [9 empty] | 2 |  | 0 |  | 0
| 38 | cc | Data Network Equipment |  | 821 | [9 empty] | 3 |  | 25 |  | 4.18
| 39 | cc | Light Fittings |  | 835 | [9 empty] | 3 |  | 0 |  | 0
| 40 | cc | Generators, AMF Panels |  | 845 | [9 empty] | 2 |  | 0 |  | 0
| 41 | cc | Telephone Equipment |  | 855 | [9 empty] | 3 |  | 0 |  | 0
| 42 | cc | Intercom |  | 856 | [9 empty] | 3 |  | 0 |  | 0
| 43 | cc | Mechanical for Electrical |  | 857 | [9 empty] | 3 |  | 0 |  | 0
| 44 | cc | Nurse Call |  | 858 | [9 empty] | 3 |  | 0 |  | 0
| 45 | cc | C.C.T.V. Equipment |  | 865 | [9 empty] | 3 |  | 0 |  | 0
| 46 | cc | Tools and Instruments |  | 870 | [9 empty] | 4 |  | 0 |  | 0
| 47 | cc | Consumbles |  | 875 | [9 empty] | 1 |  | 514.85 |  | 10.1
| 48 | cc | Drawings/Manuals |  | 880 | [9 empty] | 3 |  | 69.32 |  | 24.16
| 49 | cc | Spare Parts |  | 885 | [9 empty] | 4 |  | 0 |  | 0
| 50 | cc | Labour |  | 900 | [9 empty] | 3 |  | 0 |  | 347.25
| 51 | cc | Dismantling (Labour Only) |  | 901 | [9 empty] | 1 |  | 0 |  | 40
| 52 | cc | Testing & Commissioning |  | 902 | [9 empty] | 3 |  | 0 |  | 52
| 53 | cc | Sub-Contracting Works |  | 960 | [9 empty] | 4 |  | 0 |  | 0
| 54 | cc | Enemalta Application |  | 961 | [9 empty] | 3 |  | 0 |  | 0
| 55 | cc | Crainage and Transportation |  | 962 | [9 empty] | 1 |  | 500 |  | 0
| 56 | cc | Provisional Sum |  | 970 | [9 empty] | 4 |  | 0 |  | 0
|  | cc |  |  | Fix 1 |  | 1 | [9 empty] | 22755.69 |  | 1275.93
|  | cc |  |  | Fix 2 |  | 2 | [9 empty] | 21432.3289 |  | 1035.143
|  | cc |  |  | Fix 3 |  | 2 | [9 empty] | 506.38 |  | 432.495
|  | cc |  |  | Others |  | 3 | [9 empty] | 0 |  | 0
|  | cc |  |  | TOTAL | [11 empty] | 44694.3989 |  | 2743.568
| RATE TOTALS IN CURRENT SHEET | RATE TOTALS IN CURRENT SHEET
| 4.5 |  | 001# Lighting installation galvanised
| 4 |  | 001# Emergency lighting installation galvanised
| 8 |  | 002# Power points galvanised installation
| 3 |  | 003# 16amp 5Pin Socket outlet
| 960 |  | 004# 5core x 120sqmm FG16(0)M16 cable
| 165 |  | 005# 4core x 120sqmm FG16(0)M16 cable
| 64 |  | 006# 4core x 95sqmm FG16(0)M16 cable
| 171 |  | 007# 5core x 70sqmm FG16(0)M16 cable
| 20 |  | 008# 5core x 50sqmm FG16(0)M16 cable
| 8 |  | 009# 5core x 35sqmm FG16(0)M16 cable
| 52 |  | 010# 5core x 10sqmm XLPE/LSZH/SWA/LSZH cable
| 10 |  | 011# 4core x 4.0 mm2 XLPE/SWA/LSZH/Cu
| 4 |  | 012# Light fitting Type A - Installation Only
| 4 |  | 013# Light fitting Type E4 - Installation Only
| 45 |  | 014# 50mm galvanised steel cable tray
| 57 |  | 015# 200mm galvanised steel cable tray
| 80 |  | 016# 250mm galvanised steel cable tray
| 155 |  | 017# 500mm galvanised steel cable tray
| 15 |  | 025# Bracket for 50mm cable tray
| 187 |  | 026# Bracket for 200-300mm cable tray
| 158 |  | 027# Bracket for 400-600mm cable tray
SB!
Note on A128: Michael Vella: DO NOT insert a new subitem block here or further down. Go up to a hatched marker cell to do this.
Note on A161: Michael Vella: DO NOT insert a new subitem block here or further down. Go up to a hatched marker cell to do this.
Note on S667: Thomas Sammut: 4hours 1pair
Note on S668: Thomas Sammut: 2hours 1pair
Note on S669: Thomas Sammut: 4hours 1pair
Note on S675: Thomas Sammut: 4hours 1pair
Note on S676: Thomas Sammut: 2hours 1pair
Note on S682: Thomas Sammut: 8hours 2pairs
Note on S702: Thomas Sammut: 4hours 2pairs
Note on S716: Thomas Sammut: 1hours 2pairs
Note on S728: Thomas Sammut: 2hours 2pairs
Note on S735: Thomas Sammut: 4hours 2pairs
Note on S744: Thomas Sammut: 4hours 1pair
Note on S745: Thomas Sammut: 2hours 1pair
Note on S751: Thomas Sammut: 8hours 2pairs
Note on S765: Thomas Sammut: 4hours 2pairs
Note on S779: Thomas Sammut: 1hours 2pairs
Note on S791: Thomas Sammut: 2hours 2pairs
Note on S798: Thomas Sammut: 4hours 2pairs
Note on S825: Thomas Sammut: 4hours 1pair
Note on S826: Thomas Sammut: 4hours 2pair
Note on S828: Thomas Sammut: 4hours 2pair
Note on S829: Thomas Sammut: 2hours 1pair
Note on J1099: Michael Vella: Add RTONLY to Columns H and L on material rows as shown and delete entry in Column C if material is a rate.
Note on AK1185: Michael Vella: This cell should be exactly equal to the MU SUMMARY TOTAL.
Note on AH1197: Michael Vella: This discrepancy must be small
Note on AJ1197: Michael Vella: This discrepancy must be small
Note on AK1197: Michael Vella: This discrepancy must be small