## ELV_Fire_Security_BOQ
SECTION 3 - ELV, FIRE AND SECURITY
ITEM | DESCRIPTION | QTY | UNIT | RATE Euro (Exc of VAT) | TOTAL Euro (Exc of VAT)
1 | PRELIMINARIES
All equipment to be used within this contract is to be approved prior to delivery to site.
1.001 | Mobilisation of site including the setting up of Storage facilities for materials, Sanitary facilities for the employees, Setting up of temporary site office, etc required to undertake the works | 1 | L.S. | Included with MEP preliminaries
1.002 | Provision of insurance cover in the joint names of the Client and Contractor insure the Works against loss or damage by fire, storm, tempest, lightning, flood, earthquake, aircraft or anything dropped there from, aerial objects, riot and civil commotion for the full reinstatement value thereof plus 15% of all the Works executed and all unfixed materials and goods so insured until the completion of the Works. The Contractor shall affect a policy of insurance against third party risks to cover an amount of not less than Euro 500,000 (five hundred thousand Euros) for any one accident. The policy shall be in joint names of the Client and Contractor and shall include cross liability clauses. In respect of liability for the death or injury to any person employed by the Contractor and arising out of and in the course of such person's employment by the Contractor the amount insured by the Contractor shall be such as to indemnify the Client against all damages as compensation payable. The Contractor shall comply with and be subject to the terms, exclusions, exceptions, conditions and limitations of the insurance policies and shall bear the amount of the retained liabilities stated therein The Contractor shall deposit with the Client copies of the policy or policies and a copy of the receipt in respect of premiums paid before starting the Works | 1 | L.S. | Included with MEP preliminaries
1.003 | Implementation of health and safety measures on site including personal safety (e.g safety shoes, helmets scaffolding, harnesses etc) as well as those to render the site safe for employees (e.g staircase handrails, closing of lift shaft openings etc) | 1 | L.S. | Included with MEP preliminaries
1.004 | Prepare a risk assessment report outlining all risks involved and measures to be taken to minimise or eliminate potential risks. The report is to be prepared and signed by a competent person and to be submitted within three weeks from commencement of works. | 1 | L.S. | Included with MEP preliminaries
1.005 | Allow for carrying out all surveys, setting out of works unless included elsewhere in the Bills of Quantities. | 1 | L.S. | Included with MEP preliminaries
| TOTAL FOR PAGE 01 | Euro Exc VAT |  |  | 0
ITEM | DESCRIPTION | QTY | UNIT | RATE Euro (Exc of VAT) | TOTAL Euro (Exc of VAT)
1.006 | Provision for attending to site to take all relevant measurements in order to ascertain the exact quantities of the individual and measured items to be procured as well as keeping of all relevant records of personnel attendance, stock control etc | 1 | L.S. | Included with MEP preliminaries
1.007 | Provision of security measures on site both as regards the storage facilities as well as to safeguard the materials installed during the latter stages of the project. | 1 | L.S. | Included with MEP preliminaries
1.008 | Provision for the supply and delivery to site of samples as may be requested by the client / engineer | 1 | L.S. | Included with MEP preliminaries
1.009 | Allow for continuously keeping the site and building clean and in a workman type condition free from debris, surplus materials and any other type of loose matter arising from works, which will disturb the proper conditions of any internal and external areas, roads and/or adjoining structures. Site Cleaning is to take place during the whole duration of works. Client reserves the right to employ cleaning companies at the contractor's expense if the contractor fails to keep the site clean. | 1 | L.S. | Included with MEP preliminaries
1.01 | Provision for hauling of equipment on site, including cranage, permits and all necessary fees. | 1 | L.S. | Included with MEP preliminaries
1.011 | Provision for working at height, including scaffolding, cherry pickers etc. All equipment shall be fully certified. | 1 | L.S. | Included with MEP preliminaries
1.012 | Provision for Builders Work in order to prepare all openings required to install conduits, pipework, ductwork, etc., and making good and reinstatement of all openings. | 1 | L.S. | Included with MEP preliminaries
1.013 | Provision for Openings in Insulation Panelling in order to prepare all openings required to install conduits, pipework, ductwork, etc., and making good and reinstatement of all openings. | 1 | L.S. | Included with MEP preliminaries
| TOTAL FOR PAGE 02 | Euro Exc VAT |  |  | 0
| TOTAL FOR PRELIMINARIES | Euro Exc VAT |  |  | 0
ITEM | DESCRIPTION | QTY | UNIT | RATE Euro (Exc of VAT) | TOTAL Euro (Exc of VAT)
2 | FIRE ALARM & DETECTION SYSTEM
In general all the points except manual call points shall be wired with cables clipped directly to the wall / ceiling unless otherwise indicated. All conduit rates are none the less to be quoted for since these may be required in some instances.
Basement Level -1 - FAP1
Supply and install galvanised conduit surface mounted from fire alarm panel via galvanised trunking to the following fire alarm points.
2.001 | Optical smoke detector | 14 | No | 98.17 | 1374.38
2.002 | Combined optical smoke detector c/w internal sounder & flashing beacon | 5 | No | 98.17 | 490.85
2.003 | Rate of rise heat detector | 77 | No | 98.17 | 7559.09
2.004 | Combined rate of rise heat detector c/w internal sounder & flashing beacon | 8 | No | 98.17 | 785.36
2.005 | Manual call point | 2 | No | 98.17 | 196.34
2.006 | Interface unit for Zone Assembly Valve | 1 | No | 98.17 | 98.17
2.007 | Interface unit for Fire Suppression System | 3 | No | 98.17 | 294.51
2.008 | Interface unit for VCP | 1 | No | 98.17 | 98.17
2.009 | Interface unit for DB-EV | 1 | No | 98.17 | 98.17
Wiring of the following fire alarm points from the Fire alarm panel, using fire proof cable clipped directly to the wall / ceiling or through conduits, as per specification
2.01 | Optical smoke detector | 14 | No | 36.95 | 517.3
2.011 | Combined optical smoke detector c/w internal sounder & flashing beacon | 5 | No | 36.95 | 184.75
2.012 | Rate of rise heat detector | 77 | No | 36.95 | 2845.15
2.013 | Combined rate of rise heat detector c/w internal sounder & flashing beacon | 8 | No | 36.95 | 295.6
2.014 | Manual call point | 2 | No | 36.95 | 73.9
2.015 | Interface unit for Zone Assembly Valve | 1 | No | 36.95 | 36.95
2.016 | Interface unit for Fire Suppression System | 3 | No | 36.95 | 110.85
2.017 | Interface unit for VCP | 1 | No | 36.95 | 36.95
2.018 | Interface unit for DB-EV | 1 | No | 36.95 | 36.95
Supply, install and connect of the following equipment:
2.019 | Optical smoke detector | 14 | No | 52.23 | 731.22
2.02 | Combined optical smoke detector c/w internal sounder & flashing beacon | 5 | No | 93.61 | 468.05
2.021 | Rate of rise heat detector | 77 | No | 51.24 | 3945.48
2.022 | Combined rate of rise heat detector c/w internal sounder & flashing beacon | 8 | No | 92.63 | 741.04
2.023 | Manual call point c/w cover | 2 | No | 54.2 | 108.4
2.024 | Interface unit for Zone Assembly Valve | 1 | No | 77.85 | 77.85
2.025 | Interface unit for Fire Suppression System | 3 | No | 77.85 | 233.55
2.026 | Interface unit for VCP | 1 | No | 77.85 | 77.85
2.027 | Interface unit for DB-EV | 1 | No | 88.04 | 88.04
| TOTAL FOR PAGE 03 | Euro Exc VAT |  |  | 21604.92
ITEM | DESCRIPTION | QTY | UNIT | RATE Euro (Exc of VAT) | TOTAL Euro (Exc of VAT)
Basement Level -1 - FAP2
Supply and install galvanised conduit surface mounted from fire alarm panel via galvanised trunking to the following fire alarm points.
2.028 | Optical smoke detector | 8 | No | 98.17 | 785.36
2.029 | Combined optical smoke detector c/w internal sounder & flashing beacon | 5 | No | 98.17 | 490.85
2.03 | Rate of rise heat detector | 52 | No | 98.17 | 5104.84
2.031 | Combined rate of rise heat detector c/w internal sounder & flashing beacon | 9 | No | 98.17 | 883.53
2.032 | Manual call point | 1 | No | 98.17 | 98.17
2.033 | Interface unit for Fire Fighting Pump Set | 4 | No | 98.17 | 392.68
2.034 | Interface unit for Sprinkler Pump Set | 4 | No | 98.17 | 392.68
2.035 | Interface unit for Fire Appliance Pump Set | 4 | No | 98.17 | 392.68
2.036 | Interface unit for Zone Assembly Valve | 1 | No | 98.17 | 98.17
2.037 | Interface unit for VCP | 1 | No | 98.17 | 98.17
Wiring of the following fire alarm points from the Fire alarm panel, using fire proof cable clipped directly to the wall / ceiling or through conduits, as per specification
2.038 | Optical smoke detector | 8 | No | 36.95 | 295.6
2.039 | Combined optical smoke detector c/w internal sounder & flashing beacon | 5 | No | 36.95 | 184.75
2.04 | Rate of rise heat detector | 52 | No | 36.95 | 1921.4
2.041 | Combined rate of rise heat detector c/w internal sounder & flashing beacon | 9 | No | 36.95 | 332.55
2.042 | Manual call point | 1 | No | 36.95 | 36.95
2.043 | Interface unit for Fire Fighting Pump Set | 4 | No | 36.95 | 147.8
2.044 | Interface unit for Sprinkler Pump Set | 4 | No | 36.95 | 147.8
2.045 | Interface unit for Fire Appliance Pump Set | 4 | No | 36.95 | 147.8
2.046 | Interface unit for Zone Assembly Valve | 1 | No | 36.95 | 36.95
2.047 | Interface unit for VCP | 1 | No | 36.95 | 36.95
Supply, install and connect of the following equipment:
2.048 | Optical smoke detector | 8 | No | 52.23 | 417.84
2.049 | Combined optical smoke detector c/w internal sounder & flashing beacon | 5 | No | 93.61 | 468.05
2.05 | Rate of rise heat detector | 52 | No | 51.24 | 2664.48
2.051 | Combined rate of rise heat detector c/w internal sounder & flashing beacon | 9 | No | 92.63 | 833.67
2.052 | Manual call point c/w cover | 1 | No | 54.2 | 54.2
2.053 | Interface unit for Fire Fighting Pump Set | 4 | No | 77.85 | 311.4
2.054 | Interface unit for Sprinkler Pump Set | 4 | No | 77.85 | 311.4
2.055 | Interface unit for Fire Appliance Pump Set | 4 | No | 77.85 | 311.4
2.056 | Interface unit for Zone Assembly Valve | 1 | No | 77.85 | 77.85
2.057 | Interface unit for VCP | 1 | No | 77.85 | 77.85
| TOTAL FOR PAGE 04 | Euro Exc VAT |  |  | 17553.82
ITEM | DESCRIPTION | QTY | UNIT | RATE Euro (Exc of VAT) | TOTAL Euro (Exc of VAT)
Level 0 - FAP1
Supply and install LSZH conduit recessed in wall or in screed under tiles from fire alarm panel via galvanised trunking to the following fire alarm points.
2.058 | Optical smoke detector | 12 | No | 49.52 | 594.24
2.059 | Combined optical smoke detector c/w internal sounder & flashing beacon | 2 | No | 49.52 | 99.04
2.06 | External fire sounder | 1 | No | 49.52 | 49.52
2.061 | Manual call point | 4 | No | 49.52 | 198.08
2.062 | Interface unit for Autodialler | 1 | No | 49.52 | 49.52
2.063 | Interface unit for VCP | 1 | No | 49.52 | 49.52
2.064 | Interface unit for Fire Damper Control Panel | 1 | No | 49.52 | 49.52
2.065 | Interface unit for Automatic Opening Vents Control Panel | 1 | No | 49.52 | 49.52
Wiring of the following fire alarm points from the Fire alarm panel, using fire proof cable clipped directly to the wall / ceiling or through conduits, as per specification
2.066 | Optical smoke detector | 12 | No | 36.95 | 443.4
2.067 | Combined optical smoke detector c/w internal sounder & flashing beacon | 2 | No | 36.95 | 73.9
2.068 | External fire sounder | 1 | No | 36.95 | 36.95
2.069 | Manual call point | 4 | No | 36.95 | 147.8
2.07 | Interface unit for Autodialler | 1 | No | 36.95 | 36.95
2.071 | Interface unit for VCP | 1 | No | 36.95 | 36.95
2.072 | Interface unit for Fire Damper Control Panel | 1 | No | 36.95 | 36.95
2.073 | Interface unit for Automatic Opening Vents Control Panel | 1 | No | 36.95 | 36.95
Supply, install and connect of the following equipment:
2.074 | Optical smoke detector | 12 | No | 52.23 | 626.76
2.075 | Combined optical smoke detector c/w internal sounder & flashing beacon | 2 | No | 93.61 | 187.22
2.076 | External fire sounder | 1 | No | 81.79 | 81.79
2.077 | Manual call point c/w cover | 4 | No | 54.2 | 216.8
2.078 | Interface unit for Autodialler | 1 | No | 77.85 | 77.85
2.079 | Interface unit for VCP | 1 | No | 77.85 | 77.85
2.08 | Interface unit for Fire Damper Control Panel | 1 | No | 77.85 | 77.85
2.081 | Interface unit for Automatic Opening Vents Control Panel | 1 | No | 77.85 | 77.85
2.082 | Fire Alarm Panel as per specs | 1 | No | 3941.53 | 3941.53
2.083 | Autodialler | 1 | No. | 147.81 | 147.81
| TOTAL FOR PAGE 05 | Euro Exc VAT |  |  | 7502.12
ITEM | DESCRIPTION | QTY | UNIT | RATE Euro (Exc of VAT) | TOTAL Euro (Exc of VAT)
Level 0 - FAP2
Supply and install LSZH conduit recessed in wall or in screed under tiles from fire alarm panel via galvanised trunking to the following fire alarm points.
2.084 | Optical smoke detector | 2 | No | 49.52 | 99.04
Supply and install galvanised conduit surface mounted from fire alarm panel via galvanised trunking to the following fire alarm points.
2.085 | Optical smoke detector | 6 | No | 98.17 | 589.02
2.086 | Combined optical smoke detector c/w internal sounder & flashing beacon | 3 | No | 98.17 | 294.51
2.087 | External fire sounder | 1 | No | 98.17 | 98.17
2.088 | Manual call point | 5 | No | 98.17 | 490.85
2.089 | Interface unit for Autodialler | 1 | No | 98.17 | 98.17
2.09 | Interface unit for Zone Assembly Valve | 5 | No | 98.17 | 490.85
2.091 | Interface unit for Fire Suppression System | 3 | No | 98.17 | 294.51
2.092 | Interface unit for Aspiration Detection System | 1 | No | 98.17 | 98.17
2.093 | Interface unit for Linear Heat Detection | 1 | No | 98.17 | 98.17
2.094 | Interface unit for DB-FLC | 1 | No | 98.17 | 98.17
2.095 | Interface unit for Fire Rated Shutter | 3 | No | 98.17 | 294.51
Supply and install 316L Stainless Steel conduit surface mounted from fire alarm panel via galvanised trunking to the following fire alarm points.
2.096 | External fire sounder/beacon | 4 | No | 918.74 | 3674.96
2.097 | Manual call point | 5 | No | 1065.77 | 5328.85
Wiring of the following fire alarm points from the Fire alarm panel, using fire proof cable clipped directly to the wall / ceiling or through conduits, as per specification
2.098 | Optical smoke detector | 8 | No | 36.95 | 295.6
2.099 | Combined optical smoke detector c/w internal sounder & flashing beacon | 3 | No | 36.95 | 110.85
2.1 | External fire sounder | 1 | No | 36.95 | 36.95
2.101 | Manual call point | 10 | No | 36.95 | 369.5
2.102 | Interface unit for Autodialler | 1 | No | 36.95 | 36.95
2.103 | Interface unit for Zone Assembly Valve | 5 | No | 41.79 | 208.95
2.104 | Interface unit for Fire Suppression System | 3 | No | 36.95 | 110.85
2.105 | Interface unit for Aspiration Detection System | 1 | No | 41.79 | 41.79
2.106 | Interface unit for Linear Heat Detection | 1 | No | 36.95 | 36.95
2.107 | Interface unit for DB-FLC | 1 | No | 36.95 | 36.95
2.108 | Interface unit for Fire Rated Shutter | 3 | No | 36.95 | 110.85
2.109 | External fire sounder/beacon | 4 | No | 36.95 | 147.8
Supply, install and connect of the following equipment:
2.11 | Optical smoke detector | 8 | No | 52.23 | 417.84
2.111 | Combined optical smoke detector c/w internal sounder & flashing beacon | 3 | No | 93.61 | 280.83
2.112 | External fire sounder | 1 | No | 81.79 | 81.79
2.113 | Manual call point c/w cover | 10 | No | 54.2 | 542
2.114 | Linear heat detection Control Unit | 1 | No | 640.5 | 640.5
2.115 | Linear heat detection cable (ceiling level above cold rooms) | 45 | m | 4.93 | 221.85
2.116 | Linear heat detection End-of-line unit | 1 | No | 149.78 | 149.78
2.117 | Interface unit for Autodialler | 1 | No | 77.85 | 77.85
2.118 | Interface unit for Zone Assembly Valve | 5 | No | 77.85 | 389.25
2.119 | Interface unit for Fire Suppression System | 3 | No | 77.85 | 233.55
2.12 | Interface unit for Aspiration Detection System | 1 | No | 77.85 | 77.85
2.121 | Interface unit for Linear Heat Detection | 1 | No | 77.85 | 77.85
2.122 | Interface unit for DB-FLC | 1 | No | 77.85 | 77.85
2.123 | Interface unit for Fire Rated Shutter | 3 | No | 77.85 | 233.55
2.124 | External fire sounder/beacon | 4 | No | 96.57 | 386.28
2.125 | Fire Alarm Panel as per specs | 1 | No | 3941.53 | 3941.53
2.126 | Autodialler | 1 | No. | 147.81 | 147.81
| TOTAL FOR PAGE 06 | Euro Exc VAT |  |  | 21569.9
ITEM | DESCRIPTION | QTY | UNIT | RATE Euro (Exc of VAT) | TOTAL Euro (Exc of VAT)
Level 1 - FAP1
Supply and install LSZH conduit recessed in wall or in screed under tiles from fire alarm panel via galvanised trunking to the following fire alarm points.
2.127 | Rate of rise heat detector | 1 | No | 49.52 | 49.52
2.128 | Optical smoke detector | 7 | No | 49.52 | 346.64
2.129 | Combined optical smoke detector c/w internal sounder & flashing beacon | 2 | No | 49.52 | 99.04
2.13 | Manual call point | 1 | No | 49.52 | 49.52
2.131 | Interface unit for VCP | 1 | No | 49.52 | 49.52
Wiring of the following fire alarm points from the Fire alarm panel, using fire proof cable clipped directly to the wall / ceiling or through conduits, as per specification
2.132 | Rate of rise heat detector | 1 | No | 36.95 | 36.95
2.133 | Optical smoke detector | 7 | No | 36.95 | 258.65
2.134 | Combined optical smoke detector c/w internal sounder & flashing beacon | 2 | No | 36.95 | 73.9
2.135 | Manual call point | 1 | No | 36.95 | 36.95
2.136 | Interface unit for VCP | 1 | No | 36.95 | 36.95
Supply, install and connect of the following equipment:
2.137 | Rate of rise heat detector | 1 | No | 51.24 | 51.24
2.138 | Optical smoke detector | 7 | No | 52.23 | 365.61
2.139 | Combined optical smoke detector c/w internal sounder & flashing beacon | 2 | No | 93.61 | 187.22
2.14 | Manual call point c/w cover | 1 | No | 54.2 | 54.2
2.141 | Interface unit for VCP | 1 | No | 77.85 | 77.85
| TOTAL FOR PAGE 07 | Euro Exc VAT |  |  | 1773.76
ITEM | DESCRIPTION | QTY | UNIT | RATE Euro (Exc of VAT) | TOTAL Euro (Exc of VAT)
Level 1 - FAP2
Warehouse ceiling
Supply and install galvanised conduit surface mounted from fire alarm panel via galvanised trunking to the following fire alarm points.
2.142 | Optical smoke detector | 26 | No | 108.78 | 2828.28
2.143 | Combined optical smoke detector c/w internal sounder & flashing beacon | 3 | No | 98.17 | 294.51
2.144 | Rate of rise heat detector | 2 | No | 98.17 | 196.34
2.145 | Combined rate of rise heat detector c/w internal sounder & flashing beacon | 1 | No | 98.17 | 98.17
2.146 | Beam Transmitter | 3 | No | 113.42 | 340.26
2.147 | Beam Receiver | 3 | No | Not applicable
Ancillary Offices
Supply and install LSZH conduit recessed in wall or in screed under tiles from fire alarm panel via galvanised trunking to the following fire alarm points.
2.148 | Optical smoke detector | 3 | No | 49.52 | 148.56
2.149 | Combined optical smoke detector c/w internal sounder & flashing beacon | 1 | No | 49.52 | 49.52
2.15 | Manual call point | 1 | No | 49.52 | 49.52
2.151 | Interface unit for VCP | 1 | No | 49.52 | 49.52
2.152 | Interface unit for Fire Suppression System | 1 | No | 49.52 | 49.52
Wiring of the following fire alarm points from the Fire alarm panel, using fire proof cable clipped directly to the wall / ceiling or through conduits, as per specification
2.153 | Optical smoke detector | 29 | No | 36.95 | 1071.55
2.154 | Combined optical smoke detector c/w internal sounder & flashing beacon | 4 | No | 36.95 | 147.8
2.155 | Rate of rise heat detector | 2 | No | 36.95 | 73.9
2.156 | Combined rate of rise heat detector c/w internal sounder & flashing beacon | 1 | No | 36.95 | 36.95
2.157 | Manual call point | 1 | No | 36.95 | 36.95
2.158 | Beam Transmitter | 3 | No | 36.95 | 110.85
2.159 | Beam Receiver | 3 | No | 36.95 | 110.85
2.16 | Interface unit for VCP | 1 | No | 36.95 | 36.95
2.161 | Interface unit for Fire Suppression System | 1 | No | 36.95 | 36.95
Supply, install and connect of the following equipment:
2.162 | Optical smoke detector | 29 | No | 52.23 | 1514.67
2.163 | Combined optical smoke detector c/w internal sounder & flashing beacon | 4 | No | 93.61 | 374.44
2.164 | Rate of rise heat detector | 2 | No | 51.24 | 102.48
2.165 | Combined rate of rise heat detector c/w internal sounder & flashing beacon | 1 | No | 92.63 | 92.63
2.166 | Manual call point c/w cover | 1 | No | 54.2 | 54.2
2.167 | Beam Transmitter | 3 | No | 458.2 | 1374.6
2.168 | Beam Receiver | 3 | No | 87.7 | 263.1
2.169 | Interface unit for VCP | 1 | No | 77.85 | 77.85
2.17 | Interface unit for Fire Suppression System | 1 | No | 77.85 | 77.85
| TOTAL FOR PAGE 08 | Euro Exc VAT |  |  | 9698.77
ITEM | DESCRIPTION | QTY | UNIT | RATE Euro (Exc of VAT) | TOTAL Euro (Exc of VAT)
Level 2 - FAP1
Supply and install LSZH conduit recessed in wall or in screed under tiles from fire alarm panel via galvanised trunking to the following fire alarm points.
2.171 | Rate of rise heat detector | 1 | No | 49.52 | 49.52
2.172 | Optical smoke detector | 24 | No | 49.52 | 1188.48
2.173 | Combined optical smoke detector c/w internal sounder & flashing beacon | 4 | No | 49.52 | 198.08
2.174 | Manual call point | 2 | No | 49.52 | 99.04
2.175 | Interface unit for Fire Suppression System | 1 | No | 49.52 | 49.52
Wiring of the following fire alarm points from the Fire alarm panel, using fire proof cable clipped directly to the wall / ceiling or through conduits, as per specification
2.176 | Rate of rise heat detector | 1 | No | 36.95 | 36.95
2.177 | Optical smoke detector | 24 | No | 36.95 | 886.8
2.178 | Combined optical smoke detector c/w internal sounder & flashing beacon | 4 | No | 36.95 | 147.8
2.179 | Manual call point | 2 | No | 36.95 | 73.9
2.18 | Interface unit for Fire Suppression System | 1 | No | 36.95 | 36.95
Supply, install and connect of the following equipment:
2.181 | Rate of rise heat detector | 1 | No | 51.24 | 51.24
2.182 | Optical smoke detector | 24 | No | 52.23 | 1253.52
2.183 | Combined optical smoke detector c/w internal sounder & flashing beacon | 4 | No | 93.61 | 374.44
2.184 | Manual call point c/w cover | 2 | No | 54.2 | 108.4
2.185 | Interface unit for Fire Suppression System | 1 | No | 77.85 | 77.85
Level 2 - FAP2
Supply and install LSZH conduit recessed in wall or in screed under tiles from fire alarm panel via galvanised trunking to the following fire alarm points.
2.186 | Optical smoke detector | 2 | No | 49.52 | 99.04
2.187 | Combined optical smoke detector c/w internal sounder & flashing beacon | 1 | No | 49.52 | 49.52
2.188 | Manual call point | 1 | No | 49.52 | 49.52
Wiring of the following fire alarm points from the Fire alarm panel, using fire proof cable clipped directly to the wall / ceiling or through conduits, as per specification
2.189 | Optical smoke detector | 2 | No | 36.95 | 73.9
2.19 | Combined optical smoke detector c/w internal sounder & flashing beacon | 1 | No | 36.95 | 36.95
2.191 | Manual call point | 1 | No | 36.95 | 36.95
Supply, install and connect of the following equipment:
2.192 | Optical smoke detector | 2 | No | 52.23 | 104.46
2.193 | Combined optical smoke detector c/w internal sounder & flashing beacon | 1 | No | 93.61 | 93.61
2.194 | Manual call point c/w cover | 1 | No | 54.2 | 54.2
| TOTAL FOR PAGE 09 | Euro Exc VAT |  |  | 5230.64
ITEM | DESCRIPTION | QTY | UNIT | RATE Euro (Exc of VAT) | TOTAL Euro (Exc of VAT)
Level 3 - FAP1
Supply and install LSZH conduit recessed in wall or in screed under tiles from fire alarm panel via galvanised trunking to the following fire alarm points.
2.195 | Rate of rise heat detector | 1 | No | 49.52 | 49.52
2.196 | Optical smoke detector | 14 | No | 49.52 | 693.28
2.197 | Combined optical smoke detector c/w internal sounder & flashing beacon | 5 | No | 49.52 | 247.6
2.198 | Manual call point | 2 | No | 49.52 | 99.04
2.199 | Interface unit for VCP | 1 | No | 49.52 | 49.52
Wiring of the following fire alarm points from the Fire alarm panel, using fire proof cable clipped directly to the wall / ceiling or through conduits, as per specification
2.2 | Rate of rise heat detector | 1 | No | 36.95 | 36.95
2.201 | Optical smoke detector | 14 | No | 36.95 | 517.3
2.202 | Combined optical smoke detector c/w internal sounder & flashing beacon | 5 | No | 36.95 | 184.75
2.203 | Manual call point | 2 | No | 36.95 | 73.9
2.204 | Interface unit for VCP | 1 | No | 36.95 | 36.95
Supply, install and connect of the following equipment:
2.205 | Rate of rise heat detector | 1 | No | 51.24 | 51.24
2.206 | Optical smoke detector | 14 | No | 52.23 | 731.22
2.207 | Combined optical smoke detector c/w internal sounder & flashing beacon | 5 | No | 93.61 | 468.05
2.208 | Manual call point c/w cover | 2 | No | 54.2 | 108.4
2.209 | Interface unit for VCP | 1 | No | 77.85 | 77.85
Level 4 - FAP1
Supply and install LSZH conduit recessed in wall or in screed under tiles from fire alarm panel via galvanised trunking to the following fire alarm points.
2.21 | Optical smoke detector c/w remote indicator (for Lift) | 1 | No | 49.52 | 49.52
2.211 | Interface unit for Lift | 1 | No | 49.52 | 49.52
Wiring of the following fire alarm points from the Fire alarm panel, using fire proof cable clipped directly to the wall / ceiling or through conduits, as per specification
2.212 | Optical smoke detector c/w remote indicator (for Lift) | 1 | No | 44.34 | 44.34
2.213 | Interface unit for Lift | 1 | No | 36.95 | 36.95
Supply, install and connect of the following equipment:
2.214 | Optical smoke detector c/w remote indicator (for Lift) | 1 | No | 76.86 | 76.86
2.215 | Interface unit for Lift | 1 | No | 77.85 | 77.85
General
2.216 | Programming of detectors etc… for a complete working system | 1 | L.S. | 492.69 | 492.69
2.217 | Test and commission system including the provision for all necessary testing as may be required | 1 | L.S. | 985.38 | 985.38
2.218 | Supply one full set of as fitted drawings (including 1 hard copy and a digital copy on 2 separate USBs) c/w all manuals etc.. | 1 | Set | 349.83 | 349.83
| TOTAL FOR PAGE 10 | Euro Exc VAT |  |  | 5588.51
| TOTAL FOR FIRE ALARM & DETECTION SYSTEM | Euro Exc VAT |  |  | 90522.44
ITEM | DESCRIPTION | QTY | UNIT | RATE Euro (Exc of VAT) | TOTAL Euro (Exc of VAT)
3 | FIRE FIGHTING SYSTEM
Fire Appliance System
3.001 | Supply and install Fire Appliance pump set, dual-electric driven, capacity 1,500 l/min @ 40m head c/w jockey pump, starting arrangement, delivery manifold, isolating valves, non-return valves, pressure switches, gauges etc. and including Control Panel as specified | 1 | No |  | 0
3.002 | Suction pipework for Fire Appliance Pumpset including vortex plate and puddle flanges | 1 | L.S. |  | 0
3.003 | Drain line pipework for fire appliance pump - 2 " dia, c/w all necessary valves for a complete installation | 1 | L.S. |  | 0
3.004 | Supply and install air release valve for fire appliance system pipework | 1 | No |  | 0
| Supply and install dia. 4" strainer for fire appliance system pipework | 1 | No |  | 0
Supply and install heavy gauge galvanised steel pipework and other equipment including all necessary fittings, supports, brackets, and hangers as specified for a complete system as detailed in the specifications:
3.005 | 4 " dia | 165 | m |  | 0
Painting of all the pipework. All pipework shall be colour coded as per BS 1710 or equivalent
3.006 | 4 " dia | 165 | m |  | 0
Breeching Inlet Pipework
Supply and install heavy gauge galvanised steel pipework and other equipment including all necessary fittings, supports, brackets, and hangers as specified for a complete system as detailed in the specifications:
3.007 | 4 " dia | 145 | m |  | 0
Painting of all the pipework. All pipework shall be colour coded as per BS 1710 or equivalent
3.008 | 4 " dia | 145 | m |  | 0
Fire Fighting Infrastructure
3.009 | Supply and install Fire Fighting pump set, dual-electric driven, capacity 1,500 l/min @ 130m head c/w jockey pump, starting arrangement, delivery manifold, isolating valves, non-return valves, pressure switches, gauges etc. and including Control Panel as specified | 1 | No |  | 0
3.01 | Suction pipework for Fire Fighting Pumpset including vortex plate and puddle flanges | 1 | L.S. |  | 0
3.011 | Drain line pipework for fire fighting pump - 2 " dia, c/w all necessary valves for a complete installation | 1 | L.S. |  | 0
3.012 | Supply and install lockable drain points for fire fighting system pipework | 3 | No |  | 0
3.013 | Supply and install air release valve for fire fighting system pipework | 3 | No |  | 0
3.014 | Supply and install dia. 4" strainer for fire fighting system pipework | 1 | No |  | 0
Supply and install heavy gauge galvanised steel pipework and other equipment including all necessary fittings, supports, brackets, and hangers as specified for a complete system as detailed in the specifications:
3.015 | 2 1/2 " dia | 60 | m |  | 0
3.016 | 4 " dia | 600 | m |  | 0
Painting of all the pipework. All pipework shall be colour coded as per BS 1710 or equivalent
3.017 | 2 1/2 " dia | 60 | m |  | 0
3.018 | 4 " dia | 600 | m |  | 0
Supply and install the following fire fighting equipment:
Basement Level -1
3.019 | Fireman pressure reducing landing valve | 3 | No |  | 0
3.02 | Type C Fire extinguisher cabinet c/w hose reel - slim type | 7 | No |  | 0
3.021 | Dry powder fire extinguisher - 9Kg | 7 | No |  | 0
3.022 | AFFF fire extinguishers - 9L | 7 | No |  | 0
3.023 | CO2 fire extinguishers - 5Kg | 7 | No |  | 0
3.024 | Fire Blankets | 14 | No |  | 0
3.025 | Breech inlet c/w Cabinet - Two-way type as per specs | 1 | No |  | 0
3.026 | Fire Hydrant c/w anti-tamper devices as per specs | 1 | No |  | 0
| TOTAL FOR PAGE 11 | Euro Exc VAT |  |  | 0
ITEM | DESCRIPTION | QTY | UNIT | RATE Euro (Exc of VAT) | TOTAL Euro (Exc of VAT)
Level 0
3.027 | Fireman pressure reducing landing valve | 5 | No |  | 0
3.028 | Type A Fire extinguisher cabinet - slim type | 2 | No |  | 0
3.029 | Type B Fire extinguisher cabinet c/w hose reel - slim type | 5 | No |  | 0
3.03 | Type C Fire extinguisher cabinet c/w hose reel - slim type | 3 | No |  | 0
3.031 | Dry powder fire extinguisher - 9Kg | 10 | No |  | 0
3.032 | AFFF fire extinguishers - 9L | 10 | No |  | 0
3.033 | CO2 fire extinguishers - 5Kg | 10 | No |  | 0
3.034 | Fire Blankets | 20 | No |  | 0
3.035 | Lith-Ex fire extinguisher - 9L - c/w brackets/supports as per specs | 1 | No |  | 0
3.036 | Breech inlet c/w Cabinet - Two-way type as per specs | 1 | No |  | 0
3.037 | Fire Hydrant c/w anti-tamper devices as per specs | 1 | No |  | 0
Level 1
3.038 | Fireman pressure reducing landing valve | 1 | No |  | 0
3.039 | Type A Fire extinguisher cabinet - slim type | 2 | No |  | 0
3.04 | Dry powder fire extinguisher - 9Kg | 2 | No |  | 0
3.041 | AFFF fire extinguishers - 9L | 2 | No |  | 0
3.042 | CO2 fire extinguishers - 5Kg | 2 | No |  | 0
3.043 | Fire Blankets | 4 | No |  | 0
3.044 | Fire Blankets c/w brackets/supports as per specs | 1 | No |  | 0
Level 2
3.045 | Fireman pressure reducing landing valve | 2 | No |  | 0
3.046 | Type A Fire extinguisher cabinet - slim type | 3 | No |  | 0
3.047 | Dry powder fire extinguisher - 9Kg | 3 | No |  | 0
3.048 | AFFF fire extinguishers - 9L | 3 | No |  | 0
3.049 | CO2 fire extinguishers - 5Kg | 3 | No |  | 0
3.05 | Fire Blankets | 6 | No |  | 0
3.051 | Fire Blankets c/w brackets/supports as per specs | 2 | No |  | 0
3.052 | CO2 fire extinguisher - 9L - c/w brackets/supports as per specs | 1 | No |  | 0
Level 3
3.053 | Fireman pressure reducing landing valve | 2 | No |  | 0
3.054 | Type A Fire extinguisher cabinet - slim type | 2 | No |  | 0
3.055 | Dry powder fire extinguisher - 9Kg | 2 | No |  | 0
3.056 | AFFF fire extinguishers - 9L | 2 | No |  | 0
3.057 | CO2 fire extinguishers - 5Kg | 2 | No |  | 0
3.058 | Fire Blankets | 4 | No |  | 0
3.059 | Fire Blankets c/w brackets/supports as per specs | 1 | No |  | 0
General
3.06 | Labelling of all equipment and pipework the entire length of the pipe, as per specifications | 1 | L.S |  | 0
3.061 | Encasement of fire mains pump suction lines for a certified fire rating of 120min | 1 | L.S. |  | 0
3.062 | Encasement of fire appliance pump suction lines for a certified fire rating of 120min | 1 | L.S. |  | 0
3.063 | Encasement of fire sprinkler pump suction lines for a certified fire rating of 120min | 1 | L.S. |  | 0
3.064 | Test and commission system including the provision for all necessary testing as may be required | 1 | L.S. |  | 0
3.065 | Supply one full set of as fitted drawings (including 1 hard copy and a digital copy on 2 separate USBs) c/w all manuals etc.. | 1 | Set |  | 0
| TOTAL FOR PAGE 12 | Euro Exc VAT |  |  | 0
| TOTAL FOR FIRE FIGHTING SYSTEM | Euro Exc VAT |  |  | 0
ITEM | DESCRIPTION | QTY | UNIT | RATE Euro (Exc of VAT) | TOTAL Euro (Exc of VAT)
4 | FIRE SUPPRESSION SYSTEMS
FLUORO-K SUPPRESSION SYSTEM
Level -1 - Store Room - System 01
4.001 | Supply, install, connect and commission Aspiration Detection System including Control panel, pipework, detectors, alarms, battery back-ups etc. for a complete system as per specs | 1 | L.S |  | 0
4.002 | Programming of detectors etc… for a complete working system | 1 | L.S |  | 0
4.003 | Supply install and connect interface between the aspiration control panel and the fire suppression system. | 1 | L.S |  | 0
4.004 | Supply, install, connect and commission Fluoro-K automatic fire suppression system c/w storage units, control panel (with integral power supply and battery backup), pipework, discharge nozzels, pressure gauges, discharge pressure switch, valves, manual triggering system, alarms, etc for a complete system for Store room as per drawings - Store Room approx dimensions: -Area: 50.8 m2 -Height: 3.18 m | 1 | L.S |  | 0
4.005 | Provision for Integrity testing of the room. The contractor shall be responsible to carry out a thorough visual inspection before conducting the test and carrying out any remedial measures which in his opinion may cause the test to fail. The contactor shall carry out the sealing of the rooms and the test until a pass is obtained | 1 | L.S |  | 0
4.006 | Supply, install and connect all cabling, interfaces, software, hardware etc. for the connection and interfacing to the fire alarm panel for a complete system | 1 | L.S |  | 0
4.007 | Labelling and painting of all pipework the entire length of the pipe as per relevant standard | 1 | L.S |  | 0
Level -1 - Archive Room 01 - System 02
4.008 | Supply, install, connect and commission Aspiration Detection System including Control panel, pipework, detectors, alarms, battery back-ups etc. for a complete system as per specs | 1 | L.S |  | 0
4.009 | Programming of detectors etc… for a complete working system | 1 | L.S |  | 0
4.01 | Supply install and connect interface between the aspiration control panel and the fire suppression system. | 1 | L.S |  | 0
4.011 | Supply, install, connect and commission Fluoro-K automatic fire suppression system c/w storage units, control panel (with integral power supply and battery backup), pipework, discharge nozzels, pressure gauges, discharge pressure switch, valves, manual triggering system, alarms, etc for a complete system for Archive room as per drawings - Archive Room approx dimensions: -Area: 28.7 m2 -Height: 3.18 m | 1 | L.S |  | 0
4.012 | Provision for Integrity testing of the room. The contractor shall be responsible to carry out a thorough visual inspection before conducting the test and carrying out any remedial measures which in his opinion may cause the test to fail. The contactor shall carry out the sealing of the rooms and the test until a pass is obtained | 1 | L.S |  | 0
4.013 | Supply, install and connect all cabling, interfaces, software, hardware etc. for the connection and interfacing to the fire alarm panel for a complete system | 1 | L.S |  | 0
4.014 | Labelling and painting of all pipework the entire length of the pipe as per relevant standard | 1 | L.S |  | 0
| TOTAL FOR PAGE 13 | Euro Exc VAT |  |  | 0
ITEM | DESCRIPTION | QTY | UNIT | RATE Euro (Exc of VAT) | TOTAL Euro (Exc of VAT)
Level -1 - Archive Room 02 - System 03
4.015 | Supply, install, connect and commission Aspiration Detection System including Control panel, pipework, detectors, alarms, battery back-ups etc. for a complete system as per specs | 1 | L.S |  | 0
4.016 | Programming of detectors etc… for a complete working system | 1 | L.S |  | 0
4.017 | Supply install and connect interface between the aspiration control panel and the fire suppression system. | 1 | L.S |  | 0
4.018 | Supply, install, connect and commission Fluoro-K automatic fire suppression system c/w storage units, control panel (with integral power supply and battery backup), pipework, discharge nozzels, pressure gauges, discharge pressure switch, valves, manual triggering system, alarms, etc for a complete system for Archive room as per drawings - Archive Room approx dimensions: -Area: 67.5 m2 -Height: 3.18 m | 1 | L.S |  | 0
4.019 | Provision for Integrity testing of the room. The contractor shall be responsible to carry out a thorough visual inspection before conducting the test and carrying out any remedial measures which in his opinion may cause the test to fail. The contactor shall carry out the sealing of the rooms and the test until a pass is obtained | 1 | L.S |  | 0
4.02 | Supply, install and connect all cabling, interfaces, software, hardware etc. for the connection and interfacing to the fire alarm panel for a complete system | 1 | L.S |  | 0
4.021 | Labelling and painting of all pipework the entire length of the pipe as per relevant standard | 1 | L.S |  | 0
Level 1 - Server Room - System 09
4.022 | Supply, install, connect and commission Aspiration Detection System including Control panel, pipework, detectors, alarms, battery back-ups etc. for a complete system as per specs | 1 | L.S |  | 0
4.023 | Programming of detectors etc… for a complete working system | 1 | L.S |  | 0
4.024 | Supply install and connect interface between the aspiration control panel and the fire suppression system. | 1 | L.S |  | 0
4.025 | Supply, install, connect and commission Fluoro-K automatic fire suppression system c/w storage units, control panel (with integral power supply and battery backup), pipework, discharge nozzels, pressure gauges, discharge pressure switch, valves, manual triggering system, alarms, etc for a complete system for Server room as per drawings - Server Room approx dimensions: -Area: 4.7 m2 -Height: 2.6 m | 1 | L.S |  | 0
4.026 | Provision for Integrity testing of the room. The contractor shall be responsible to carry out a thorough visual inspection before conducting the test and carrying out any remedial measures which in his opinion may cause the test to fail. The contactor shall carry out the sealing of the rooms and the test until a pass is obtained | 1 | L.S |  | 0
4.027 | Supply, install and connect all cabling, interfaces, software, hardware etc. for the connection and interfacing to the fire alarm panel for a complete system | 1 | L.S |  | 0
4.028 | Labelling and painting of all pipework the entire length of the pipe as per relevant standard | 1 | L.S |  | 0
| TOTAL FOR PAGE 14 | Euro Exc VAT |  |  | 0
ITEM | DESCRIPTION | QTY | UNIT | RATE Euro (Exc of VAT) | TOTAL Euro (Exc of VAT)
Level 2 - Server Room - System 10
4.029 | Supply, install, connect and commission Aspiration Detection System including Control panel, pipework, detectors, alarms, battery back-ups etc. for a complete system as per specs | 1 | L.S |  | 0
4.03 | Programming of detectors etc… for a complete working system | 1 | L.S |  | 0
4.031 | Supply install and connect interface between the aspiration control panel and the fire suppression system. | 1 | L.S |  | 0
4.032 | Supply, install, connect and commission Fluoro-K automatic fire suppression system c/w storage units, control panel (with integral power supply and battery backup), pipework, discharge nozzels, pressure gauges, discharge pressure switch, valves, manual triggering system, alarms, etc for a complete system for Server room as per drawings - Server Room approx dimensions: -Area: 14.7 m2 -Height: 3 m | 1 | L.S |  | 0
4.033 | Provision for Integrity testing of the room. The contractor shall be responsible to carry out a thorough visual inspection before conducting the test and carrying out any remedial measures which in his opinion may cause the test to fail. The contactor shall carry out the sealing of the rooms and the test until a pass is obtained | 1 | L.S |  | 0
4.034 | Supply, install and connect all cabling, interfaces, software, hardware etc. for the connection and interfacing to the fire alarm panel for a complete system | 1 | L.S |  | 0
4.035 | Labelling and painting of all pipework the entire length of the pipe as per relevant standard | 1 | L.S |  | 0
AEROSOL SUPPRESSION SYSTEM
Level 0 - Fork Lift Charging Room - System 04
4.036 | Supply, install, connect and commission Aerosol automatic fire suppression system c/w storage units, control panel (with integral power supply and battery backup), pipework, discharge nozzels, pressure gauges, discharge pressure switch, valves, manual triggering system, alarms, etc for a complete system for Fork Lift Charging room as per drawings - Fork Lift Charging Room approx dimensions: -Area: 106 m2 -Height: 5.2 m | 1 | L.S |  | 0
4.037 | Provision for Integrity testing of the room. The contractor shall be responsible to carry out a thorough visual inspection before conducting the test and carrying out any remedial measures which in his opinion may cause the test to fail. The contactor shall carry out the sealing of the rooms and the test until a pass is obtained | 1 | L.S |  | 0
4.038 | Supply, install and connect all cabling, interfaces, software, hardware etc. for the connection and interfacing to the fire alarm panel for a complete system | 1 | L.S |  | 0
4.039 | Labelling and painting of all pipework the entire length of the pipe as per relevant standard | 1 | L.S |  | 0
| TOTAL FOR PAGE 15 | Euro Exc VAT |  |  | 0
ITEM | DESCRIPTION | QTY | UNIT | RATE Euro (Exc of VAT) | TOTAL Euro (Exc of VAT)
WET CHEMICAL SUPPRESSION SYSTEM
Level 0 - Store Room - System 05
4.04 | Supply, install, connect and commission Aspiration Detection System including Control panel, pipework, detectors, alarms, battery back-ups etc. for a complete system as per specs | 1 | L.S |  | 0
4.041 | Programming of detectors etc… for a complete working system | 1 | L.S |  | 0
4.042 | Supply install and connect interface between the aspiration control panel and the fire suppression system. | 1 | L.S |  | 0
4.043 | Supply, install, connect and commission Wet Chemical automatic fire suppression system c/w storage units, control panel (with integral power supply and battery backup), pipework, discharge nozzels, pressure gauges, discharge pressure switch, valves, manual triggering system, alarms, etc for a complete system for Store room as per drawings - Store Room approx dimensions: -Area: 96 m2 -Height: 5.3 m | 1 | L.S |  | 0
4.044 | Provision for Integrity testing of the room. The contractor shall be responsible to carry out a thorough visual inspection before conducting the test and carrying out any remedial measures which in his opinion may cause the test to fail. The contactor shall carry out the sealing of the rooms and the test until a pass is obtained | 1 | L.S |  | 0
4.045 | Supply, install and connect all cabling, interfaces, software, hardware etc. for the connection and interfacing to the fire alarm panel for a complete system | 1 | L.S |  | 0
4.046 | Labelling and painting of all pipework the entire length of the pipe as per relevant standard | 1 | L.S |  | 0
OXYGEN REDUCTION SUPPRESSION SYSTEM
Level 0 - Cold Room 1 Freezer - System 06
4.047 | Supply, install, connect and commission Aspiration Detection System including Control panel, pipework, detectors, alarms, battery back-ups etc. for a complete system as per specs | 1 | L.S |  | 0
4.048 | Programming of detectors etc… for a complete working system | 1 | L.S |  | 0
4.049 | Supply install and connect interface between the aspiration control panel and the fire suppression system. | 1 | L.S |  | 0
4.05 | Supply, install, connect and commission Oxygen reduction automatic fire suppression system c/w storage units, control panel (with integral power supply and battery backup), pipework, nozzels, pressure gauges, valves, manual triggering system, alarms, Oxygen measurement system, Oxygen supplement system, wall mounted monitoring and control displays, etc for a complete system for Cold room Freezer as per drawings - Cold Room Freezer approx dimensions: -Width: 14 m -Depth: 44 m -Height: 11 m | 0 | L.S |  | Cancelled
4.051 | Provision for Integrity testing of the room. The contractor shall be responsible to carry out a thorough visual inspection before conducting the test and carrying out any remedial measures which in his opinion may cause the test to fail. The contactor shall carry out the sealing of the rooms and the test until a pass is obtained | 0 | L.S |  | Cancelled
4.052 | Supply, install and connect all cabling, interfaces, software, hardware etc. for the connection and interfacing to the fire alarm panel for a complete system | 0 | L.S |  | Cancelled
4.053 | Labelling and painting of all pipework the entire length of the pipe as per relevant standard | 0 | L.S |  | Cancelled
| TOTAL FOR PAGE 16 | Euro Exc VAT |  |  | 0
ITEM | DESCRIPTION | QTY | UNIT | RATE Euro (Exc of VAT) | TOTAL Euro (Exc of VAT)
Level 0 - Cold Room 2 Fridge - System 07
4.054 | Supply, install, connect and commission Aspiration Detection System including Control panel, pipework, detectors, alarms, battery back-ups etc. for a complete system as per specs | 1 | L.S |  | 0
4.055 | Programming of detectors etc… for a complete working system | 1 | L.S |  | 0
4.056 | Supply install and connect interface between the aspiration control panel and the fire suppression system. | 1 | L.S |  | 0
4.057 | Supply, install, connect and commission Oxygen reduction automatic fire suppression system c/w storage units, control panel (with integral power supply and battery backup), pipework, nozzels, pressure gauges, valves, manual triggering system, alarms, Oxygen measurement system, Oxygen supplement system, wall mounted monitoring and control displays, etc for a complete system for Cold room Fridge as per drawings - Cold Room Fridge approx dimensions: -Width: 14 m -Depth: 44 m -Height: 11 m | 1 | L.S |  | Rate Only
4.058 | Provision for Integrity testing of the room. The contractor shall be responsible to carry out a thorough visual inspection before conducting the test and carrying out any remedial measures which in his opinion may cause the test to fail. The contactor shall carry out the sealing of the rooms and the test until a pass is obtained | 1 | L.S |  | Rate Only
4.059 | Supply, install and connect all cabling, interfaces, software, hardware etc. for the connection and interfacing to the fire alarm panel for a complete system | 1 | L.S |  | Rate Only
4.06 | Labelling and painting of all pipework the entire length of the pipe as per relevant standard | 1 | L.S |  | Rate Only
Level 0 - Cold Room 3 Loading Bay - System 08
4.061 | Supply, install, connect and commission Aspiration Detection System including Control panel, pipework, detectors, alarms, battery back-ups etc. for a complete system as per specs | 1 | L.S |  | 0
4.062 | Programming of detectors etc… for a complete working system | 1 | L.S |  | 0
4.063 | Supply install and connect interface between the aspiration control panel and the fire alarm system. | 1 | L.S |  | 0
General
4.064 | Test and commission system including the provision for all necessary testing as may be required | 1 | L.S. |  | 0
4.065 | Supply one full set of as fitted drawings (including 1 hard copy and a digital copy on 2 separate USBs) c/w all manuals etc.. | 1 | Set |  | 0
| TOTAL FOR PAGE 17 | Euro Exc VAT |  |  | 0
| TOTAL FOR FIRE SUPPRESSION SYSTEMS | Euro Exc VAT |  |  | 0
ITEM | DESCRIPTION | QTY | UNIT | RATE Euro (Exc of VAT) | TOTAL Euro (Exc of VAT)
5 | CCTV INSTALLATION
Basement Level -1
Supply, install and connect the following CCTV Equipment:
Offices Parking (Quintano Offices NVR)
5.001 | Dome Type POE CCTV Camera - 4 MP | 10 | No | 83.76 | 837.6
5.002 | Bullet Type POE CCTV Camera - 4 MP | 21 | No | 113.32 | 2379.72
Truck Parking (Warehouse NVR)
5.003 | Dome Type POE CCTV Camera - 4 MP | 4 | No | 83.76 | 335.04
5.004 | Bullet Type POE CCTV Camera - 4 MP | 18 | No | 113.32 | 2039.76
5.005 | 24 Port POE Switch | 3 | No | 192.15 | 576.45
OFFICES L0/L1
Level 0
Supply, install and connect the following CCTV Equipment:
5.006 | Dome Type POE CCTV Camera - 4 MP | 6 | No | 83.76 | 502.56
5.007 | Bullet Type POE CCTV Camera - 4 MP | 7 | No | 123.17 | 862.19
Level 1
Supply, install and connect the following CCTV Equipment:
5.008 | Dome Type POE CCTV Camera - 4 MP | 4 | No | 83.76 | 335.04
5.009 | 24 Port POE Switch | 1 | No | 192.15 | 192.15
5.01 | 32-channel NVR as specified c/w software, and c/w all wiring, cabling and any ancillary items required for the connecting up between NVR and POE Switch, as per specs | 2 | No | 793.23 | 1586.46
OFFICES L2
Level 2
Supply, install and connect the following CCTV Equipment:
5.011 | Dome Type POE CCTV Camera - 4 MP | 8 | No | 83.76 | 670.08
5.012 | 12 Port POE Switch | 1 | No | 118.25 | 118.25
5.013 | 12-channel NVR as specified c/w software, and c/w all wiring, cabling and any ancillary items required for the connecting up between NVR and POE Switch, as per specs | 1 | No | 561.67 | 561.67
OFFICES L3
Level 3
Supply, install and connect the following CCTV Equipment:
5.014 | Dome Type POE CCTV Camera - 4 MP | 5 | No | 83.76 | 418.8
5.015 | 12 Port POE Switch | 1 | No | 118.25 | 118.25
WAREHOUSE
Level 0
Supply, install and connect the following CCTV Equipment:
5.016 | Dome Type POE CCTV Camera - 4 MP | 3 | No | 83.76 | 251.28
5.017 | Bullet Type POE CCTV Camera - 4 MP | 69 | No | 123.17 | 8498.73
5.018 | 24 Port POE Switch | 4 | No | 192.15 | 768.6
Level 1
Supply, install and connect the following CCTV Equipment:
5.019 | Dome Type POE CCTV Camera - 4 MP | 2 | No | 83.76 | 167.52
5.02 | 12 Port POE Switch | 1 | No | 118.25 | 118.25
5.021 | 64-channel NVR as specified c/w software, and c/w all wiring, cabling and any ancillary items required for the connecting up between NVR and POE Switch, as per specs | 2 | No | 1724.42 | 3448.84
Level 2
Supply, install and connect the following CCTV Equipment:
5.022 | Bullet Type POE CCTV Camera - 4 MP | 1 | No | 123.17 | 123.17
General
5.023 | 19" Monitor for CCTV System as per specification | 3 | No | 108.39 | 325.17
5.024 | Test and commission system including the provision for all necessary testing as may be required | 1 | L.S. | 788.31 | 788.31
5.025 | Supply one full set of as fitted drawings (including 1 hard copy and a digital copy on 2 separate USBs) c/w all manuals etc.. | 1 | Set | 349.83 | 349.83
| TOTAL FOR PAGE 18 | Euro Exc VAT |  |  | 26373.72
| TOTAL FOR CCTV INSTALLATION | Euro Exc VAT |  |  | 26373.72
ITEM | DESCRIPTION | QTY | UNIT | RATE Euro (Exc of VAT) | TOTAL Euro (Exc of VAT)
6 | ACCESS CONTROL SYSTEM
Basement Level -1
Supply and install galvanised conduit surface mounted and via galvanised trunking from main equipment to each of the following points
6.001 | Gate Access Control c/w Card Reader | 2 | No. | 245.43 | 490.86
Wiring using appropriate cable enclosed in galvanised trunking and conduit including the supply of all cables and wiring accessories from main equipment to the following points
6.002 | Gate Access Control c/w Card Reader | 2 | No. | 34.49 | 68.98
Supply, install and connect the following equipment:
6.003 | Gate Access Control c/w Card Reader | 2 | No. | 211.86 | 423.72
Level 0
Supply and install galvanised conduit surface mounted and via galvanised trunking from main equipment to each of the following points
6.004 | Gate Access Control c/w Card Reader | 2 | No. | 245.43 | 490.86
Supply and install LSZH conduit recessed in wall or in screed under tiles and via galvanised trunking from main equipment to each of the following points
6.005 | Access Control Type 01 as per drawing and specifications | 2 | No. | 36.97 | 73.94
Wiring using appropriate cable enclosed in galvanised trunking and conduit including the supply of all cables and wiring accessories from main equipment to the following points
6.006 | Access Control Type 01 as per drawing and specifications | 2 | No. | 24.63 | 49.26
6.007 | Gate Access Control c/w Card Reader | 2 | No. | 34.49 | 68.98
Supply, install and connect the following equipment:
6.008 | Access Control Type 01 as per drawing and specifications | 2 | No. | 211.86 | 423.72
6.009 | Gate Access Control c/w Card Reader | 2 | No. | 211.86 | 423.72
Level 1
Supply and install LSZH conduit recessed in wall or in screed under tiles and via galvanised trunking from main equipment to each of the following points
6.01 | Access Control Type 01 as per drawing and specifications | 4 | No. | 36.97 | 147.88
6.011 | Access Control Type 02 as per drawing and specifications | 2 | No. | 36.97 | 73.94
Wiring using appropriate cable enclosed in galvanised trunking and conduit including the supply of all cables and wiring accessories from main equipment to the following points
6.012 | Access Control Type 01 as per drawing and specifications | 4 | No. | 24.63 | 98.52
6.013 | Access Control Type 02 as per drawing and specifications | 2 | No. | 24.63 | 49.26
Supply, install and connect the following equipment:
6.014 | Access Control Type 01 as per drawing and specifications | 4 | No. | 211.86 | 847.44
6.015 | Access Control Type 02 as per drawing and specifications | 2 | No. | 310.4 | 620.8
Level 2
Supply and install LSZH conduit recessed in wall or in screed under tiles and via galvanised trunking from main equipment to each of the following points
6.016 | Access Control Type 01 as per drawing and specifications | 5 | No. | 36.97 | 184.85
6.017 | Access Control Type 02 as per drawing and specifications | 1 | No. | 36.97 | 36.97
Wiring using appropriate cable enclosed in galvanised trunking and conduit including the supply of all cables and wiring accessories from main equipment to the following points
6.018 | Access Control Type 01 as per drawing and specifications | 5 | No. | 24.63 | 123.15
6.019 | Access Control Type 02 as per drawing and specifications | 1 | No. | 24.63 | 24.63
Supply, install and connect the following equipment:
6.02 | Access Control Type 01 as per drawing and specifications | 5 | No. | 211.86 | 1059.3
6.021 | Access Control Type 02 as per drawing and specifications | 1 | No. | 310.4 | 310.4
| TOTAL FOR PAGE 19 | Euro Exc VAT |  |  | 6091.18
ITEM | DESCRIPTION | QTY | UNIT | RATE Euro (Exc of VAT) | TOTAL Euro (Exc of VAT)
Level 3
Supply and install LSZH conduit recessed in wall or in screed under tiles and via galvanised trunking from main equipment to each of the following points
6.022 | Access Control Type 01 as per drawing and specifications | 1 | No. | 36.97 | 36.97
Wiring using appropriate cable enclosed in galvanised trunking and conduit including the supply of all cables and wiring accessories from main equipment to the following points
6.023 | Access Control Type 01 as per drawing and specifications | 1 | No. | 24.63 | 24.63
Supply, install and connect the following equipment:
6.024 | Access Control Type 01 as per drawing and specifications | 1 | No. | 211.86 | 211.86
General
Supply, install and connect the following equipment:
6.025 | Supply, install & connect Access control main equipment including cabling, hardware, software etc… for a complete system as per specs. - Offices | 1 | No. | 739.04 | 739.04
6.026 | Supply, install & connect Access control main equipment including cabling, hardware, software etc… for a complete system as per specs. - Warehouse | 1 | No. | 739.04 | 739.04
6.027 | Access Control Key Cards | 500 | No. | 0.99 | 495
6.028 | Provision for the preparation of LSZH conduits from gate in Basement level -1 to reception, including the supply of conduits and back boxes - for remote opening of gate | 2 | No. | 180.04 | 360.08
6.029 | Provision for the preparation of LSZH conduits from gate in Level 0 to reception, including the supply of conduits and back boxes - for remote opening of gate | 2 | No. | 140.03 | 280.06
6.03 | Test and commission system including the provision for all necessary testing as may be required | 1 | L.S. | 985.38 | 985.38
6.031 | Supply one full set of as fitted drawings (including 1 hard copy and a digital copy on 2 separate USBs) c/w all manuals etc.. | 1 | Set | 349.83 | 349.83
| TOTAL FOR PAGE 20 | Euro Exc VAT |  |  | 4221.89
| TOTAL FOR ACCESS CONTROL SYSTEM | Euro Exc VAT |  |  | 10313.07
ITEM | DESCRIPTION | QTY | UNIT | RATE Euro (Exc of VAT) | TOTAL Euro (Exc of VAT)
7 | INTERCOM SYSTEM
Level 0
Supply and install galvanised conduit surface mounted and via galvanised trunking from main equipment to each of the following points
7.001 | External Intercom Point - Gate | 2 | No. | 122.72 | 245.44
Supply and install LSZH conduit recessed in wall or in screed under tiles and via galvanised trunking from main equipment to each of the following points
7.002 | External Intercom Point | 1 | No. | 40.01 | 40.01
7.003 | Internal Intercom Point | 2 | No. | 40.01 | 80.02
Wiring using appropriate cable enclosed in galvanised trunking and conduit including the supply of all cables and wiring accessories from main equipment to the following points
7.004 | External Intercom Point - Gate | 2 | No. | 34.49 | 68.98
7.005 | External Intercom Point | 1 | No. | 24.63 | 24.63
7.006 | Internal Intercom Point | 2 | No. | 24.63 | 49.26
Supply, install and connect the following equipment:
7.007 | External Intercom Point - Gate | 2 | No. | 317.29 | 634.58
7.008 | External Intercom Point | 1 | No. | 317.29 | 317.29
7.009 | Internal Intercom Point | 1 | No. | 295.61 | 295.61
7.01 | Desk Type Internal Intercom | 1 | No. | 177.37 | 177.37
Level 1
Supply and install LSZH conduit recessed in wall or in screed under tiles and via galvanised trunking from main equipment to each of the following points
7.011 | Internal Intercom Point | 1 | No. | 40.01 | 40.01
Wiring using appropriate cable enclosed in galvanised trunking and conduit including the supply of all cables and wiring accessories from main equipment to the following points
7.012 | Internal Intercom Point | 1 | No. | 24.63 | 24.63
Supply, install and connect the following equipment:
7.013 | Desk Type Internal Intercom | 1 | No. | 177.37 | 177.37
General
7.014 | Provision for the preparation of LSZH conduits from gate in Level 0 to reception, including the supply of conduits and back boxes - for remote opening of gate | 2 | No. | 120.03 | 240.06
7.015 | Supply, install and connect all power supplies, controllers etc .. which are required to have a complete working system. | 1 | No. | 344.88 | 344.88
7.016 | Test and commission system including the provision for all necessary testing as may be required | 1 | L.S. | 492.69 | 492.69
7.017 | Supply one full set of as fitted drawings (including 1 hard copy and a digital copy on 2 separate USBs) c/w all manuals etc.. | 1 | Set | 227.62 | 227.62
| TOTAL FOR PAGE 21 | Euro Exc VAT |  |  | 3480.45
| TOTAL FOR INTERCOM SYSTEM | Euro Exc VAT |  |  | 3480.45
ITEM | DESCRIPTION | QTY | UNIT | RATE Euro (Exc of VAT) | TOTAL Euro (Exc of VAT)
8 | SECURITY SYSTEM
OFFICES - System 1
Basement Level -1
Supply and install galvanised conduit surface mounted and via galvanised trunking from main equipment to each of the following points
8.001 | Presence detector points | 3 | No. | 39.27 | 117.81
Wiring using appropriate cable enclosed in galvanised trunking and conduit including the supply of all cables and wiring accessories from main equipment to the following points
8.002 | Presence detector points | 3 | No. | 29.56 | 88.68
Supply, install and connect the following equipment:
8.003 | Presence detector points | 3 | No. | 44.34 | 133.02
Level 0
Supply and install LSZH conduit recessed in wall or in screed under tiles and via galvanised trunking from main equipment to each of the following points
8.004 | Presence detector points | 4 | No. | 30.86 | 123.44
8.005 | Internal Security Sounder | 1 | No. | 18.52 | 18.52
8.006 | External Security Sounder | 1 | No. | 111.11 | 111.11
8.007 | Security Keypad | 1 | No. | 67.9 | 67.9
Wiring using appropriate cable enclosed in galvanised trunking and conduit including the supply of all cables and wiring accessories from main equipment to the following points
8.008 | Presence detector points | 4 | No. | 29.56 | 118.24
8.009 | Internal Security Sounder | 1 | No. | 29.56 | 29.56
8.01 | External Security Sounder | 1 | No. | 39.42 | 39.42
8.011 | Security Keypad | 1 | No. | 29.56 | 29.56
Supply, install and connect the following equipment:
8.012 | Presence detector points | 4 | No. | 44.34 | 177.36
8.013 | Internal Security Sounder | 1 | No. | 31.53 | 31.53
8.014 | External Security Sounder | 1 | No. | 64.05 | 64.05
8.015 | Security Keypad | 1 | No. | 142.88 | 142.88
Level 1
Supply and install LSZH conduit recessed in wall or in screed under tiles and via galvanised trunking from main equipment to each of the following points
8.016 | Presence detector points | 1 | No. | 30.86 | 30.86
8.017 | Internal Security Sounder | 1 | No. | 18.52 | 18.52
8.018 | Autodialler | 1 | No. | 30.86 | 30.86
Wiring using appropriate cable enclosed in galvanised trunking and conduit including the supply of all cables and wiring accessories from main equipment to the following points
8.019 | Presence detector points | 1 | No. | 29.56 | 29.56
8.02 | Internal Security Sounder | 1 | No. | 29.56 | 29.56
8.021 | Autodialler | 1 | No. | 14.78 | 14.78
Supply, install and connect the following equipment:
8.022 | Presence detector points | 1 | No. | 44.34 | 44.34
8.023 | Internal Security Sounder | 1 | No. | 31.53 | 31.53
8.024 | Autodialler | 1 | No. | 147.81 | 147.81
8.025 | Security Panel as per specs | 1 | No. | 739.04 | 739.04
Level 2
Supply and install LSZH conduit recessed in wall or in screed under tiles and via galvanised trunking from main equipment to each of the following points
8.026 | Presence detector points | 2 | No. | 30.86 | 61.72
8.027 | Internal Security Sounder | 2 | No. | 18.52 | 37.04
Wiring using appropriate cable enclosed in galvanised trunking and conduit including the supply of all cables and wiring accessories from main equipment to the following points
8.028 | Presence detector points | 2 | No. | 29.56 | 59.12
8.029 | Internal Security Sounder | 2 | No. | 29.56 | 59.12
Supply, install and connect the following equipment:
8.03 | Presence detector points | 2 | No. | 44.34 | 88.68
8.031 | Internal Security Sounder | 2 | No. | 31.53 | 63.06
| TOTAL FOR PAGE 22 | Euro Exc VAT |  |  | 2778.68
ITEM | DESCRIPTION | QTY | UNIT | RATE Euro (Exc of VAT) | TOTAL Euro (Exc of VAT)
Level 3
Supply and install LSZH conduit recessed in wall or in screed under tiles and via galvanised trunking from main equipment to each of the following points
8.032 | Presence detector points | 2 | No. | 30.86 | 61.72
8.033 | Internal Security Sounder | 2 | No. | 18.52 | 37.04
Wiring using appropriate cable enclosed in galvanised trunking and conduit including the supply of all cables and wiring accessories from main equipment to the following points
8.034 | Presence detector points | 2 | No. | 29.56 | 59.12
8.035 | Internal Security Sounder | 2 | No. | 29.56 | 59.12
Supply, install and connect the following equipment:
8.036 | Presence detector points | 2 | No. | 44.34 | 88.68
8.037 | Internal Security Sounder | 2 | No. | 31.53 | 63.06
WAREHOUSE - System 2
Level 0
Supply and install galvanised conduit surface mounted and via galvanised trunking from main equipment to each of the following points
8.038 | External Security Sounder | 3 | No. | 116.47 | 349.41
Wiring using appropriate cable enclosed in galvanised trunking and conduit including the supply of all cables and wiring accessories from main equipment to the following points
8.039 | External Security Sounder | 3 | No. | 39.42 | 118.26
Supply, install and connect the following equipment:
8.04 | External Security Sounder | 3 | No. | 64.05 | 192.15
Level 1
Supply and install LSZH conduit recessed in wall or in screed under tiles and via galvanised trunking from main equipment to each of the following points
8.041 | Presence detector points | 1 | No. | 61.73 | 61.73
8.042 | Security Keypad | 1 | No. | 67.9 | 67.9
8.043 | Autodialler | 1 | No. | 30.86 | 30.86
Wiring using appropriate cable enclosed in galvanised trunking and conduit including the supply of all cables and wiring accessories from main equipment to the following points
8.044 | Presence detector points | 1 | No. | 29.56 | 29.56
8.045 | Security Keypad | 1 | No. | 29.56 | 29.56
8.046 | Autodialler | 1 | No. | 14.78 | 14.78
Supply, install and connect the following equipment:
8.047 | Presence detector points | 1 | No. | 44.34 | 44.34
8.048 | Security Keypad | 1 | No. | 142.88 | 142.88
8.049 | Autodialler | 1 | No. | 147.81 | 147.81
8.05 | Security Panel as per specs | 1 | No. | 739.04 | 739.04
General
8.051 | Test and commission system including the provision for all necessary testing as may be required | 1 | L.S. | 492.69 | 492.69
8.052 | Supply one full set of as fitted drawings (including 1 hard copy and a digital copy on 2 separate USBs) c/w all manuals etc.. | 1 | Set | 227.62 | 227.62
| TOTAL FOR PAGE 23 | Euro Exc VAT |  |  | 3057.33
| TOTAL FOR SECURITY SYSTEM | Euro Exc VAT |  |  | 5836.01
ITEM | DESCRIPTION | QTY | UNIT | RATE Euro (Exc of VAT) | TOTAL Euro (Exc of VAT)
9 | ACCESSIBLE BATHROOM CALL SYSTEM
Level 0
Supply and install LSZH conduit recessed in wall or in screed under tiles and via galvanised trunking for each of the following points
9.001 | From Ceiling Pull Cord Switch to Reset Point | 2 | No. | 18.48 | 36.96
9.002 | From Reset Point to Alarm Lamp | 2 | No. | 18.48 | 36.96
9.003 | From Alarm Lamp to Alarm Panel | 2 | No. | 18.48 | 36.96
9.004 | From Alarm Panel to Reception Main Alarm Panel | 2 | No. | 18.48 | 36.96
Wiring using appropriate cable enclosed in galvanised trunking and conduit including the supply of all cables and wiring accessories from main equipment to the following points
9.005 | From Ceiling Pull Cord Switch to Reset Point | 2 | No. | 14.78 | 29.56
9.006 | From Reset Point to Alarm Lamp | 2 | No. | 14.78 | 29.56
9.007 | From Alarm Lamp to Alarm Panel | 2 | No. | 14.78 | 29.56
9.008 | From Alarm Panel to Reception Main Alarm Panel | 2 | No. | 14.78 | 29.56
Supply, install and connect the following equipment:
9.009 | Pull cord call switch unit | 2 | No. | 73.9 | 147.8
9.01 | Over door alarm lamp & sounder unit, installed on the outer side | 1 | No. | 98.54 | 98.54
9.011 | Call and reset point, installed inside the bathroom | 2 | No. | 73.9 | 147.8
9.012 | Accessible bathroom alarm panel | 2 | No. | Included | Included
9.013 | Accessible Bathroom Call System Main Panel as per specs | 1 | No. | 739.04 | 739.04
Level 1
Supply and install LSZH conduit recessed in wall or in screed under tiles and via galvanised trunking for each of the following points
9.014 | From Ceiling Pull Cord Switch to Reset Point | 2 | No. | 18.48 | 36.96
9.015 | From Reset Point to Alarm Lamp | 2 | No. | 18.48 | 36.96
9.016 | From Alarm Lamp to Alarm Panel | 2 | No. | 18.48 | 36.96
9.017 | From Alarm Panel to Reception Main Alarm Panel | 2 | No. | 18.48 | 36.96
Wiring using appropriate cable enclosed in galvanised trunking and conduit including the supply of all cables and wiring accessories from main equipment to the following points
9.018 | From Ceiling Pull Cord Switch to Reset Point | 2 | No. | 14.78 | 29.56
9.019 | From Reset Point to Alarm Lamp | 2 | No. | 14.78 | 29.56
9.02 | From Alarm Lamp to Alarm Panel | 2 | No. | 14.78 | 29.56
9.021 | From Alarm Panel to Reception Main Alarm Panel | 2 | No. | 14.78 | 29.56
Supply, install and connect the following equipment:
9.022 | Pull cord call switch unit | 2 | No. | 73.9 | 147.8
9.023 | Over door alarm lamp & sounder unit, installed on the outer side | 1 | No. | 98.54 | 98.54
9.024 | Call and reset point, installed inside the bathroom | 2 | No. | 73.9 | 147.8
9.025 | Accessible bathroom alarm panel | 2 | No. | Included | Included
Level 2
Supply and install LSZH conduit recessed in wall or in screed under tiles and via galvanised trunking for each of the following points
9.026 | From Ceiling Pull Cord Switch to Reset Point | 1 | No. | 18.48 | 18.48
9.027 | From Reset Point to Alarm Lamp | 1 | No. | 18.48 | 18.48
9.028 | From Alarm Lamp to Alarm Panel | 1 | No. | 18.48 | 18.48
9.029 | From Alarm Panel to Reception Main Alarm Panel | 1 | No. | 18.48 | 18.48
Wiring using appropriate cable enclosed in galvanised trunking and conduit including the supply of all cables and wiring accessories from main equipment to the following points
9.03 | From Ceiling Pull Cord Switch to Reset Point | 1 | No. | 14.78 | 14.78
9.031 | From Reset Point to Alarm Lamp | 1 | No. | 14.78 | 14.78
9.032 | From Alarm Lamp to Alarm Panel | 1 | No. | 14.78 | 14.78
9.033 | From Alarm Panel to Reception Main Alarm Panel | 1 | No. | 14.78 | 14.78
Supply, install and connect the following equipment:
9.034 | Pull cord call switch unit | 1 | No. | 73.9 | 73.9
9.035 | Over door alarm lamp & sounder unit, installed on the outer side | 1 | No. | 98.54 | 98.54
9.036 | Call and reset point, installed inside the bathroom | 1 | No. | 73.9 | 73.9
9.037 | Accessible bathroom alarm panel | 1 | No. | Included
| TOTAL FOR PAGE 24 | Euro Exc VAT |  |  | 2438.86
ITEM | DESCRIPTION | QTY | UNIT | RATE Euro (Exc of VAT) | TOTAL Euro (Exc of VAT)
Level 3
Supply and install LSZH conduit recessed in wall or in screed under tiles and via galvanised trunking for each of the following points
9.038 | From Ceiling Pull Cord Switch to Reset Point | 1 | No. | 18.48 | 18.48
9.039 | From Reset Point to Alarm Lamp | 1 | No. | 18.48 | 18.48
9.04 | From Alarm Lamp to Alarm Panel | 1 | No. | 18.48 | 18.48
9.041 | From Alarm Panel to Reception Main Alarm Panel | 1 | No. | 18.48 | 18.48
Wiring using appropriate cable enclosed in galvanised trunking and conduit including the supply of all cables and wiring accessories from main equipment to the following points
9.042 | From Ceiling Pull Cord Switch to Reset Point | 1 | No. | 14.78 | 14.78
9.043 | From Reset Point to Alarm Lamp | 1 | No. | 14.78 | 14.78
9.044 | From Alarm Lamp to Alarm Panel | 1 | No. | 14.78 | 14.78
9.045 | From Alarm Panel to Reception Main Alarm Panel | 1 | No. | 14.78 | 14.78
Supply, install and connect the following equipment:
9.046 | Pull cord call switch unit | 1 | No. | 73.9 | 73.9
9.047 | Over door alarm lamp & sounder unit, installed on the outer side | 1 | No. | 98.54 | 98.54
9.048 | Call and reset point, installed inside the bathroom | 1 | No. | 73.9 | 73.9
9.049 | Accessible bathroom alarm panel | 1 | No. | Included | Included
General
9.05 | Test and commission system including the provision for all necessary testing as may be required | 1 | L.S. | 246.35 | 246.35
9.051 | Supply one full set of as fitted drawings (including 1 hard copy and a digital copy on 2 separate USBs) c/w all manuals etc.. | 1 | Set | 227.62 | 227.62
| TOTAL FOR PAGE 25 | Euro Exc VAT |  |  | 853.35
| TOTAL FOR ACCESSIBLE BATHROOM CALL SYSTEM | Euro Exc VAT |  |  | 3292.21
ITEM | DESCRIPTION | QTY | UNIT | RATE Euro (Exc of VAT) | TOTAL Euro (Exc of VAT)
10 | SPRINKLERS SYSTEM
SPRINKLER SYSTEM SHALL BE DESIGN, BUILT & CERTIFIED BY THE CONTRACTOR. THE BELOW PUMP DETAILS, PIPE DIAMETERS, SIZES ETC ARE INDICATIVE FOR PRICING PURPOSES ONLY.
Supply, install and connect the following:
10.001 | Supply and install Sprinkler pump set, dual-electric driven, capacity 12,500 l/min @ 90m head each c/w jockey pump, starting arrangement, delivery manifold, isolating valves, non-return valves, pressure switches, gauges, etc. and including Control Panel as specified | 0 | No |  | Cancelled
10.001a | Supply and install Sprinkler pump set, diesel and electric driven, capacity 12,500 l/min @ 90m head each c/w jockey pump, starting arrangement, delivery manifold, isolating valves, non-return valves, pressure switches, gauges, etc. and including Control Panel as specified for ESFR | 1 | No |  | 0
10.002 | Suction pipework for sprinkler Pumpset including vortex plate and puddle flanges | 1 | L.S. |  | 0
10.003 | Drain line and test line pipework for sprinkler pump - DN 50mm, c/w all necessary isolating valves, pressure reducing valves, sight glass etc. | 1 | L.S. |  | 0
10.004 | Supply and Install Flow meter | 1 | No. |  | 0
10.005 | Wet Alarm Check Valve c/w Water motor alarm | 1 | No. |  | 0
10.006 | Supply and Install Strainer - DN 150 mm | 1 | No. |  | 0
10.007 | Supply and Install Monitored Valves c/w connecting up to interface - DN 150mm | 2 | No. |  | 0
10.008 | Supply and Install Flow switch c/w connecting up to interface | 1 | No. |  | 0
10.009 | Supply and Install Pressure gauge | 1 | No. |  | 0
10.01 | Supply and install Air Discharge Pipework | 1 | L.S. |  | 0
10.011 | Supply and Install four position water level monitoring system c/w interfacing to fire alarm panel (for reservoir) | 1 | No. |  | 0
10.012 | Provision for all scaffolding necessary for the installation to ceiling etc. | 1 | L.S. |  | 0
Basement Level -1
10.013 | Supply and installation of zone assembly control valve c/w all necessary isolating valves, pressure reducing valves, control valves, pressure gauges, flow switch, sight glass, wiring, connecting up to interface etc as per drawing and specifications | 2 | No. |  | 0
10.014 | Supply and install Lockable Test/Drain Valve DN 50mm | 2 | No. |  | 0
Supply and install painted fire fighting pipework for Sprinkler installation in galvanized, seamed, heavy gauge pipe complete with all fittings, brackets, markings, etc.
10.014a | Nominal diameter 200mm | 20 | m |  | 0
10.015 | Nominal diameter 150mm | 380 | m |  | 0
10.016 | Nominal diameter 50mm | 55 | m |  | 0
10.017 | Nominal diameter 40mm | 95 | m |  | 0
10.018 | Nominal diameter 32mm | 340 | m |  | 0
10.019 | Nominal diameter 25mm | 560 | m |  | 0
10.02 | Supply and install Test/Drain Line - DN 50mm | 40 | m |  | 0
10.021 | Supply and install Air Discharge Pipework c/w all necessary isolating valves, air release valve, etc. for a complete installation | 2 | L.S. |  | 0
10.022 | Labelling with identification tape and flow direction | 1 | L.S. |  | 0
10.023 | Supply and install ceiling sprinkler heads 68oC K=80 | 402 | No |  | 0
Above Cold Room and Ambient Area Ceiling Installation
10.024 | Supply and installation of zone assembly control valve c/w all necessary isolating valves, pressure reducing valves, control valves, pressure gauges, flow switch, sight glass, wiring, connecting up to interface etc as per drawing and specifications | 2 | No. |  | 0
10.025 | Supply and install Lockable Test/Drain Valve DN 50mm | 2 | No. |  | 0
Supply and install painted fire fighting pipework for Sprinkler installation in galvanized, seamed, heavy gauge pipe complete with all fittings, brackets, markings, etc.
10.026 | Nominal diameter 150mm | 110 | m |  | 0
10.027 | Nominal diameter 100mm | 125 | m |  | 0
10.028 | Nominal diameter 65mm | 50 | m |  | 0
10.029 | Nominal diameter 50mm | 135 | m |  | 0
10.03 | Nominal diameter 40mm | 220 | m |  | 0
10.031 | Nominal diameter 32mm | 255 | m |  | 0
10.032 | Nominal diameter 25mm | 410 | m |  | 0
10.033 | Supply and install Test/Drain Line - DN 50mm | 40 | m |  | 0
10.034 | Supply and install Air Discharge Pipework c/w all necessary isolating valves, air release valve, etc. for a complete installation | 2 | L.S. |  | 0
10.035 | Labelling with identification tape and flow direction | 1 | L.S. |  | 0
10.036 | Supply and install ceiling sprinkler heads 68oC K=80 | 365 | No |  | 0
| TOTAL FOR PAGE 26 | Euro Exc VAT |  |  | 0
ITEM | DESCRIPTION | QTY | UNIT | RATE Euro (Exc of VAT) | TOTAL Euro (Exc of VAT)
Cold Rooms Ceiling Installation
10.037 | Supply and installation of zone assembly control valve c/w all necessary isolating valves, pressure reducing valves, control valves, pressure gauges, flow switch, sight glass, wiring, connecting up to interface etc as per drawing and specifications | 1 | No. |  | 0
10.038 | Supply and install Lockable Test/Drain Valve DN 50mm | 1 | No. |  | 0
10.039 | Supply and install Test/Drain Line - DN 50mm | 20 | m |  | 0
10.04 | Supply and install Air Discharge Pipework c/w all necessary isolating valves, air release valve, etc. for a complete installation | 1 | L.S. |  | 0
Chilled Loading Bay
Supply and install painted fire fighting pipework for Sprinkler installation in galvanized, seamed, heavy gauge pipe complete with all fittings, brackets, markings, etc.
10.041 | Nominal diameter 100mm | 30 | m |  | 0
10.042 | Nominal diameter 65mm | 5 | m |  | 0
10.043 | Nominal diameter 50mm | 5 | m |  | 0
10.044 | Nominal diameter 40mm | 5 | m |  | 0
10.045 | Nominal diameter 32mm | 25 | m |  | 0
10.046 | Nominal diameter 25mm | 45 | m |  | 0
10.047 | Labelling with identification tape and flow direction | 1 | L.S. |  | 0
10.048 | Supply and install ceiling sprinkler heads 68oC K=80 | 32 | No |  | 0
Fridge/Freezer
Supply and install painted fire fighting pipework for Sprinkler installation in galvanized, seamed, heavy gauge pipe complete with all fittings, brackets, markings, etc.
10.049 | Nominal diameter 100mm | 0 | m |  | Cancelled
10.05 | Nominal diameter 65mm | 0 | m |  | Cancelled
10.051 | Nominal diameter 50mm | 0 | m |  | Cancelled
10.052 | Nominal diameter 40mm | 0 | m |  | Cancelled
10.053 | Nominal diameter 32mm | 0 | m |  | Cancelled
10.054 | Nominal diameter 25mm | 0 | m |  | Cancelled
10.055 | Labelling with identification tape and flow direction | 0 | L.S. |  | Cancelled
10.056 | Supply and install ceiling sprinkler heads 68oC K=80 | 0 | No |  | Cancelled
Cold Rooms Racks Installation (Fridge/Freezer)
10.057 | Supply and installation of zone assembly control valve c/w all necessary isolating valves, pressure reducing valves, control valves, pressure gauges, flow switch, sight glass, wiring, connecting up to interface etc as per drawing and specifications | 0 | No. |  | Cancelled
10.058 | Supply and install Lockable Test/Drain Valve DN 50mm | 0 | No. |  | Cancelled
Supply and install painted fire fighting pipework for Sprinkler installation in galvanized, seamed, heavy gauge pipe complete with all fittings, brackets, markings, etc.
10.059 | Nominal diameter 100mm | 0 | m |  | Cancelled
10.06 | Nominal diameter 80mm | 0 | m |  | Cancelled
10.061 | Nominal diameter 50mm | 0 | m |  | Cancelled
10.062 | Nominal diameter 40mm | 0 | m |  | Cancelled
10.063 | Nominal diameter 32mm | 0 | m |  | Cancelled
10.064 | Nominal diameter 25mm | 0 | m |  | Cancelled
10.065 | Supply and install Test/Drain Line - DN 50mm | 0 | m |  | Cancelled
10.066 | Supply and install Air Discharge Pipework c/w all necessary isolating valves, air release valve, etc. for a complete installation | 0 | L.S. |  | Cancelled
10.067 | Labelling with identification tape and flow direction | 0 | L.S. |  | Cancelled
10.068 | Supply and install in-rack sprinkler heads 68oC K=80 | 0 | No |  | Cancelled
ESFR SYSTEM
10.068a | Supply and Install Monitored Valves c/w connecting up to interface - DN 150mm | 1 | No. |  | 0
Freezer Rooms Ceiling Installation
10.068b | Supply and install Lockable Test/Drain Valve DN 50mm | 1 | No. |  | 0
10.068c | Supply and install Test/Drain Line - DN 50mm | 20 | m |  | 0
Supply and install painted fire fighting pipework for Sprinkler installation in galvanized, seamed, heavy gauge pipe complete with all fittings, brackets, markings, etc.
10.068d | Nominal diameter 150mm | 60 | m |  | 0
10.068e | Nominal diameter 100mm | 15 | m |  | 0
10.068f | Nominal diameter 80mm | 5 | m |  | 0
10.068g | Nominal diameter 65mm | 10 | m |  | 0
10.068h | Nominal diameter 50mm | 10 | m |  | 0
10.068i | Nominal diameter 40mm | 30 | m |  | 0
10.068j | Nominal diameter 32mm | 60 | m
10.068k | Nominal diameter 25mm | 75 | m |  | 0
10.068l | Labelling with identification tape and flow direction | 1 | L.S. |  | 0
10.068m | Supply and install DRY ESFR pendant type sprinkler heads 74°C K=200 | 90 | No |  | 0
Cold Room Ceiling Installation
10.068n | Supply and install Lockable Test/Drain Valve DN 50mm | 1 | No. |  | 0
10.068o | Supply and install Test/Drain Line - DN 50mm | 20 | m |  | 0
Supply and install painted fire fighting pipework for Sprinkler installation in galvanized, seamed, heavy gauge pipe complete with all fittings, brackets, markings, etc.
10.068p | Nominal diameter 150mm | 60 | m |  | 0
10.068q | Nominal diameter 100mm | 10 | m |  | 0
10.068r | Nominal diameter 80mm | 5 | m |  | 0
10.068s | Nominal diameter 65mm | 5 | m |  | 0
10.068t | Nominal diameter 50mm | 5 | m |  | 0
10.068u | Nominal diameter 40mm | 30 | m |  | 0
10.068v | Nominal diameter 32mm | 60 | m
10.068w | Nominal diameter 25mm | 75 | m |  | 0
10.068x | Labelling with identification tape and flow direction | 1 | L.S. |  | 0
10.068y | Supply and install ESFR pendant type sprinkler heads 68°C K=200 | 80 | No |  | 0
| TOTAL FOR PAGE 27 | Euro Exc VAT |  |  | 0
ITEM | DESCRIPTION | QTY | UNIT | RATE Euro (Exc of VAT) | TOTAL Euro (Exc of VAT)
Ambient Area Racks Installation
10.069 | Supply and installation of zone assembly control valve c/w all necessary isolating valves, pressure reducing valves, control valves, pressure gauges, flow switch, sight glass, wiring, connecting up to interface etc as per drawing and specifications | 1 | No. |  | 0
10.07 | Supply and install Lockable Test/Drain Valve DN 50mm | 1 | No. |  | 0
Supply and install painted fire fighting pipework for Sprinkler installation in galvanized, seamed, heavy gauge pipe complete with all fittings, brackets, markings, etc.
10.071 | Nominal diameter 100mm | 85 | m |  | 0
10.072 | Nominal diameter 80mm | 140 | m |  | 0
10.073 | Nominal diameter 50mm | 170 | m |  | 0
10.074 | Nominal diameter 40mm | 220 | m |  | 0
10.075 | Nominal diameter 32mm | 175 | m |  | 0
10.076 | Nominal diameter 25mm | 225 | m |  | 0
10.077 | Supply and install Test/Drain Line - DN 50mm | 20 | m |  | 0
10.078 | Supply and install Air Discharge Pipework c/w all necessary isolating valves, air release valve, etc. for a complete installation | 1 | L.S. |  | 0
10.079 | Labelling with identification tape and flow direction | 1 | L.S. |  | 0
10.08 | Supply and install in-rack sprinkler heads 68oC K=80 | 543 | No |  | 0
Risers/Shafts
10.081 | Air Release Valve on DN 150mm pipework | 2 | No. |  | 0
10.082 | Supply and install Lockable Test/Drain Valve DN 100mm | 2 | No. |  | 0
Supply and install painted fire fighting pipework for Sprinkler installation in galvanized, seamed, heavy gauge pipe complete with all fittings, brackets, markings, etc.
10.083 | Nominal diameter 150mm | 50 | m |  | 0
10.084 | Supply and install Test/Drain Line - DN 100mm | 50 | m |  | 0
10.085 | Labelling with identification tape and flow direction | 1 | L.S. |  | 0
General
10.086 | Allow for the provision of 2 sets of Hydraulic Calculations to be submitted with tender | 1 | L.S. |  | 0
Unbilled item section to have a complete system
10.087 |  |  |  |  | 0
10.088 |  |  |  |  | 0
10.089 |  |  |  |  | 0
10.09 |  |  |  |  | 0
10.091 |  |  |  |  | 0
10.092 |  |  |  |  | 0
10.093 |  |  |  |  | 0
10.094 |  |  |  |  | 0
10.095 |  |  |  |  | 0
10.096 | Test and commission system including the provision for all necessary testing as may be required | 1 | L.S. |  | 0
10.097 | Supply one full set of as fitted drawings (including 1 hard copy and a digital copy on 2 separate USBs) c/w all manuals etc.. | 1 | Set |  | 0
| TOTAL FOR PAGE 28 | Euro Exc VAT |  |  | 0
| TOTAL FOR SPRINKLERS SYSTEM | Euro Exc VAT |  |  | 0
ITEM | DESCRIPTION | QTY | UNIT | RATE Euro (Exc of VAT) | TOTAL Euro ( Exc of VAT )
11 | FIRE STOPPING SYSTEMS
11.001 | Fire stopping of all services through fire compartments including all supplies of fire stopping intumescent blocks, fire rated expanding foam, intumescent mastic, intumescent pillows, etc. for a complete installation as per specs. Fire stopping shall be done from both sides of the fire compartment. | 1 | L.S. | 953.5 | 953.5
11.002 | Supply and install fire collars to seal off pipework penetrations through fire compartments as per specs. | 1 | L.S. | Refer to covering letter
General
11.003 | Supply one full set of as fitted drawings (including 1 hard copy and a digital copy on 2 separate USBs) c/w all manuals etc.. | 1 | Set | Included | Included
| TOTAL FOR PAGE 29 | Euro Exc VAT |  |  | 953.5
| TOTAL FOR FIRE STOPPING SYSTEMS | Euro Exc VAT |  |  | 953.5
ITEM | DESCRIPTION | QTY | UNIT | RATE Euro (Exc of VAT) | TOTAL Euro (Exc of VAT)
12 | DAYWORKS
WORKING DAY HOURLY RATE
12.001 | Day Rate for Site Foreman | 1 | hr |  | Rate Only
12.002 | Day Rate for Technician | 1 | hr |  | Rate Only
12.003 | Day Rate for Skilled Installer | 1 | hr |  | Rate Only
12.004 | Day Rate for Unskilled Installer | 1 | hr |  | Rate Only
12.005 | Day Rate for Engineer | 1 | hr |  | Rate Only
WORK BEYOND WORKING DAY HOURLY RATE
12.006 | Day Rate for Site Foreman | 1 | hr |  | Rate Only
12.007 | Day Rate for Technician | 1 | hr |  | Rate Only
12.008 | Day Rate for Skilled Installer | 1 | hr |  | Rate Only
12.009 | Day Rate for Unskilled Installer | 1 | hr |  | Rate Only
12.01 | Day Rate for Engineer | 1 | hr |  | Rate Only
12.011 |  |  |  |  | 0
12.012 |  |  |  |  | 0
12.013 |  |  |  |  | 0
12.014 |  |  |  |  | 0
12.015 |  |  |  |  | 0
12.016 |  |  |  |  | 0
12.017 |  |  |  |  | 0
12.018 |  |  |  |  | 0
12.019 |  |  |  |  | 0
12.02 |  |  |  |  | 0
12.021 |  |  |  |  | 0
12.022 |  |  |  |  | 0
12.023 |  |  |  |  | 0
12.024 |  |  |  |  | 0
12.025 |  |  |  |  | 0
12.026 |  |  |  |  | 0
12.027 |  |  |  |  | 0
12.028 |  |  |  |  | 0
12.029 |  |  |  |  | 0
12.03 |  |  |  |  | 0
12.031 |  |  |  |  | 0
12.032 |  |  |  |  | 0
12.033 |  |  |  |  | 0
| TOTAL FOR PAGE 30 | Euro Exc VAT |  |  | 0
| TOTAL FOR DAYWORKS | Euro Exc VAT |  |  | 0
| SUMMARY |  |  | Sub-Totals | Totals
|  |  |  | Euro (Exc of VAT) | Euro (Exc of VAT)
| TOTAL FOR PAGE 01 |  |  | 0
| TOTAL FOR PAGE 02 |  |  | 0
1 | TOTAL FOR PRELIMINARIES |  |  |  | 0
| TOTAL FOR PAGE 03 |  |  | 21604.92 |  | 0
| TOTAL FOR PAGE 04 |  |  | 17553.82 |  | 0
| TOTAL FOR PAGE 05 |  |  | 7502.12 |  | 0
| TOTAL FOR PAGE 06 |  |  | 21569.9 |  | 0
| TOTAL FOR PAGE 07 |  |  | 1773.76 |  | 0
| TOTAL FOR PAGE 08 |  |  | 9698.77
| TOTAL FOR PAGE 09 |  |  | 5230.64
| TOTAL FOR PAGE 10 |  |  | 5588.51
2 | TOTAL FOR FIRE ALARM & DETECTION SYSTEM |  |  |  | 90522.44
| TOTAL FOR PAGE 11 |  |  | 0
| TOTAL FOR PAGE 12 |  |  | 0
3 | TOTAL FOR FIRE FIGHTING SYSTEM |  |  |  | 0
| TOTAL FOR PAGE 13 |  |  | 0
| TOTAL FOR PAGE 14 |  |  | 0
| TOTAL FOR PAGE 15 |  |  | 0
| TOTAL FOR PAGE 16 |  |  | 0
| TOTAL FOR PAGE 17 |  |  | 0
4 | TOTAL FOR FIRE SUPPRESSION SYSTEM |  |  |  | 0
| TOTAL FOR PAGE 18 |  |  | 26373.72 |  | 0
5 | TOTAL FOR CCTV INSTALLATION |  |  |  | 26373.72
| TOTAL FOR PAGE 19 |  |  | 6091.18 |  | 0
| TOTAL FOR PAGE 20 |  |  | 4221.89 |  | 0
6 | TOTAL FOR ACCESS CONTROL SYSTEM |  |  |  | 10313.07
| TOTAL FOR PAGE 21 |  |  | 3480.45 |  | 0
7 | TOTAL FOR INTERCOM SYSTEM |  |  |  | 3480.45
| TOTAL FOR PAGE 22 |  |  | 2778.68 |  | 0
| TOTAL FOR PAGE 23 |  |  | 3057.33 |  | 0
8 | TOTAL FOR SECURITY SYSTEM |  |  |  | 5836.01
| TOTAL FOR PAGE 24 |  |  | 2438.86 |  | 0
| TOTAL FOR PAGE 25 |  |  | 853.35 |  | 0
9 | TOTAL FOR ACCESSIBLE BATHROOM CALL SYSTEM |  |  |  | 3292.21
| TOTAL FOR PAGE 26 |  |  | 0
| TOTAL FOR PAGE 27 |  |  | 0
| TOTAL FOR PAGE 28 |  |  | 0
10 | TOTAL FOR SPRINKLERS SYSTEM |  |  |  | 0
| TOTAL FOR PAGE 29 |  |  | 953.5 |  | 0
11 | TOTAL FOR FIRE STOPPING SYSTEMS |  |  |  | 953.5
| TOTAL FOR PAGE 30 |  |  | 0
12 | TOTAL FOR DAYWORKS |  |  |  | 0
| TOTAL FOR SECTION 3 - ELV, FIRE AND SECURITY INSTALLATION | Euro Exc VAT |  |  | 140771.4

## Notes
NOTES | Rev: 235
checkdesc
ELECTRICAL | Elec_Rates
Elec_Est
Dist Boards | Elv_Rates
1 | ELV_Est
2 | Ext_Quote
Int_Quote
Wiring Accessories | Est_BOQ
1
2 | Camilleri&Cuschieri Tenders
Conduit
ELV | Wiring
Supply
Fire Alarm
1
2
3
Data
1
2
3

## Quote
PANTA CONTRACTING LIMITED
ELECTRICAL INTERNAL QUOTATION
| ATT: | [15 empty] | Dated: | 2026-04-02 08:54
| CLIENT: | Link to ML_SUM $D1 | Quintano Foods Ltd.
| PROJECT: | Link to ML_SUM $D2 | Warehouse at tal-Handaq, Qormi
| JOB DESC: | Link to ML_SUM $D3 | Electrical and ELV installations (Rev A)
| QUOTE No: | Link to ML_SUM $D4 | EL25-0062A
| CLIENT's Ref: | Link to ML_SUM $D5 | Tender
|  |  | Selling Price (€) : | 1478219.1304 | VAT EXCL. | VAT EXCLUDED. | VAT EXCLUDED. | VAT EXCLUDED. | VAT EXCLUDED. | VAT EXCLUDED. | VAT EXCLUDED. | VAT EXCLUDED. | VAT EXCLUDED. | VAT EXCLUDED. | VAT EXCLUDED.
Signed for and on behalf of | [15 empty] | Signed for and on behalf of
Electrical Division | [15 empty] | Division
Records
Mr. A. Sciberras
File
CONDITIONS:
1) As per notes for covering letter.
EXCLUSIONS:
1) As per notes for covering letter.
DESCRIPTION OF WORKS / SPECIFICATIONS:
1) As per the attached BOQ.

## ML_Sum
| CLIENT: | 1 | Quintano Foods Ltd. |  |  | TRUE | TRUE | 1 | 1 | 1 | 1 | 1 | 1 | 1 |  | € | Recon /Lab.Cont >> | R | 0.9 |  | 1 | BOQ | x | x | x | x | x | x | x
| PROJECT: | 1 | Warehouse at tal-Handaq, Qormi |  | Electrical | TRUE |  | 2 | 1 | 1 | 1 | 1 | 1 | 1 |  |  | A) 1.23-1.23 | 1.2313 | 33.8127 | Note: Mark Ups include 2% measurement fee for C&C and 0.6% CAR insurance - Email from Kris Micallef dated 11th February 2025 |  |  | x | x | x | x | x | x | x
| JOB DESC: | 1 | Electrical and ELV installations (Rev A) |  | ELV Installation (NAS Ltd) | TRUE |  | 3 | 1 | 1 | 1 | 1 | 1 | 1 |  |  | B) 1.13-1.13 | 1.1287 | 30.995 |  |  |  | x | x | x | x | x | x | x
| INT. QUOT No: | 1 | EL25-0062A |  | Lightning Protection System (MCE Ltd) | TRUE |  | 4 | 1 | 1 | 1 | 1 | 1 | 1 |  |  | C) 1.13-1.13 | 1.1287 | 30.995 |  |  |  | x | x | x | x | x | x | x
| CLIENTs REF: | 1 | Tender |  | Controls ECA | TRUE |  | 5 | 1 | 1 | 1 | 1 | 1 | 1 |  |  | D) 1.23-1.94 | 1.2313 | 53.3418 |  |  |  | x | x | x | x | x | x | x
| VAT: | 1 | VAT EXCL. |  | Testing and Commissiong | TRUE |  | 6 | 1 | 1 | 1 | 1 | 1 | 1 |  |  | E) 1.23-2.37 | 1.2313 | 65.1627 |  |  |  | x | x | x | x | x | x | x
| SAVED ON: | 1 | 2025-02-06 |  | Fire Stopping rates | TRUE |  | 7 | 1 | 1 | 1 | 1 | 1 |  |  |  | F) 1.23-1.23 | 1.2313 | 33.8127 |  |  |  | x | x | x | x | x | x | x
| ESTIMATOR: | 1 | T.Sammut |  | Main Equipment (Gen Set / Main Switchboards) | TRUE |  | 8 | 1 | 1 | 1 | 1 | 1 |  |  |  | G) 1.18-1.18 | 1.18 | 32.4038 |  |  |  | x | x | x | x | x | x | x
| LAB. COST: | 1 | 27.46 | Cost for 2025 | DBs and Changeover | TRUE |  | 9 | 1 | 1 | 1 | 1 | 1 |  |  |  | H) 1.18-1.18 | 1.18 | 32.4038 |  |  |  | x | x | x | x | x | x | x
|  | 1 |  |  | Armoured Cables | TRUE |  | 10 | 1 | 1 | 1 | 1 | 1 | 1 |  |  | I) 1.18-1.18 | 1.18 | 32.4038 |  |  |  | x | x | x | x | x | x | x
|  | 1 | [14 empty] | J) | [5 empty] | x | x | x | x | x | x | x
|  | 1 |  |  |  | SYSTEMS | SYSTEMS | SYSTEMS | SYSTEMS | SYSTEMS | SYSTEMS | SYSTEMS | SYSTEMS | SYSTEMS | SYSTEMS |  | MIXED - X,Y ) | MAT MU | LAB RATE |  |  |  | x | x | x | x | x | x | x
| MATERIAL & LABOUR SUMMARY |  |  |  |  | ItemCode | CostCode | MAKE | PART_NO | MARKUP | TYPE | LIST_P | SET | FIX | DATE | %Dsct in BOQ | MATMU-LABMU | MAT CONT >> | 1
[23 empty] | x | x | x | x | x | x | x
[16 empty] | 0% | Average Discount applied in BOQ (Q2-Q12) | [5 empty] | x | x | x | x | x | x | x
[16 empty] | 9.695% | Average Discount applied on Totals (Q23-Q32) | [5 empty] | x | x | x | x | x | x | x
[16 empty] | 9.695% | Overall Discount
[16 empty] | 1.0826 | Overall Markup (Final Selling Excl.VAT/Total Cost )
|  |  |  | DISCOUNTED | SELLING | [10 empty] | % Discnt | MATERIAL |  | LABOUR
Discy.A-J | Markup/LRate |  |  | SELLING € | € | VAT/DISC | MU | LABRATE | LABCOST | [6 empty] | on Totals | € |  | Pair Hrs.
-2.7911 | A) 1.23, 33.81 |  | Electrical | 593489.325 | 657206.77 | 1 | 1.2313 | 33.8127 | 27.46 | [6 empty] | 9.695% | 349590.8201 |  | 6705.852
-0.31921 | A) 1.13, 30.96 |  | ELV Installation (NAS Ltd) | 134683.059 | 149142.73 | 1 | 1.1287 | 30.995 | 27.46 | [6 empty] | 9.695% | 131910.8432 |  | 8.1
1.7301 | A) 1.13 |  | Lightning Protection System (MCE Ltd) | 47155.0406 | 52217.64 | 1 | 1.1287 | 30.995 | 27.46 | [6 empty] | 9.695% | 46260.68 |  | 0
-0.0068 | A) 1.23, 53.34 |  | Controls ECA | 3025.5091 | 3350.33 | 1 | 1.2313 | 53.3418 | 27.46 | [6 empty] | 9.695% | 2486.95 |  | 5.4
-0.0042568 | A) ---, 65.16 |  | Testing and Commissiong | 7997.0418 | 8855.61 | 1 | 1.2313 | 65.1627 | 27.46 | [6 empty] | 9.695% | 0 |  | 135.9
-0.035349 | A) 1.23, 33.81 |  | Fire Stopping rates | 49942.9849 | 55304.9 | 1 | 1.2313 | 33.8127 | 27.46 | [6 empty] | 9.695% | 28788.4 |  | 587.25
0.0037939 | A) 1.18, 32.4 |  | Main Equipment (Gen Set / Main Switchboards) | 258266.8801 | 285994.6 | 1 | 1.18 | 32.4038 | 27.46 | [6 empty] | 9.695% | 236420.24 |  | 216.324
-0.019634 | A) 1.18, 32.4 |  | DBs and Changeover | 64335.2959 | 71242.38 | 1 | 1.18 | 32.4038 | 27.46 | [6 empty] | 9.695% | 50142.734 |  | 372.5505
1.1836 | A) 1.18, 32.41 |  | Armoured Cables | 319323.994 | 353606.85 | 1 | 1.18 | 32.4038 | 27.46 | [6 empty] | 9.695% | 280841.95 |  | 685.15 |  | Value of Rev A - Discounted | 1615942.78
|  |  |  | 0 | 0 | 1 | 0 | 0 | 27.46 | [7 empty] | 0 |  | 0
MIXED
changed interval of brackets from 1.2m to 1.5m
Discy.L | 1478219.1304 |  |  | 1478219.1304 | 1636921.81 | [11 empty] | 1126442.6173 |  | 8716.5265 |  | 137723.6496 |  | reduced labour for the stainless steel conduit
0.00 | BOQ TOTAL |  |  | ESTIM TOTAL (€) | [18 empty] | removed the 5% contingency on all cables
1.125 | <1 Actual LabCont | [15 empty] | 1126454.5212 | C.C.Totals | 8703.3967 |  |  |  | reduced the 50% contingency to 10% on fire barriers material cost
| <2 Phrs @ 1.00 | [21 empty] | deducted 5% discount from NAS Ltd quote
| <3 Phrs @ Actual | [14 empty] | Discy.T >> | 11.9039 | PRINT | -13.1297 |  |  |  | reduced mark ups by 5%
reduced rate for galvanised conduit
| Values Only on : |  | 2025-02-17 | 2372471.22 | 2372471.22 | [11 empty] | 1470470.431 |  | 11882.59 |  | 894252.0896 | total cost saving | Updated rate in item 7.052 - Data
Removed 25% contingency for scissors lift
|  |  |  | Deduction 1 | 250866.93 | [11 empty] | 93653.8228 |  | 1121.275 |  |  |  | Reduced labour hours for installation of fire barriers
|  |  |  | Deduction 2 | 399264.48 | [11 empty] | 124598.716 |  | 1621.86 |  |  |  | Deducted stainless steel conduit for armoured cables in freezer
|  |  |  | Deduction 3 | 735549.41 | [11 empty] | 344027.8137 |  | 3166.0635 |  |  |  | Reduced scissors lift rate in ware house bracketing
REMARKS: |  |  | As Awarded | 1478219.1304 | 1636921.81 | [11 empty] | 1126442.6173 |  | 8716.5265 |  |  |  | Reduced price of OVR for EV Chargers
1) VAT and Duties as above. | [22 empty] | Added more take offs for external lights
2) | [20 empty] | Mechanical BOQs (As Awarded) |  | Saddles for stainless steel at 1.5metres
[21 empty] | Sprinkler System | 341763.49 | Reduced scissors lift in item 7.052 - data
[21 empty] | HVAC | 471773.83 | Reduced small cable trunking labour - rate includes fittings
ESTIMATOR: |  |  | T.Sammut | [12 empty] | APPROVED BY: |  |  |  |  | Fire fighting | 797820.23 | Lowered bracket labour for lighting in warehouse - rate 007
[21 empty] | Fire Stopping | 10422.92 | Reduced gen set control cable length
SIGNED: | [15 empty] | DATE APPROVED: |  |  |  |  | Total | 1621780.47 | Reduced rate for socket outlets in item 4.319
FILE LOCATION: |  |  | https://d.docs.live.net/d8e42587b76b10ba/Documents/Visual Code Studio/Claude/BMS-Attribution-Model/projects/J01111_Brit_Hotel/[EL25_0662B_Brittania_Hotel_Elec_Revised_Estim_B.xlsx]Elec_Est
| PANTA CONTRACTING LTD. - ELECTRICAL DIVISION | [21 empty] | Second deductions |  |  | 07.04.2025
| CONTRACT / VARIATION INPUT DOCUMENT | [21 empty] | 10% deduction from labour on multicore armoured cables only
[18 empty] | Copy to:- |  |  |  |  | Lighting and power rates updated
|  |  | Client: | Quintano Foods Ltd. | [13 empty] | Ms. S. Magri |  |  |  |  | Reduced data galvanised, LSZH and stainless steel conduit rates
|  |  | Project: | Warehouse at tal-Handaq, Qormi | [13 empty] | Mr. K. Micallef |  |  |  |  | Cost of EV chargers reduced
|  |  | Job Description: | Electrical and ELV installations (Rev A) | [13 empty] | Mr. A. Sciberras |  |  |  |  | Original Cost of fire barriers split on Elec and ELV
|  |  | Quote No: | EL25-0062A | [18 empty] | Reduced cost of scissors lift (now €14,000 below the cost required for the project)
|  |  | Client's Ref: | Tender | [18 empty] | Reduced cost of control panels by Raymond Muscat
[18 empty] | File:- |  |  |  |  | Changed distribution boards brand from Hager to Schneider Electric with an additional cost of €2,500 not covered in our estimates
|  |  | File No: | [19 empty] | Introduction of a protective rain hood and powder coating for the external switchboard. Addiitonal cost to be incurred by Panta.
Ext. Ref:
[23 empty] | Third reductions (Redesign - Rev A) |  |  | 12.06.2025
|  |  |  | Contract /Variation (Excl. VAT) | [18 empty] | Updated BOQ and drawings from consultant
|  | 1636921.81 |  | Estim.Sell before Discounts excl.VAT (€): | 1636921.81 | [17 empty] | Fourth reductions - Rev B |  |  | 14.07.2025
Corrected error for socket outlets - item 4.379
|  |  |  | Overall Discount: | 9.695% | [17 empty] | Upgraded price for light fittings as per latest clarifications
|  |  |  | Final Sell after Discounts excl.VAT (€): | 1478219.1304 | [17 empty] | Reduced labour hours by 10%
Included additional discount from NAS for ELV systems (new factor x 0.873)
|  |  |  | Labour Rate - | 27.46 | [11 empty] | Mech. Cost to us | [5 empty] | Included additional discount from NAS for Generator set and changed genrator flue from Panta to NAS
|  |  | Mat. Cost | Labour | Total Cost | [11 empty] | Sell Excl.VAT / Total Cost
|  |  | € | Pair.Hrs | €
|  |  | 1126454.5212 | 8703.3967 | 1365449.7953 | [11 empty] | 1.0826
( From CostCode Totals )
Advanced Payment:
Retention:
Awarded Date:
Estimated Start Date:
Estimated Completion Date:
.................
|  |  | A. Sciberras | [13 empty] | Date issued:
2026-04-02 08:54
PANTA CONTRACTING LTD. - ELECTRICAL DIVISION
ELECTRICAL AND ELV CONTRACT / VARIATION BUDGET COST
|  |  | Project: | Warehouse at tal-Handaq, Qormi
|  |  | Job Desc: | Electrical and ELV installations (Rev A)
|  |  | Client's Ref: | Tender
|  |  | COSTCODE |  | Cost | [10 empty] | Mat. | Mat Cost | Lab Cost @ | Labour
[5 empty] | Code | [10 empty] | Cont. | € | 27.46 | Pair.Hrs
| V:56 |  | BOQ RateOnly Items | [11 empty] | FIX | 1 | [7 empty] | Original |  |  |  |  | Difference
| 1(J) | cc | Erection materials |  | 501 | [9 empty] | 1 | 1 | 42863.2042 | 9080.3265 | 330.6747 |  |  |  |  | 51220.2598 | 18120.854 | 659.9 |  |  | 8357.0555 | 9040.5275 | 329.2253
| 2 | cc | Busbar Trunking |  | 505 | [9 empty] | 1 | 1 | 0 | 0 | 0 |  |  |  |  | 0 | 0 | 0 |  |  | 0 | 0 | 0
| 3 | cc | Switchgear |  | 510 | [9 empty] | 2 | 1 | 222629.1722 | 16762.2705 | 610.425 |  | 4822.42 |  | 212970.15 | 255857.79 | 19036.645 | 693.25 |  |  | 33228.6178 | 2274.3745 | 82.825
| 4 | cc | MCC Equipment |  | 511 | [9 empty] | 2 | 1 | 0 | 0 | 0 |  |  |  |  | 0 | 0 | 0 |  |  | 0 | 0 | 0
| 5 | cc | BMS Equipment |  | 512 | [9 empty] | 2 | 1 | 0 | 0 | 0 |  |  |  |  | 0 | 0 | 0 |  |  | 0 | 0 | 0
| 6 | cc | PVC Pipes / Ducts |  | 520 | [9 empty] | 1 | 1 | 710 | 1223.343 | 44.55 |  |  |  |  | 710 | 1359.27 | 49.5 |  |  | 0 | 135.927 | 4.95
| 7 | cc | High/medium voltage switchgear |  | 530 | [9 empty] | 2 | 1 | 0 | 0 | 0 |  |  |  |  | 0 | 0 | 0 |  |  | 0 | 0 | 0
| 8 | cc | Power Transformers |  | 550 | [9 empty] | 2 | 1 | 0 | 0 | 0 |  |  |  |  | 0 | 0 | 0 |  |  | 0 | 0 | 0
| 9 | cc | Control Panels |  | 570 | [9 empty] | 2 | 1 | 4094.63 | 747.5985 | 27.225 |  |  |  |  | 5552.5 | 995.425 | 36.25 |  |  | 1457.87 | 247.8265 | 9.025
| 10 | cc | Electrical Single Core Cables |  | 615 | [9 empty] | 2 | 1 | 17360.5888 | 25236.1546 | 919.0151 |  |  |  |  | 25084.2469 | 38117.9858 | 1388.1277 |  |  | 7723.6581 | 12881.8311 | 469.1126
| 11(K) | cc | Electrical Multicore Cables |  | 616 | [9 empty] | 2 | 1 | 364666.0501 | 28436.3217 | 1035.5543 |  |  |  |  | 505427.0441 | 40754.0875 | 1484.1255 |  |  | 140760.9939 | 12317.7659 | 448.5712
| 12 | cc | ELV/BMS/Special Cables |  | 617 | [9 empty] | 2 | 1 | 359.9 | 339.0761 | 12.348 |  |  |  |  | 360 | 376.7512 | 13.72 |  |  | 0.1 | 37.6751 | 1.372
| 13 | cc | Cable Accessories |  | 620 | [9 empty] | 2 | 1 | 6326.7219 | 8972.0539 | 326.7318 |  |  |  |  | 7480.14 | 11129.538 | 405.3 |  |  | 1153.4181 | 2157.4841 | 78.5682
| 14 | cc | Galv. Cable Trays |  | 650 | [9 empty] | 1 | 1 | 10458.0978 | 12951.3717 | 471.645 |  |  |  |  | 11381.4445 | 15976.228 | 581.8 |  |  | 923.3467 | 3024.8563 | 110.155
| 15 | cc | PVC Cable Trays |  | 651 | [9 empty] | 1 | 1 | 0 | 0 | 0 |  |  |  |  | 0 | 0 | 0 |  |  | 0 | 0 | 0
| 16 | cc | Galv. Cable Basket |  | 652 | [9 empty] | 1 | 1 | 0 | 0 | 0 |  |  |  |  | 0 | 0 | 0 |  |  | 0 | 0 | 0
| 17 | cc | Galv. Cable Ladder |  | 654 | [9 empty] | 1 | 1 | 0 | 0 | 0 |  |  |  |  | 0 | 0 | 0 |  |  | 0 | 0 | 0
| 18 | cc | Galv. Cable Trunking |  | 675 | [9 empty] | 1 | 1 | 12301.4904 | 15062.5383 | 548.5265 |  |  |  |  | 12741.06 | 18672.8 | 680 |  |  | 439.5696 | 3610.2617 | 131.4735
| 19 | cc | Alum. Cable Trunking |  | 676 | [9 empty] | 1 | 1 | 0 | 0 | 0 |  |  |  |  | 0 | 0 | 0 |  |  | 0 | 0 | 0
| 20 | cc | PVC Cable Trunking |  | 680 | [9 empty] | 1 | 1 | 0 | 0 | 0 |  |  |  |  | 0 | 0 | 0 |  |  | 0 | 0 | 0
| 21(L) | cc | Underfloor Cable Trunking |  | 681 | [9 empty] | 1 | 1 | 0 | 0 | 0 |  |  |  |  | 0 | 0 | 0 |  |  | 0 | 0 | 0
| 22 | cc | Galv. Conduit |  | 690 | [9 empty] | 1 | 1 | 56253.6858 | 52690.7591 | 1918.8186 |  |  |  |  | 89463.5442 | 66475.1914 | 2420.8009 |  |  | 33209.8584 | 13784.4323 | 501.9822
| 23 | cc | PVC Conduit |  | 700 | [9 empty] | 1 | 1 | 8563.4639 | 16369.6654 | 596.1277 |  |  |  |  | 9941.6336 | 21289.2782 | 775.2833 |  |  | 1378.1696 | 4919.6128 | 179.1556
| 24 | cc | Wiring Accessories |  | 705 | [9 empty] | 3 | 1 | 17670.3652 | 8605.589 | 313.3863 |  |  |  |  | 18124.6691 | 9722.7678 | 354.0702 |  |  | 454.3039 | 1117.1788 | 40.6839
| 25 | cc | Dimming Equipment |  | 706 | [9 empty] | 3 | 1 | 0 | 0 | 0 |  |  |  |  | 0 | 0 | 0 |  |  | 0 | 0 | 0
| 26 | cc | Fire Alarm Equipment |  | 725 | [9 empty] | 3 | 1 | 0 | 0 | 0 |  |  |  |  | 0 | 0 | 0 |  |  | 0 | 0 | 0
| 27 | cc | Fire Barriers |  | 726 | [9 empty] | 3 | 1 | 29734.488 | 17324.514 | 630.9 |  |  |  |  | 39692.22 | 28915.38 | 1053 |  |  | 9957.732 | 11590.866 | 422.1
| 28 | cc | Security Alarm System |  | 750 | [9 empty] | 3 | 1 | 0 | 0 | 0 |  |  |  |  | 0 | 0 | 0 |  |  | 0 | 0 | 0
| 29 | cc | Access Control |  | 751 | [9 empty] | 3 | 1 | 0 | 0 | 0 |  |  |  |  | 0 | 0 | 0 |  |  | 0 | 0 | 0
| 30 | cc | Hotel Electronic Lock |  | 752 | [9 empty] | 3 | 1 | 0 | 0 | 0 |  |  |  |  | 0 | 0 | 0 |  |  | 0 | 0 | 0
| 31(M) | cc | Sub-Contracting Installation Elec |  | 753 | [9 empty] | 3 | 1 | 0 | 0 | 0 |  |  |  |  | 0 | 0 | 0 |  |  | 0 | 0 | 0
| 32 | cc | Timing Equipment |  | 770 | [9 empty] | 3 | 1 | 0 | 0 | 0 |  |  |  |  | 0 | 0 | 0 |  |  | 0 | 0 | 0
| 33 | cc | Public Address |  | 790 | [9 empty] | 3 | 1 | 0 | 0 | 0 |  |  |  |  | 0 | 0 | 0 |  |  | 0 | 0 | 0
| 34 | cc | Voice Alarm Equipment |  | 791 | [9 empty] | 3 | 1 | 0 | 0 | 0 |  |  |  |  | 0 | 0 | 0 |  |  | 0 | 0 | 0
| 35 | cc | Lightning / Bonding System |  | 810 | [9 empty] | 3 | 1 | 1650 | 98.856 | 3.6 |  |  |  |  | 1650 | 109.84 | 4 |  |  | 0 | 10.984 | 0.4
| 36 | cc | T.V System |  | 815 | [9 empty] | 3 | 1 | 0 | 0 | 0 |  |  |  |  | 0 | 0 | 0 |  |  | 0 | 0 | 0
| 37 | cc | UPS/Voltage Stabilisers |  | 820 | [9 empty] | 2 | 1 | 0 | 0 | 0 |  |  |  |  | 0 | 0 | 0 |  |  | 0 | 0 | 0
| 38 | cc | Data Network Equipment |  | 821 | [9 empty] | 3 | 1 | 380 | 54.3708 | 1.98 |  |  |  |  | 380 | 60.412 | 2.2 |  |  | 0 | 6.0412 | 0.22
| 39 | cc | Light Fittings |  | 835 | [9 empty] | 3 | 1 | 45769.904 | 11452.4676 | 417.06 |  |  |  |  | 24917.74 | 12711.234 | 462.9 |  |  | -20852.164 | 1258.7664 | 45.84
| 40 | cc | Generators, AMF Panels |  | 845 | [9 empty] | 2 | 1 | 73226.9207 | 0 | 0 |  |  |  |  | 146791.6067 | 0 | 0 |  |  | 73564.6859 | 0 | 0
| 41(N) | cc | Telephone Equipment |  | 855 | [9 empty] | 3 | 1 | 0 | 0 | 0 |  |  |  |  | 0 | 0 | 0 |  |  | 0 | 0 | 0
| 42 | cc | Intercom |  | 856 | [9 empty] | 3 | 1 | 0 | 0 | 0 |  |  |  |  | 0 | 0 | 0 |  |  | 0 | 0 | 0
| 43 | cc | Mechanical for Electrical |  | 857 | [9 empty] | 4 | 1 | 13860 | 222.426 | 8.1 |  |  |  |  | 11563 | 2196.8 | 80 |  |  | -2297 | 1974.374 | 71.9
| 44 | cc | Nurse Call |  | 858 | [9 empty] | 3 | 1 | 0 | 0 | 0 |  |  |  |  | 0 | 0 | 0 |  |  | 0 | 0 | 0
| 45 | cc | C.C.T.V. Equipment |  | 865 | [9 empty] | 3 | 1 | 0 | 0 | 0 |  |  |  |  | 0 | 0 | 0 |  |  | 0 | 0 | 0
| 46 | cc | Tools and Instruments |  | 870 | [9 empty] | 4 | 1 | 0 | 0 | 0 |  |  |  |  | 0 | 0 | 0 |  |  | 0 | 0 | 0
| 47 | cc | Consumbles |  | 875 | [9 empty] | 1 | 1 | 7255.3582 | 448.4355 | 16.3305 |  |  |  |  | 7702.7649 | 521.6027 | 18.995 |  |  | 447.4067 | 73.1672 | 2.6645
| 48 | cc | Drawings/Manuals |  | 880 | [9 empty] | 3 | 1 | 7244.474 | 1649.6595 | 60.075 |  |  |  |  | 7244.474 | 1832.955 | 66.75 |  |  | 0 | 183.2955 | 6.675
| 49 | cc | Spare Parts |  | 885 | [9 empty] | 4 | 1 | 0 | 0 | 0 |  |  |  |  | 0 | 0 | 0 |  |  | 0 | 0 | 0
| 50 | cc | Labour |  | 900 | [9 empty] | 3 | 1 | 0 | 5756.2543 | 209.6232 |  |  |  |  | 0 | 10613.4048 | 386.5042 |  |  | 0 | 4857.1505 | 176.8809
| 51(O) | cc | Dismantling (Labour Only) |  | 901 | [9 empty] | 1 | 1 | 0 | 0 | 0 |  |  |  |  | 0 | 0 | 0 |  |  | 0 | 0 | 0
| 52 | cc | Testing & Commissioning |  | 902 | [9 empty] | 3 | 1 | 0 | 3731.814 | 135.9 |  |  |  |  | 0 | 4146.46 | 151 |  |  | 0 | 414.646 | 15.1
| 53 | cc | Sub-Contracting Works |  | 960 | [9 empty] | 4 | 1 | 166831.5232 | 988.56 | 36 |  |  |  |  | 195230.18 | 1098.4 | 40 |  |  | 28398.6568 | 109.84 | 4
| 54 | cc | Enemalta Application |  | 961 | [9 empty] | 3 | 1 | 0 | 0 | 0 |  |  |  |  | 0 | 0 | 0 |  |  | 0 | 0 | 0
| 55 | cc | Crainage and Transportation |  | 962 | [9 empty] | 1 | 1 | 16244.4826 | 790.848 | 28.8 |  |  |  |  | 41954.9315 | 1757.44 | 64 |  |  | 25710.449 | 966.592 | 35.2
| 56 | cc | Provisional Sum |  | 970 | [9 empty] | 4 | 1 | 0 | 0 | 0 |  |  |  |  | 0 | 0 | 0 |  |  | 0
|  |  | Totals | [13 empty] | 1126454.5212 | 238995.2741 | 8703.3967 |  |  |  |  | 1470471.2492 | 325990.7505 | 11871.4767 |  |  | 344016.728 | 86995.4764 | 3168.08
|  | cc |  |  | Fix 1 |  | 1 | [9 empty] | 154649.783 |  | 3955.473 | 0.45447
|  | cc |  |  | Fix 2 |  | 2 | [9 empty] | 688663.9838 |  | 2931.2992 | 0.3368
|  | cc |  |  | Fix 3 |  | 2 | [9 empty] | 102449.2312 |  | 1772.5246 | 0.20366
|  | cc |  |  | Others |  | 3 | [9 empty] | 180691.5232 |  | 44.1
|  | cc |  |  | TOTAL | [11 empty] | 1126454.5212 |  | 8703.3967
.................
A. Sciberras
2026-04-02 08:54
Comment / Change in Scope
1.Form/0Mat
2.VAT
3.DiscyA-J
4.MU/LabRate
5.Ov.Dsct/MU
6ab.Lab.Cont.
7.Mat.Cont.
8.BOQ
9.Recon.
11.ValsOnly
10.Avg.Rates OK?
This quotation includes
redesign by the consultant
of June 2025
Note on C1: Michael Vella: Insert Foreign Currency here (say: 1.55 - $US) and change Q1 accordingly
Note on W1: Michael Vella: BOQ - Use numbers in BOQ column TDWG - Use numbers in TDWG column ACT - Use numbers in ACT column DIF_TD - Use (TDWG - BOQ) difference DIF_A - Use (ACT - BOQ) difference
Note on R2: Michael Vella: When you want to uplift markups to offset a discount, first generate your estimate without any discount and paste the estimate totals as values-only. Then divide markups by (1-Dsct%) to get to your original values-only totals.
Note on B3: Michael Vella: When job description starts with "Supply only" and the Quote No. is "EL" then the Quote Title in the Quote worksheet will change from PANTA CONTRACTING LTD to PANTA RETAIL LTD.
Note on D7: Michael Vella: Press <CTRL :> to enter the current date.
Note on R12: Michael Vella: Enter the markups used in this cell to make Mario aware eg: (MIXED I,J). Preferably dedicated markups should be used for the mixed subitems which are not used anywhere else. Also the same discount value should then be entered for all three (MIXED, I and J)
Note on A33: Michael Vella: Select MIXED if mixed markups are used. Leave empty if mixed markups are not used.
Note on C33: Michael Vella: If a <%Discount on Totals> is required on Mixed Item Blocks you must use dedicated markups (say I and J) for the SubItems that make up these blocks. These markups must then NOT be used for anything else in this estimate. Enter the markups used in this cell to make Mario aware as (MIXED I,J). Also the same discount value should then be entered for both these markups.
Note on R33: Michael Vella: If a <%Discount on Totals> is required on Mixed Item Blocks you must use dedicated markups (say I and J) for the SubItems that make up these blocks. These markups must then NOT be used for anything else in this estimate. Enter the markups used in this cell to make Mario aware as (MIXED I,J). Also the same discount value should then be entered for both these markups.
Note on A37: Michael Vella: Step 1. Enter the Actual Labour Contingency ($T1) used in this cell.
Note on S37: Michael Vella: Cost Code Totals for entry into P.I.T. by Amanda
Note on A38: Michael Vella: Step 2. Paste the Labour PairHours ($T35) as a value with the Labour Contingency set at 1.00 in this cell.
Note on A39: Michael Vella: Step 3. Paste the Labour PairHours ($T35) as a value with the actual Labour Contingency used in this cell.
Note on S39: Michael Vella: Select <Test for 0.00> and confirm that DiscyT are both 0.00, then make sure that you select PRINT again before printing.
Note on D41: Michael Vella: Press <CTRL :> to enter the current date.

## Elec_Rates
| CLIENT: | 1 | Quintano Foods Ltd. |  | 0 |  |  | 1 | 1 | 1 | 1 | 1 | 1 | 1 |  | € | R/Lab Cont | R | 0.9 | BOQ | INCL | MULT | AREA | BOQ | TDWG | ACT | DIFF | 0
| PROJECT: | 1 | Warehouse at tal-Handaq, Qormi |  | Electrical |  |  | 2 | 1 | 1 | 1 | 1 | 1 | 1 |  | 0 | mu_A | 1.2313 | 33.8127 | [8 empty] | Electrical
| JOB DESC: | 1 | Electrical and ELV installations (Rev A) |  | ELV Installation (NAS Ltd) |  |  | 3 | 1 | 1 | 1 | 1 | 1 | 1 |  | 0 | mu_B | 1.1287 | 30.995 | [8 empty] | ELV Installation (NAS Ltd)
| QUOTE No: | 1 | EL25-0062A |  | Lightning Protection System (MCE Ltd) |  |  | 4 | 1 | 1 | 1 | 1 | 1 | 1 |  | 0 | mu_C | 1.1287 | 30.995 | [8 empty] | Lightning Protection System (MCE Ltd)
| CLIENTs REF: | 1 | Tender |  | Controls ECA |  |  | 5 | 1 | 1 | 1 | 1 | 1 | 1 |  | 0 | mu_D | 1.2313 | 53.3418 | [8 empty] | Controls ECA
| VAT/DUTIES: | 1 | VAT EXCL. |  | Testing and Commissiong |  |  | 6 | 1 | 1 | 1 | 1 | 1 | 1 |  | 0 | mu_E | 1.2313 | 65.1627 | [8 empty] | Testing and Commissiong
| SAVED ON: | 1 | 2007-10-09 |  | Fire Stopping rates |  |  | 7 | 1 | 1 | 1 | 1 | 1 | 0 |  | 0 | mu_F | 1.2313 | 33.8127 | [8 empty] | Fire Stopping rates
| ESTIMATOR: | 1 | T.Sammut |  | Main Equipment (Gen Set / Main Switchboards) |  |  | 8 | 1 | 1 | 1 | 1 | 1 | 0 |  | 0 | mu_G | 1.18 | 32.4038 | [8 empty] | 0
| LABOUR RATE: | 1 | 27.46 |  | DBs and Changeover |  |  | 9 | 1 | 1 | 1 | 1 | 1 | 0 |  | 0 | mu_H | 1.18 | 32.4038 | [8 empty] | 0
|  | 1 |  |  | Armoured Cables |  |  | 10 | 1 | 1 | 1 | 1 | 1 | 1 |  | 0 | mu_I | 1.18 | 32.4038 | [8 empty] | 0
|  | 1 |  |  | 0 | [10 empty] | 0 | mu_J | 0 | 0 | [8 empty] | 0
|  | 1 |  |  | 0 | [10 empty] | 0 | MIXED | MAT MU | LAB RATE | [8 empty] | 0
[6 empty] | I_CODE | C_CODE | MAKE | PART_NO | MARKUP | TYPE | LIST_P | P_FACT | FIX | DATE | %Dsct in BOQ | MU TYPE | MAT MU | LAB RATE
|  | t | Item:
Start Typing Header
Multip
38 | 225 |  | 001# Light Point Rate (LSZH Conduit) |  | Remained as cost saving 1 |  |  |  |  | RATE | RATE |  |  |  |  | 5.9211 | 18.48 |  | 1.34
|  |  | Based on: |  | OK | [22 empty] | OK
840.7895 | m |  | Conduit PVC 20mm HG RATE |  | LSZH - Ramon | COPV_003 | 700 | GEN | 20mm |  |  |  |  | 1 | 2015-07-28 | 1.8 | 1513.4211 | 0.13 | 98.3724 | [8 empty] | LSZH - Ramon
10077.6316 | m |  | Wiring Cable 1c 1.5 mm2 PVC Non-Arm | AJ Electric | LSZH | CASC_017 | 615 | CRO |  | 02-002 |  |  |  | 2 | 2006-09-28 | 0.19 | 1914.75 | 0.015 | 136.048 | [8 empty] | LSZH
331.5789 | No |  | WHITE Ceiling Rose |  |  | WACC_037 | 705 | (__) | China |  |  |  |  | 3 | 2007-02-15 | 0.93 | 308.3684 | 0.17 | 50.7316
331.5789 | m |  | Wiring Cable 3c 1.0 mm2 PVC Non-Arm |  |  | CAMC_047 | 616 | CRO | 1.0mm2 | 03-001 |  |  |  | 2 | 2011-08-12 | 1.1 | 364.7368 | 0.025 | 7.4605
29.6053 | No |  | WHITE Switch 1G 2W | ESS | SC-CMA401 | WACC_054 | 705 | BG | 912 |  |  |  |  | 3 | 1994-12-01 | 1.06 | 31.3816 | 0.17 | 4.5296 | [8 empty] | SC-CMA401
23.6842 | No |  | WHITE Switch 2G 2W | ESS | SC-CMA402 | WACC_055 | 705 | BG | 942 |  |  |  |  | 3 | 1994-12-01 | 1.1 | 26.0526 | 0.17 | 3.6237 | [8 empty] | SC-CMA402
|  | << ==== TOTAL UNITS | [14 empty] | 0 |  | 0
d> | 0 |  | Sell_A | 67.96 | 15291 |  |  |  |  | ITEM | ITEM | [5 empty] | 4158.7105 |  | 300.7658 | [8 empty] | 17104.5
Multip
5 | 22 |  | 002# Maintaned Emergency Light point rate (LSZH Conduit) |  | Remained as cost saving 1 |  |  |  |  | RATE | RATE |  |  |  |  | 4.4 | 12.85 |  | 0.92
|  |  | Based on: |  | OK | [22 empty] | OK
44 | m |  | Conduit PVC 20mm HG RATE |  | LSZH - Ramon | COPV_003 | 700 | GEN | 20mm |  |  |  |  | 1 | 2015-07-28 | 1.8 | 79.2 | 0.13 | 5.148 | [8 empty] | LSZH - Ramon
836 | m |  | Wiring Cable 1c 1.5 mm2 PVC Non-Arm | AJ Electric | LSZH | CASC_017 | 615 | CRO |  | 02-002 |  |  |  | 2 | 2006-09-28 | 0.19 | 158.84 | 0.015 | 11.286 | [8 empty] | LSZH
22 | No |  | WHITE Ceiling Rose |  |  | WACC_037 | 705 | (__) | China |  |  |  |  | 3 | 2007-02-15 | 0.93 | 20.46 | 0.17 | 3.366
22 | m |  | Wiring Cable 3c 1.0 mm2 PVC Non-Arm |  |  | CAMC_047 | 616 | CRO | 1.0mm2 | 03-001 |  |  |  | 2 | 2011-08-12 | 1.1 | 24.2 | 0.025 | 0.495
|  | << ==== TOTAL UNITS | [14 empty] | 0 |  | 0
d> | 0 |  | Sell_A | 47.01 | 1034.22 |  |  |  |  | ITEM | ITEM | [5 empty] | 282.7 |  | 20.295 | [8 empty] | 1156.76
Multip
49 | 315 |  | 003# Power Point Rate (LSZH Conduit) |  | Updated - reduced |  |  |  |  | RATE | RATE |  |  |  |  | 6.4286 | 18.92 |  | 0.89
|  |  | Based on: |  | OK | [22 empty] | OK
1182.8571 | m |  | Conduit PVC 20mm HG RATE |  | LSZH - Ramon | COPV_003 | 700 | GEN | 20mm |  |  |  |  | 1 | 2015-07-28 | 1.8 | 2129.1429 | 0.13 | 138.3943 | [8 empty] | LSZH - Ramon
7907.1429 | m |  | Wiring Cable 1c 4.0 mm2 PVC Non-Arm | AJ Electric | LSZH | CASC_019 | 615 | CRO |  | 02-004 |  |  |  | 2 | 2006-09-28 | 0.4845 | 3831.0107 | 0.02 | 142.3286 | [8 empty] | LSZH
|  | << ==== TOTAL UNITS | [14 empty] | 0 |  | 0
d> | 0 |  | Sell_A | 53.43 | 16830.45 |  |  |  |  | ITEM | ITEM | [5 empty] | 5960.1536 |  | 280.7229 | [8 empty] | 19722.15
Multip
35.5 | 208.5 |  | 004# Light point rate (Galvanised Conduit) |  | Updated - increased |  |  |  |  | RATE | RATE |  |  |  |  | 5.8732 | 46.61 |  | 2.98
62.2067 |  |  | Based on:
2208.338 | m |  | Conduit Galv. 20mm RATE |  |  | COGV_011 | 690 | BAR | 20mm |  |  |  |  | 1 | 1994-12-01 | 3.03 | 6691.2642 | 0.2 | 397.5008
11511.5493 | m |  | Wiring Cable 1c 1.5 mm2 PVC Non-Arm | AJ Electric | LSZH | CASC_017 | 615 | CRO |  | 02-002 |  |  |  | 2 | 2006-09-28 | 0.19 | 2187.1944 | 0.015 | 155.4059 | [8 empty] | LSZH
17.6197 | No |  | MC Switch 1G 2W 10A | ESS | SC-CL011 | WACC_225 | 705 | MK | K3591ALM |  |  |  |  | 3 | 2004-10-18 | 4.3 | 75.7648 | 0.17 | 2.6958 | [8 empty] | SC-CL011
375.8873 | No |  | WHITE Ceiling Rose |  |  | WACC_037 | 705 | (__) | China |  |  |  |  | 3 | 2007-02-15 | 0.93 | 349.5752 | 0.17 | 57.5108
375.8873 | m |  | Wiring Cable 3c 1.0 mm2 PVC Non-Arm |  |  | CAMC_047 | 616 | CRO | 1.0mm2 | 03-001 |  |  |  | 2 | 2011-08-12 | 1.1 | 413.4761 | 0.025 | 8.4575
|  | << ==== TOTAL UNITS | [14 empty] | 0 |  | 0
d> | 0 |  | Sell_A | 158.19 | 32982.62 |  |  |  |  | ITEM | ITEM | [5 empty] | 9717.2746 |  | 621.5708 | [8 empty] | 34608.92
Multip
28 | 43 |  | 005# Externall Light point rate (Galvanised Conduit) |  | Updated - increased |  |  |  |  | RATE | RATE |  |  |  |  | 1.5357 | 67.52 |  | 4.19
13.2181 |  |  | Based on:
|  |  | L/LA1/04 | New take off
184.2857 | m |  | Conduit Galv. 20mm RATE |  |  | COGV_011 | 690 | BAR | 20mm |  |  |  |  | 1 | 1994-12-01 | 3.03 | 558.3857 | 0.2 | 33.1714
691.0714 | m |  | Wiring Cable 1c 1.5 mm2 PVC Non-Arm | AJ Electric | LSZH | CASC_017 | 615 | CRO |  | 02-002 |  |  |  | 2 | 2006-09-28 | 0.19 | 131.3036 | 0.015 | 9.3295 | [8 empty] | LSZH
1.5357 | No |  | MC Switch 1G 2W 10A | ESS | SC-CL011 | WACC_225 | 705 | MK | K3591ALM |  |  |  |  | 3 | 2004-10-18 | 4.3 | 6.6036 | 0.17 | 0.23496 | [8 empty] | SC-CL011
10.75 | No |  | WHITE Ceiling Rose |  |  | WACC_037 | 705 | (__) | China |  |  |  |  | 3 | 2007-02-15 | 0.93 | 9.9975 | 0.17 | 1.6448
10.75 | m |  | Wiring Cable 3c 1.0 mm2 PVC Non-Arm |  |  | CAMC_047 | 616 | CRO | 1.0mm2 | 03-001 |  |  |  | 2 | 2011-08-12 | 1.1 | 11.825 | 0.025 | 0.24188
|  |  | L/LA1/05 | New take off
199.6429 | m |  | Conduit Galv. 20mm RATE |  |  | COGV_011 | 690 | BAR | 20mm |  |  |  |  | 1 | 1994-12-01 | 3.03 | 604.9179 | 0.2 | 35.9357
691.0714 | m |  | Wiring Cable 1c 1.5 mm2 PVC Non-Arm | AJ Electric | LSZH | CASC_017 | 615 | CRO |  | 02-002 |  |  |  | 2 | 2006-09-28 | 0.19 | 131.3036 | 0.015 | 9.3295 | [8 empty] | LSZH
1.5357 | No |  | MC Switch 1G 2W 10A | ESS | SC-CL011 | WACC_225 | 705 | MK | K3591ALM |  |  |  |  | 3 | 2004-10-18 | 4.3 | 6.6036 | 0.17 | 0.23496 | [8 empty] | SC-CL011
10.75 | No |  | WHITE Ceiling Rose |  |  | WACC_037 | 705 | (__) | China |  |  |  |  | 3 | 2007-02-15 | 0.93 | 9.9975 | 0.17 | 1.6448
10.75 | m |  | Wiring Cable 3c 1.0 mm2 PVC Non-Arm |  |  | CAMC_047 | 616 | CRO | 1.0mm2 | 03-001 |  |  |  | 2 | 2011-08-12 | 1.1 | 11.825 | 0.025 | 0.24188
370.1071 | m |  | Conduit Galv. 20mm RATE |  |  | COGV_011 | 690 | BAR | 20mm |  |  |  |  | 1 | 1994-12-01 | 3.03 | 1121.4246 | 0.2 | 66.6193
1274.6429 | m |  | Wiring Cable 1c 1.5 mm2 PVC Non-Arm | AJ Electric | LSZH | CASC_017 | 615 | CRO |  | 02-002 |  |  |  | 2 | 2006-09-28 | 0.19 | 242.1821 | 0.015 | 17.2077 | [8 empty] | LSZH
3.0714 | No |  | MC Switch 1G 2W 10A | ESS | SC-CL011 | WACC_225 | 705 | MK | K3591ALM |  |  |  |  | 3 | 2004-10-18 | 4.3 | 13.2071 | 0.17 | 0.46993 | [8 empty] | SC-CL011
21.5 | No |  | WHITE Ceiling Rose |  |  | WACC_037 | 705 | (__) | China |  |  |  |  | 3 | 2007-02-15 | 0.93 | 19.995 | 0.17 | 3.2895
21.5 | m |  | Wiring Cable 3c 1.0 mm2 PVC Non-Arm |  |  | CAMC_047 | 616 | CRO | 1.0mm2 | 03-001 |  |  |  | 2 | 2011-08-12 | 1.1 | 23.65 | 0.025 | 0.48375
|  | << ==== TOTAL UNITS | [14 empty] | 0 |  | 0
d> | 0 |  | Sell_A | 224.74 | 9663.82 |  |  |  |  | ITEM | ITEM | [5 empty] | 2903.2218 |  | 180.0794 | [8 empty] | 8289.06
Multip
47 | 77 |  | 006# Light point rate (Galvanised Conduit) in Warehouse |  | Updated - reduced |  |  |  |  | RATE | RATE |  |  |  |  | 1.6383 | 57.28 |  | 2.36
13.6292 |  |  | Based on:
640.5745 | m |  | Conduit Galv. 20mm RATE |  |  | COGV_011 | 690 | BAR | 20mm |  |  |  |  | 1 | 1994-12-01 | 3.03 | 1940.9406 | 0.2 | 115.3034
3058.7021 | m |  | Wiring Cable 1c 1.5 mm2 PVC Non-Arm | AJ Electric | LSZH | CASC_017 | 615 | CRO |  | 02-002 |  |  |  | 2 | 2006-09-28 | 0.19 | 581.1534 | 0.015 | 41.2925 | [8 empty] | LSZH
144.1702 | No |  | WHITE Ceiling Rose |  |  | WACC_037 | 705 | (__) | China |  |  |  |  | 3 | 2007-02-15 | 0.93 | 134.0783 | 0.17 | 22.058
144.1702 | m |  | Wiring Cable 3c 1.0 mm2 PVC Non-Arm |  |  | CAMC_047 | 616 | CRO | 1.0mm2 | 03-001 |  |  |  | 2 | 2011-08-12 | 1.1 | 158.5872 | 0.025 | 3.2438
0.99896 | LS |  | Crainage & Transportation |  | Scissors Lift | CRAI_002 | 962 | MISC | [5 empty] | 2 | 2004-05-22 | 1322.25 | 1320.8777 |  | 0 | [8 empty] | Scissors Lift
0.99896 | No |  | Diesel Fuel |  | Approx €25/daily - info from Godwin by phone | GENS_022 | 845 | (__) | [5 empty] | 3 | 2008-09-22 | 275.4688 | 275.1828 |  | 0 | [8 empty] | Approx €25/daily - info from Godwin by phone
Bracketing in warehouse - in next rate
|  | << ==== TOTAL UNITS | [14 empty] | 0 |  | 0
d> | 0 |  | Sell_A | 150.41 | 11581.57 |  |  |  |  | ITEM | ITEM | [5 empty] | 4410.8201 |  | 181.8978 | [8 empty] | 16396.38
Multip
140 | 140 |  | 007# Bracketing for Lighting in Warehouse | [6 empty] | RATE | RATE |  |  |  |  | 1 | 28.4 |  | 1.04
Based on:
Bracketing in warehouse
162 | No |  | Hilti Beam Clamps Galvanised |  | MQT-21-41 | EMAT_074 | 501 | HIL | MKL-21-41 244874/1 | 07-011 |  |  |  | 1 | 2004-11-11 | 5 | 810 |  | 0 | [8 empty] | MQT-21-41
810 | m |  | Channel DEEP-Galv. Hilti MS-413M | Ardic | Double | EMAT_019 | 501 | HIL | MS-413m | 02-018 |  |  |  | 1 | 1999-01-15 | 2.38 | 1927.8 | 0.2 | 145.8 |  |  |  | 0.25 |  |  |  |  | Double
36 | No |  | Hilti Channel 40x40 Endcap MQZ-E41 |  |  | EMAT_065 | 501 | (__) |  | 02-020 |  |  |  | 1 |  | 0.35 | 12.6 |  | 0
81 | No |  | Labour to manufacture Brackets (FIX 1) |  | Included above | LABO_008 | 900 | MISC | [5 empty] | 1 |  |  | 0 |  | 0 | NoMat? | [7 empty] | Included above
1 | LS |  | Crainage & Transportation |  | Scissors Lift | CRAI_002 | 962 | MISC | [5 empty] | 2 | 2004-05-22 | 1014.75 | 1014.75 |  | 0 | [8 empty] | Scissors Lift
1 | No |  | Diesel Fuel |  | Approx €25/daily - info from Godwin by phone | GENS_022 | 845 | (__) | [5 empty] | 3 | 2008-09-22 | 211.4062 | 211.4062 |  | 0 | [8 empty] | Approx €25/daily - info from Godwin by phone
|  | << ==== TOTAL UNITS | [14 empty] | 0 |  | 0
d> | 0 |  | Sell_A | 70.19 | 9826.6 |  |  |  |  | ITEM | ITEM | [5 empty] | 3976.5563 |  | 145.8 | [8 empty] | 13069
Multip
9 | 65 |  | 008# Maintained Emergency Light point rate (Galvanised Conduit) |  | Remained as cost saving 1 |  |  |  |  | RATE | RATE |  |  |  |  | 7.2222 | 44.58 |  | 2.87
|  |  | Based on: |  | OK | [22 empty] | OK
613.8889 | m |  | Conduit Galv. 20mm RATE |  |  | COGV_011 | 690 | BAR | 20mm |  |  |  |  | 1 | 1994-12-01 | 3.03 | 1860.0833 | 0.2 | 110.5
4766.6667 | m |  | Wiring Cable 1c 1.5 mm2 PVC Non-Arm | AJ Electric | LSZH | CASC_017 | 615 | CRO |  | 02-002 |  |  |  | 2 | 2006-09-28 | 0.19 | 905.6667 | 0.015 | 64.35 | [8 empty] | LSZH
65 | No |  | WHITE Ceiling Rose |  |  | WACC_037 | 705 | (__) | China |  |  |  |  | 3 | 2007-02-15 | 0.93 | 60.45 | 0.17 | 9.945
65 | m |  | Wiring Cable 3c 1.0 mm2 PVC Non-Arm |  |  | CAMC_047 | 616 | CRO | 1.0mm2 | 03-001 |  |  |  | 2 | 2011-08-12 | 1.1 | 71.5 | 0.025 | 1.4625
|  | << ==== TOTAL UNITS | [14 empty] | 0 |  | 0
d> | 0 |  | Sell_A | 151.78 | 9865.7 |  |  |  |  | ITEM | ITEM | [5 empty] | 2897.7 |  | 186.2575 | [8 empty] | 11005.8
Multip
24 | 58 |  | 009# Power points rate (Galvanised conduit) |  | Remained as cost saving 1 |  |  |  |  | RATE | RATE |  |  |  |  | 2.4167 | 64.07 |  | 3.02
20.8438 |  |  | Based on:
188.5 | m |  | Conduit Galv. 25mm RATE |  |  | COGV_013 | 690 | BAR | 25mm |  |  |  |  | 1 | 1994-12-01 | 3.8 | 716.3 | 0.25 | 42.4125
311.75 | m |  | Conduit Galv. 20mm RATE |  |  | COGV_011 | 690 | BAR | 20mm |  |  |  |  | 1 | 1994-12-01 | 3.03 | 944.6025 | 0.2 | 56.115
4241.25 | m |  | Wiring Cable 1c 4.0 mm2 PVC Non-Arm | AJ Electric | LSZH | CASC_019 | 615 | CRO |  | 02-004 |  |  |  | 2 | 2006-09-28 | 0.4845 | 2054.8856 | 0.02 | 76.3425 | [8 empty] | LSZH
|  | << ==== TOTAL UNITS | [14 empty] | 0 |  | 0
d> | 0 |  | Sell_A | 180.83 | 10488.14 |  |  |  |  | ITEM | ITEM | [5 empty] | 3715.7881 |  | 174.87 | [8 empty] | 14412.24
Multip
6 | 14 |  | 010# Power points rate galvanised conduit (CWZ LSZH Cable) |  | Remained as cost saving 1 |  |  |  |  | RATE | RATE |  |  |  |  | 2.3333 | 467.96 |  | 4.99
Based on:
231 | m |  | Conduit Galv. 25mm RATE |  |  | COGV_013 | 690 | BAR | 25mm |  |  |  |  | 1 | 1994-12-01 | 3.8 | 877.8 | 0.25 | 51.975
660.3333 | m |  | Wiring Cable 3c 4.0 mm2 PVC/PVC Non-Arm |  | CWZ/LSZH | CAMC_050 | 616 | CRO | 4.0mm2 | 03-006 |  |  |  | 2 |  | 8.592 | 5673.584 | 0.03 | 17.829 |  | 8.95 | [6 empty] | CWZ/LSZH
|  | << ==== TOTAL UNITS | [14 empty] | 0 |  | 0
d> | 0 |  | Sell_A | 744.8 | 10427.2 |  |  |  |  | ITEM | ITEM | [5 empty] | 6551.384 |  | 69.804 | [8 empty] | 11438.14
Multip
3 | 5 |  | 011# Power points rate LSZH conduit (CWZ LSZH Cable) |  | Updated - reduced |  |  |  |  | RATE | RATE |  |  |  |  | 1.6667 | 117.03 |  | 0.99
Based on:
20 | m |  | Conduit PVC 25mm HG RATE |  | LSZH - Ramon | COPV_007 | 700 | GEN | 25mm |  |  |  |  | 1 | 2015-07-28 | 2.05 | 41 | 0.18 | 3.24 | [8 empty] | LSZH - Ramon
63.3333 | m |  | Wiring Cable 3c 4.0 mm2 PVC/PVC Non-Arm |  | CWZ/LSZH | CAMC_050 | 616 | CRO | 4.0mm2 | 03-006 |  |  |  | 2 |  | 8.592 | 544.16 | 0.03 | 1.71 |  | 8.95 | [6 empty] | CWZ/LSZH
|  | << ==== TOTAL UNITS | [14 empty] | 0 |  | 0
d> | 0 |  | Sell_A | 177.58 | 887.9 |  |  |  |  | ITEM | ITEM | [5 empty] | 585.16 |  | 4.95 | [8 empty] | 1641.95
Multip
8 | 45 |  | 012# Single phase isolator / socket outlet point Galvanised conduit |  | Updated - reduced |  |  |  |  | RATE | RATE |  |  |  |  | 5.625 | 74.42 |  | 3.46
57.6562 |  |  | Based on:
461.25 | m |  | Conduit Galv. 20mm RATE |  |  | COGV_011 | 690 | BAR | 20mm |  |  |  |  | 1 | 1994-12-01 | 3.03 | 1397.5875 | 0.2 | 83.025
4027.5 | m |  | Wiring Cable 1c 4.0 mm2 PVC Non-Arm | AJ Electric | LSZH | CASC_019 | 615 | CRO |  | 02-004 |  |  |  | 2 | 2006-09-28 | 0.4845 | 1951.3238 | 0.02 | 72.495 | [8 empty] | LSZH
|  | << ==== TOTAL UNITS | [14 empty] | 0 |  | 0
d> | 0 |  | Sell_A | 208.49 | 9382.05 |  |  |  |  | ITEM | ITEM | [5 empty] | 3348.9113 |  | 155.52 | [8 empty] | 22286.25
Multip
12 | 12 |  | 013# Single phase isolator / socket outlet point Stainless Steel conduit |  | Updated - reduced |  |  |  |  | RATE | RATE |  |  |  |  | 1 | 571.5 |  | 5.33 | [10 empty] | 5
Based on:
150 | m |  | Conduit Stainless Steel 20mm RATE |  |  | COGV_025 | 690 | (__) | 20mm |  |  |  |  | 1 | 2004-05-27 | 16.44 | 2466 | 0.2 | 27 | [10 empty] | 67
12 | No |  | Conduit Galv. Stainless Steel Back Outlet 20mm |  |  | COGV_017 | 690 | BAR | 20mm |  |  |  |  | 1 | 1994-12-01 | 45.36 | 544.32 |  | 0 | [10 empty] | 5
12 | No |  | Conduit Galv. Stainless Steel Angle box 20mm |  | For side entry at accessory | COGV_017 | 690 | BAR | 20mm |  |  |  |  | 1 | 1994-12-01 | 40.73 | 488.76 |  | 0 | [8 empty] | For side entry at accessory |  | 5
24 | No |  | Conduit Stainless Steel Male Bush 20mm |  |  | COGV_038 | 690 | (__) | 20mm |  |  |  |  | 1 | 2004-06-24 | 8.68 | 208.32 |  | 0 | [10 empty] | 10
98 | No |  | Conduit Stainless Steel Coupler 20mm |  |  | COGV_038 | 690 | (__) | 20mm |  |  |  |  | 1 | 2004-06-24 | 6.34 | 621.32 |  | 0 | [10 empty] | 52.3333
100 | No |  | Conduit Stainless Steel Saddle 20mm |  |  | COGV_029 | 690 | (__) | 20mm |  |  |  |  | 1 | 2004-05-29 | 11.85 | 1185 |  | 0 | [10 empty] | 44.6667
24 | No |  | Conduit Stainless Steel Bend 20mm |  |  | COGV_029 | 690 | (__) | 20mm |  |  |  |  | 1 | 2004-05-29 | 13.02 | 312.48 |  | 0 | [10 empty] | 10
24 | No |  | Conduit Silicon washer 20mm |  |  | COGV_029 | 690 | (__) | 20mm |  |  |  |  | 1 | 2004-05-29 | 0.46 | 11.04 |  | 0 | [10 empty] | 10
100 | No |  | Woodscrews Stainless Steel |  |  | COGV_033 | 690 | (__) | [5 empty] | 1 | 2004-05-29 | 0.275 | 27.5 |  | 0 | [10 empty] | 67
2050 | m |  | Wiring Cable 1c 4.0 mm2 PVC Non-Arm | AJ Electric | LSZH | CASC_019 | 615 | CRO |  | 02-004 |  |  |  | 2 | 2006-09-28 | 0.4845 | 993.225 | 0.02 | 36.9 | [8 empty] | LSZH |  | 1115
|  | << ==== TOTAL UNITS | [14 empty] | 0 |  | 0
d> | 0 |  | Sell_A | 883.76 | 10605.12 |  |  |  |  | ITEM | ITEM | [5 empty] | 6857.965 |  | 63.9 | [5 empty] | 2181.12 |  |  | 12786.24
Multip
1 | 16 |  | 014# 3Pin 16Amp IP67 Unswitched Socket outlet | [6 empty] | RATE | RATE |  |  |  |  | 16 | 31.26 |  | 0.27
Based on:
16 | No |  | 16A 2P+E Unswitched Industrial Socket IP67 | ESS | Palazzoli | WACC_139 | 705 | Gewiss | GW 66204 |  |  |  |  | 3 | 2004-03-01 | 26.1 | 417.6 | 0.25 | 3.6 | [8 empty] | Palazzoli
64 | No |  | Screw Wood S6 |  |  | CONS_035 | 875 | (__) |  | 02-008 |  |  |  | 1 | 1994-12-01 | 0.02 | 1.28 |  | 0
64 | No |  | Rawl Plug S6 |  |  | CONS_030 | 875 | (__) |  | 02-009 |  |  |  | 1 | 1994-12-01 | 0.02 | 1.28 |  | 0
16 | No |  | Label Small |  |  | CONS_021 | 875 | (__) |  | 05-002 |  |  |  | 3 | 1995-05-01 | 5 | 80 | 0.05 | 0.72
|  | << ==== TOTAL UNITS | [14 empty] | 0 |  | 0
d> | 0 |  | Sell_A | 47.62 | 761.92 |  |  |  |  | ITEM | ITEM | [5 empty] | 500.16 |  | 4.32 | [8 empty] | 810.56
Multip
1 | 20 |  | 015# 3Pin 16Amp IP67 Interlocked Socket outlet | [6 empty] | RATE | RATE |  |  |  |  | 20 | 31.26 |  | 0.27
Based on:
20 | No |  | 16A 2P+E Interlocked Industrial Socket IP67 | ESS | Palazzoli | WACC_139 | 705 | Gewiss | GW 66204 |  |  |  |  | 3 | 2004-03-01 | 26.1 | 522 | 0.25 | 4.5 | [8 empty] | Palazzoli
80 | No |  | Screw Wood S6 |  |  | CONS_035 | 875 | (__) |  | 02-008 |  |  |  | 1 | 1994-12-01 | 0.02 | 1.6 |  | 0
80 | No |  | Rawl Plug S6 |  |  | CONS_030 | 875 | (__) |  | 02-009 |  |  |  | 1 | 1994-12-01 | 0.02 | 1.6 |  | 0
20 | No |  | Label Small |  |  | CONS_021 | 875 | (__) |  | 05-002 |  |  |  | 3 | 1995-05-01 | 5 | 100 | 0.05 | 0.9
|  | << ==== TOTAL UNITS | [14 empty] | 0 |  | 0
d> | 0 |  | Sell_A | 47.62 | 952.4 |  |  |  |  | ITEM | ITEM | [5 empty] | 625.2 |  | 5.4 | [8 empty] | 1013.2
Multip
1 | 29 |  | 016# 5Pin 16Amp IP67 Interlocked Socket outlet | [6 empty] | RATE | RATE |  |  |  |  | 29 | 35.16 |  | 0.32
Based on:
29 | No |  | 16A 5P Interlocked Industrial Socket IP67 | ESS | Palazzoli | WACC_139 | 705 | Gewiss | GW 66204 |  |  |  |  | 3 | 2004-03-01 | 30 | 870 | 0.3 | 7.83 | [8 empty] | Palazzoli
116 | No |  | Screw Wood S6 |  |  | CONS_035 | 875 | (__) |  | 02-008 |  |  |  | 1 | 1994-12-01 | 0.02 | 2.32 |  | 0
116 | No |  | Rawl Plug S6 |  |  | CONS_030 | 875 | (__) |  | 02-009 |  |  |  | 1 | 1994-12-01 | 0.02 | 2.32 |  | 0
29 | No |  | Label Small |  |  | CONS_021 | 875 | (__) |  | 05-002 |  |  |  | 3 | 1995-05-01 | 5 | 145 | 0.05 | 1.305
|  | << ==== TOTAL UNITS | [14 empty] | 0 |  | 0
d> | 0 |  | Sell_A | 53.95 | 1564.55 |  |  |  |  | ITEM | ITEM | [5 empty] | 1019.64 |  | 9.135 | [8 empty] | 2297.2
Multip
1 | 20 |  | 017# 5Pin 32Amp IP67 Interlocked Socket outlet | [6 empty] | RATE | RATE |  |  |  |  | 20 | 36.16 |  | 0.32
Based on:
20 | No |  | 32A 5P Interlocked Industrial Socket IP67 | ESS | Palazzoli | WACC_139 | 705 | Gewiss | GW 66204 |  |  |  |  | 3 | 2004-03-01 | 31 | 620 | 0.3 | 5.4 | [8 empty] | Palazzoli
80 | No |  | Screw Wood S6 |  |  | CONS_035 | 875 | (__) |  | 02-008 |  |  |  | 1 | 1994-12-01 | 0.02 | 1.6 |  | 0
80 | No |  | Rawl Plug S6 |  |  | CONS_030 | 875 | (__) |  | 02-009 |  |  |  | 1 | 1994-12-01 | 0.02 | 1.6 |  | 0
20 | No |  | Label Small |  |  | CONS_021 | 875 | (__) |  | 05-002 |  |  |  | 3 | 1995-05-01 | 5 | 100 | 0.05 | 0.9
|  | << ==== TOTAL UNITS | [14 empty] | 0 |  | 0
d> | 0 |  | Sell_A | 55.18 | 1103.6 |  |  |  |  | ITEM | ITEM | [5 empty] | 723.2 |  | 6.3 | [8 empty] | 1174.2
Multip
3 | 34 |  | 018# 1-Phase 25/32A Isolator | [6 empty] | RATE | RATE |  |  |  |  | 11.3333 | 25.62 |  | 0.5
Based on:
34 | No |  | Surface Isolator 25A 2-Pole (Lockable) |  | ESS | SWLV_160 | 510 | KM | P1-25/I/SVB/N | 10 |  |  |  | 2 | 2000-12-20 | 20.46 | 695.64 | 0.5 | 15.3 | [8 empty] | ESS
136 | No |  | Screw Wood S6 |  |  | CONS_035 | 875 | (__) |  | 02-008 |  |  |  | 1 | 1994-12-01 | 0.02 | 2.72 |  | 0
136 | No |  | Rawl Plug S6 |  |  | CONS_030 | 875 | (__) |  | 02-009 |  |  |  | 1 | 1994-12-01 | 0.02 | 2.72 |  | 0
34 | No |  | Label Small |  |  | CONS_021 | 875 | (__) |  | 05-002 |  |  |  | 3 | 1995-05-01 | 5 | 170 | 0.05 | 1.53
|  | << ==== TOTAL UNITS | [14 empty] | 0 |  | 0
d> | 0 |  | Sell_A | 48.28 | 1641.52 |  |  |  |  | ITEM | ITEM | [5 empty] | 871.08 |  | 16.83 | [8 empty] | 1514.67
Multip
2 | 1 |  | 019# 3-Phase 16A Isolator | [6 empty] | RATE | RATE |  |  |  |  | 0.5 | 25.68 |  | 0.5
Based on:
1 | No |  | Surface Isolator 20A 4-Pole (Lockable) |  | ESS | SWLV_148 | 510 | KM | T0-3-15680/I | 10-006 |  |  |  | 2 | 2000-12-20 | 20.52 | 20.52 | 0.5 | 0.45 | [8 empty] | ESS
4 | No |  | Screw Wood S6 |  |  | CONS_035 | 875 | (__) |  | 02-008 |  |  |  | 1 | 1994-12-01 | 0.02 | 0.08 |  | 0
4 | No |  | Rawl Plug S6 |  |  | CONS_030 | 875 | (__) |  | 02-009 |  |  |  | 1 | 1994-12-01 | 0.02 | 0.08 |  | 0
1 | No |  | Label Small |  |  | CONS_021 | 875 | (__) |  | 05-002 |  |  |  | 3 | 1995-05-01 | 5 | 5 | 0.05 | 0.045
|  | << ==== TOTAL UNITS | [14 empty] | 0 |  | 0
d> | 0 |  | Sell_A | 48.36 | 48.36 |  |  |  |  | ITEM | ITEM | [5 empty] | 25.68 |  | 0.495 | [8 empty] | 52.31
Multip
2 | 15 |  | 020# 3-Phase 20/25/32A Isolator | [6 empty] | RATE | RATE |  |  |  |  | 7.5 | 27.16 |  | 0.72
Based on:
15 | No |  | Surface Isolator 32A 4-Pole (Lockable) |  | ESS | SWLV_168 | 510 | KM | P1-32/I/SVB/N | 10 |  |  |  | 2 | 2000-12-20 | 22 | 330 | 0.75 | 10.125 | [8 empty] | ESS
60 | No |  | Screw Wood S6 |  |  | CONS_035 | 875 | (__) |  | 02-008 |  |  |  | 1 | 1994-12-01 | 0.02 | 1.2 |  | 0
60 | No |  | Rawl Plug S6 |  |  | CONS_030 | 875 | (__) |  | 02-009 |  |  |  | 1 | 1994-12-01 | 0.02 | 1.2 |  | 0
15 | No |  | Label Small |  |  | CONS_021 | 875 | (__) |  | 05-002 |  |  |  | 3 | 1995-05-01 | 5 | 75 | 0.05 | 0.675
|  | << ==== TOTAL UNITS | [14 empty] | 0 |  | 0
d> | 0 |  | Sell_A | 57.79 | 866.85 |  |  |  |  | ITEM | ITEM | [5 empty] | 407.4 |  | 10.8 | [8 empty] | 819.13
Multip
2 | 10 |  | 021# 3-Phase 40A Isolator | [6 empty] | RATE | RATE |  |  |  |  | 5 | 59.16 |  | 0.95
Based on:
10 | No |  | Surface Isolator 40A 4-Pole (Lockable) |  | ESS | SWLV_180 | 510 | KM | P3-63/I/SVB/N | 10 |  |  |  | 2 | 2000-12-20 | 54 | 540 | 1 | 9 | [8 empty] | ESS
40 | No |  | Screw Wood S6 |  |  | CONS_035 | 875 | (__) |  | 02-008 |  |  |  | 1 | 1994-12-01 | 0.02 | 0.8 |  | 0
40 | No |  | Rawl Plug S6 |  |  | CONS_030 | 875 | (__) |  | 02-009 |  |  |  | 1 | 1994-12-01 | 0.02 | 0.8 |  | 0
10 | No |  | Label Small |  |  | CONS_021 | 875 | (__) |  | 05-002 |  |  |  | 3 | 1995-05-01 | 5 | 50 | 0.05 | 0.45
|  | << ==== TOTAL UNITS | [14 empty] | 0 |  | 0
d> | 0 |  | Sell_A | 104.8 | 1048 |  |  |  |  | ITEM | ITEM | [5 empty] | 591.6 |  | 9.45 | [8 empty] | 1580.04
Multip
6 | 1 |  | 022# 3-Phase 63A Isolator | [6 empty] | RATE | RATE |  |  |  |  | 0.16667 | 59.16 |  | 0.95
Based on:
1 | No |  | Surface Isolator 63A 4-Pole (Lockable) |  | ESS | SWLV_180 | 510 | KM | P3-63/I/SVB/N | 10 |  |  |  | 2 | 2000-12-20 | 54 | 54 | 1 | 0.9 | [8 empty] | ESS
4 | No |  | Screw Wood S6 |  |  | CONS_035 | 875 | (__) |  | 02-008 |  |  |  | 1 | 1994-12-01 | 0.02 | 0.08 |  | 0
4 | No |  | Rawl Plug S6 |  |  | CONS_030 | 875 | (__) |  | 02-009 |  |  |  | 1 | 1994-12-01 | 0.02 | 0.08 |  | 0
1 | No |  | Label Small |  |  | CONS_021 | 875 | (__) |  | 05-002 |  |  |  | 3 | 1995-05-01 | 5 | 5 | 0.05 | 0.045
|  | << ==== TOTAL UNITS | [14 empty] | 0 |  | 0
d> | 0 |  | Sell_A | 104.8 | 104.8 |  |  |  |  | ITEM | ITEM | [5 empty] | 59.16 |  | 0.945 | [8 empty] | 112.86
Multip
100 | 100 |  | 023# 5 x 300mm2 F120 Fire Resistant Cable (BS7846) - XLPE/SWA/LSZH | [6 empty] | RATE | RATE |  |  |  |  | 1 | 294.28 |  | 0.65
Based on:
100 | m |  | Power Cable 4c 300 mm2 XLPE SWA-PVC | Fire Rated | Cleveland | CAMC_034 | 616 | CRO | 300mm2 |  |  |  |  | 2 | 2011-08-12 | 285.91 | 28591 | 0.306 | 27.54 | [8 empty] | BATT Cables
100 | m |  | Wiring Cable 1c 300 mm2 PVC Non-Arm |  | Material cost included above | CASC_032 | 615 | CRO |  | 02-017 |  |  |  | 2 |  |  | 0 | 0.16 | 14.4 | NoMat? | [7 empty] | Material cost included above
100 | No |  | Cable Tie 225mm |  |  | CONS_009 | 875 | (__) |  | 01-003 |  |  |  | 1 | 1994-12-01 | 0.05 | 5 |  | 0
8 | No |  | Gland Indoor 75 BWL 4*300mm2 |  |  | CAAC_050 | 620 | CMP | [5 empty] | 2 | 1997-01-01 | 77.64 | 621.12 | 1.5 | 10.8
8 | No |  | Gland 32 A2 BRASS |  |  | CAAC_031 | 620 | CMP | [5 empty] | 2 | 1997-01-01 | 9.99 | 79.92 | 0.4 | 2.88
8 | m |  | Cable Marker 8 digit c/w Carrier Strip |  |  | CAAC_091 | 620 | (__) | [5 empty] | 2 | 2004-06-10 | 1.5 | 12 | 0.08 | 0.576
40 | No |  | Cable Lug 300 mm2 |  |  | CAAC_019 | 620 | CTT | [5 empty] | 2 | 1994-12-01 | 2.98 | 119.2 | 0.24 | 8.64
|  | << ==== TOTAL UNITS | [14 empty] | 0 |  | 0
d> | 0 |  | Sell_A | 384.29 | 38429 |  |  |  |  | ITEM | ITEM | [5 empty] | 29428.24 |  | 64.836 | [8 empty] | 40838
Multip
810 | 300 |  | 024# 5 x 240mm2 F120 Fire Resistant Cable (BS7846) - XLPE/SWA/LSZH | [6 empty] | RATE | RATE |  |  |  |  | 0.37037 | 209.82 |  | 0.43
Based on:
300 | m |  | Power Cable 4c 240 mm2 XLPE SWA-PVC | Fire Rated | Cleveland | CAMC_033 | 616 | CRO | 240mm2 |  |  |  |  | 2 | 2011-08-12 | 207.54 | 62262 | 0.27 | 72.9 | [8 empty] | BATT Cables
300 | m |  | Wiring Cable 1c 240 mm2 PVC Non-Arm |  | Material cost included above | CASC_031 | 615 | CRO |  | 02-016 |  |  |  | 2 | 2006-09-28 |  | 0 | 0.14 | 37.8 | NoMat? | [7 empty] | Material cost included above
300 | No |  | Cable Tie 225mm |  |  | CONS_009 | 875 | (__) |  | 01-003 |  |  |  | 1 | 1994-12-01 | 0.05 | 15 |  | 0
7.4074 | No |  | Gland Indoor 75S BWL 4*240mm2 |  |  | CAAC_051 | 620 | CMP | [5 empty] | 2 | 1997-01-01 | 68.62 | 508.2963 | 1.25 | 8.3333
7.4074 | No |  | Gland 32 A2 BRASS |  |  | CAAC_031 | 620 | CMP | [5 empty] | 2 | 1997-01-01 | 9.99 | 74 | 0.4 | 2.6667
7.4074 | m |  | Cable Marker 8 digit c/w Carrier Strip |  |  | CAAC_091 | 620 | (__) | [5 empty] | 2 | 2004-06-10 | 1.5 | 11.1111 | 0.08 | 0.53333
37.037 | No |  | Cable Lug 240 mm2 |  |  | CAAC_018 | 620 | CTT | [5 empty] | 2 | 1994-12-01 | 2.07 | 76.6667 | 0.2 | 6.6667
|  | << ==== TOTAL UNITS | [14 empty] | 0 |  | 0
d> | 0 |  | Sell_A | 272.89 | 81867 |  |  |  |  | ITEM | ITEM | [5 empty] | 62947.0741 |  | 128.9 | [8 empty] | 250646.4
Multip
330 | 330 |  | 025# 5 x 185mm2 XLPE/SWA/LSZH | [6 empty] | RATE | RATE |  |  |  |  | 1 | 118.99 |  | 0.24
Based on:
330 | m |  | Power Cable 5c 185 mm2 XLPE SWA-PVC |  | Cleveland | CAMC_032 | 616 | CRO | 185mm2 |  |  |  |  | 2 | 2011-08-12 | 117.84 | 38887.2 | 0.234 | 69.498 | [8 empty] | Cleveland
330 | No |  | Cable Tie 225mm |  |  | CONS_009 | 875 | (__) |  | 01-003 |  |  |  | 1 | 1994-12-01 | 0.05 | 16.5 |  | 0
6 | No |  | Gland Indoor 63 BWL 4*185mm2 |  |  | CAAC_048 | 620 | CMP | [5 empty] | 2 | 1997-01-01 | 51.5 | 309 | 1.1 | 5.94
6 | m |  | Cable Marker 8 digit c/w Carrier Strip |  |  | CAAC_091 | 620 | (__) | [5 empty] | 2 | 2004-06-10 | 1.5 | 9 | 0.08 | 0.432
30 | No |  | Cable Lug 185 mm2 |  |  | CAAC_017 | 620 | CTT | [5 empty] | 2 | 1994-12-01 | 1.51 | 45.3 | 0.17 | 4.59
|  | << ==== TOTAL UNITS | [14 empty] | 0 |  | 0
d> | 0 |  | Sell_A | 154.76 | 51070.8 |  |  |  |  | ITEM | ITEM | [5 empty] | 39267 |  | 80.46 | [8 empty] | 53816.4
Multip
155 | 155 |  | 026# 5 x 150mm2 XLPE/SWA/LSZH | [6 empty] | RATE | RATE |  |  |  |  | 1 | 95.08 |  | 0.21
Based on:
155 | m |  | Power Cable 5c 150 mm2 XLPE SWA-PVC |  | Cleveland | CAMC_031 | 616 | CRO | 150mm2 |  |  |  |  | 2 | 2011-08-12 | 94.3104 | 14618.112 | 0.216 | 30.132 | [8 empty] | Cleveland
155 | No |  | Cable Tie 225mm |  |  | CONS_009 | 875 | (__) |  | 01-003 |  |  |  | 1 | 1994-12-01 | 0.05 | 7.75 |  | 0
2 | No |  | Gland Indoor 63S BWL 4*150mm2 |  |  | CAAC_049 | 620 | CMP | [5 empty] | 2 | 1997-01-01 | 50.22 | 100.44 | 0.9 | 1.62
2 | m |  | Cable Marker 8 digit c/w Carrier Strip |  |  | CAAC_091 | 620 | (__) | [5 empty] | 2 | 2004-06-10 | 1.5 | 3 | 0.08 | 0.144
10 | No |  | Cable Lug 150 mm2 |  |  | CAAC_016 | 620 | CTT | [5 empty] | 2 | 1994-12-01 | 0.84 | 8.4 | 0.15 | 1.35
|  | << ==== TOTAL UNITS | [14 empty] | 0 |  | 0
d> | 0 |  | Sell_A | 124.33 | 19271.15 |  |  |  |  | ITEM | ITEM | [5 empty] | 14737.702 |  | 33.246 | [8 empty] | 20336
Multip
495 | 445 |  | 027# 5 x 120mm2 F120 Fire Resistant Cable (BS7846) - XLPE/SWA/LSZH | [6 empty] | RATE | RATE |  |  |  |  | 0.89899 | 104.63 |  | 0.31
Based on:
445 | m |  | Power Cable 4c 120 mm2 XLPE SWA-PVC | Fire Rated | Cleveland | CAMC_030 | 616 | CRO | 120mm2 |  |  |  |  | 2 | 2011-08-12 | 103.4496 | 46035.072 | 0.198 | 79.299 | [8 empty] | Cleveland
445 | m |  | Wiring Cable 1c 120 mm2 PVC Non-Arm |  | Material cost included above | CASC_028 | 615 | CRO |  | 02-013 |  |  |  | 2 | 2006-09-28 |  | 0 | 0.09 | 36.045 | NoMat? | [7 empty] | Material cost included above
445 | No |  | Cable Tie 225mm |  |  | CONS_009 | 875 | (__) |  | 01-003 |  |  |  | 1 | 1994-12-01 | 0.05 | 22.25 |  | 0
12.5859 | No |  | Gland Indoor 50 BWL 4*120mm2 |  |  | CAAC_046 | 620 | CMP | [5 empty] | 2 | 1997-01-01 | 28.3 | 356.1798 | 0.8 | 9.0618
12.5859 | No |  | Gland 25 A2 BRASS |  |  | CAAC_030 | 620 | CMP | [5 empty] | 2 | 1997-01-01 | 6.57 | 82.6891 | 0.3 | 3.3982
12.5859 | m |  | Cable Marker 8 digit c/w Carrier Strip |  |  | CAAC_091 | 620 | (__) | [5 empty] | 2 | 2004-06-10 | 1.5 | 18.8788 | 0.08 | 0.90618
62.9293 | No |  | Cable Lug 120 mm2 |  |  | CAAC_015 | 620 | CTT | [5 empty] | 2 | 1994-12-01 | 0.7 | 44.0505 | 0.13 | 7.3627
|  | << ==== TOTAL UNITS | [14 empty] | 0 |  | 0
d> | 0 |  | Sell_A | 139.17 | 61930.65 |  |  |  |  | ITEM | ITEM | [5 empty] | 46559.1202 |  | 136.0729 | [8 empty] | 72735.3
Multip
15 | 15 |  | 028# 5 x 120mm2 XLPE/SWA/LSZH | [6 empty] | RATE | RATE |  |  |  |  | 1 | 81.65 |  | 0.36
Based on:
15 | m |  | Power Cable 5c 120 mm2 XLPE SWA-PVC |  | Cleveland | CAMC_030 | 616 | CRO | 120mm2 |  |  |  |  | 2 | 2011-08-12 | 77.1648 | 1157.472 | 0.198 | 2.673 | [8 empty] | Cleveland
15 | No |  | Cable Tie 225mm |  |  | CONS_009 | 875 | (__) |  | 01-003 |  |  |  | 1 | 1994-12-01 | 0.05 | 0.75 |  | 0
2 | No |  | Gland Indoor 50 BWL 4*120mm2 |  |  | CAAC_046 | 620 | CMP | [5 empty] | 2 | 1997-01-01 | 28.3 | 56.6 | 0.8 | 1.44
2 | m |  | Cable Marker 8 digit c/w Carrier Strip |  |  | CAAC_091 | 620 | (__) | [5 empty] | 2 | 2004-06-10 | 1.5 | 3 | 0.08 | 0.144
10 | No |  | Cable Lug 120 mm2 |  |  | CAAC_015 | 620 | CTT | [5 empty] | 2 | 1994-12-01 | 0.7 | 7 | 0.13 | 1.17
|  | << ==== TOTAL UNITS | [14 empty] | 0 |  | 0
d> | 0 |  | Sell_A | 112.78 | 1691.7 |  |  |  |  | ITEM | ITEM | [5 empty] | 1224.822 |  | 5.427 | [8 empty] | 1795.05
Multip
290 | 290 |  | 029# 5 x 95mm2 F120 Fire Resistant Cable (BS7846) - XLPE/SWA/LSZH | [6 empty] | RATE | RATE |  |  |  |  | 1 | 84.03 |  | 0.27
Based on:
290 | m |  | Power Cable 4c 95 mm2 XLPE SWA-PVC | Fire Rated | Cleveland | CAMC_029 | 616 | CRO | 95mm2 |  |  |  |  | 2 | 2011-08-12 | 82.9632 | 24059.328 | 0.18 | 46.98 | [8 empty] | Cleveland
290 | m |  | Wiring Cable 1c 95 mm2 PVC Non-Arm |  | Material cost included above | CASC_027 | 615 | CRO |  | 02-012 |  |  |  | 2 | 2006-09-28 |  | 0 | 0.08 | 20.88 | NoMat? | [7 empty] | Material cost included above
290 | No |  | Cable Tie 225mm |  |  | CONS_009 | 875 | (__) |  | 01-003 |  |  |  | 1 | 1994-12-01 | 0.05 | 14.5 |  | 0
8 | No |  | Gland Indoor 50S BWL 4*95mm2 |  |  | CAAC_047 | 620 | CMP | [5 empty] | 2 | 1997-01-01 | 25.46 | 203.68 | 0.7 | 5.04
8 | No |  | Gland 25 A2 BRASS |  |  | CAAC_030 | 620 | CMP | [5 empty] | 2 | 1997-01-01 | 6.57 | 52.56 | 0.3 | 2.16
8 | m |  | Cable Marker 8 digit c/w Carrier Strip |  |  | CAAC_091 | 620 | (__) | [5 empty] | 2 | 2004-06-10 | 1.5 | 12 | 0.08 | 0.576
40 | No |  | Cable Lug 95 mm2 |  |  | CAAC_014 | 620 | CTT | [5 empty] | 2 | 1994-12-01 | 0.63 | 25.2 | 0.11 | 3.96
|  | << ==== TOTAL UNITS | [14 empty] | 0 |  | 0
d> | 0 |  | Sell_A | 112.74 | 32694.6 |  |  |  |  | ITEM | ITEM | [5 empty] | 24367.268 |  | 79.596 | [8 empty] | 34573.8
Multip
290 | 290 |  | 030# 5 x 95mm2 XLPE/SWA/LSZH | [6 empty] | RATE | RATE |  |  |  |  | 1 | 62.48 |  | 0.19
Based on:
290 | m |  | Power Cable 5c 95 mm2 XLPE SWA-PVC |  | AJ Electric | CAMC_029 | 616 | CRO | 95mm2 |  |  |  |  | 2 | 2011-08-12 | 61.8048 | 17923.392 | 0.18 | 46.98 | [8 empty] | AJ Electric
290 | No |  | Cable Tie 225mm |  |  | CONS_009 | 875 | (__) |  | 01-003 |  |  |  | 1 | 1994-12-01 | 0.05 | 14.5 |  | 0
6 | No |  | Gland Indoor 50S BWL 4*95mm2 |  |  | CAAC_047 | 620 | CMP | [5 empty] | 2 | 1997-01-01 | 25.46 | 152.76 | 0.7 | 3.78
6 | m |  | Cable Marker 8 digit c/w Carrier Strip |  |  | CAAC_091 | 620 | (__) | [5 empty] | 2 | 2004-06-10 | 1.5 | 9 | 0.08 | 0.432
30 | No |  | Cable Lug 95 mm2 |  |  | CAAC_014 | 620 | CTT | [5 empty] | 2 | 1994-12-01 | 0.63 | 18.9 | 0.11 | 2.97
|  | << ==== TOTAL UNITS | [14 empty] | 0 |  | 0
d> | 0 |  | Sell_A | 83.25 | 24142.5 |  |  |  |  | ITEM | ITEM | [5 empty] | 18118.552 |  | 54.162 | [8 empty] | 25563.5
Multip
155 | 155 |  | 031# 5 x 70mm2 F120 Fire Resistant Cable (BS7846) - XLPE/SWA/LSZH | [6 empty] | RATE | RATE |  |  |  |  | 1 | 74.82 |  | 0.16
Based on:
155 | m |  | Power Cable 5c 70 mm2 XLPE SWA-PVC | Fire Rated | Cleveland | CAMC_028 | 616 | CRO | 70mm2 |  |  |  |  | 2 | 2011-08-12 | 74.4768 | 11543.904 | 0.162 | 22.599 | [8 empty] | Cleveland
155 | No |  | Cable Tie 225mm |  |  | CONS_009 | 875 | (__) |  | 01-003 |  |  |  | 1 | 1994-12-01 | 0.05 | 7.75 |  | 0
2 | No |  | Gland Indoor 40 BWL 4*50/70mm2 |  |  | CAAC_045 | 620 | CMP | [5 empty] | 2 | 1997-01-01 | 19.08 | 38.16 | 0.6 | 1.08
2 | m |  | Cable Marker 8 digit c/w Carrier Strip |  |  | CAAC_091 | 620 | (__) | [5 empty] | 2 | 2004-06-10 | 1.5 | 3 | 0.08 | 0.144
10 | No |  | Cable Lug 70 mm2 |  |  | CAAC_013 | 620 | CTT | [5 empty] | 2 | 1994-12-01 | 0.47 | 4.7 | 0.1 | 0.9
|  | << ==== TOTAL UNITS | [14 empty] | 0 |  | 0
d> | 0 |  | Sell_A | 97.53 | 15117.15 |  |  |  |  | ITEM | ITEM | [5 empty] | 11597.514 |  | 24.723 | [8 empty] | 15941.75
Multip
480 | 365 |  | 032# 5 x 50mm2 F120 Fire Resistant Cable (BS7846) - XLPE/SWA/LSZH | [6 empty] | RATE | RATE |  |  |  |  | 0.76042 | 59.5 |  | 0.15
Based on:
365 | m |  | Power Cable 5c 50 mm2 XLPE SWA-PVC | Fire Rated | Cleveland | CAMC_027 | 616 | CRO | 50mm2 |  |  |  |  | 2 | 2011-08-12 | 59.088 | 21567.12 | 0.144 | 47.304 | [8 empty] | Cleveland
365 | No |  | Cable Tie 225mm |  |  | CONS_009 | 875 | (__) |  | 01-003 |  |  |  | 1 | 1994-12-01 | 0.05 | 18.25 |  | 0
6.0833 | No |  | Gland Indoor 40 BWL 4*50/70mm2 |  |  | CAAC_045 | 620 | CMP | [5 empty] | 2 | 1997-01-01 | 19.08 | 116.07 | 0.6 | 3.285
6.0833 | m |  | Cable Marker 8 digit c/w Carrier Strip |  |  | CAAC_091 | 620 | (__) | [5 empty] | 2 | 2004-06-10 | 1.5 | 9.125 | 0.08 | 0.438
30.4167 | No |  | Cable Lug 50 mm2 |  |  | CAAC_012 | 620 | CTT | [5 empty] | 2 | 1994-12-01 | 0.28 | 8.5167 | 0.1 | 2.7375
|  | << ==== TOTAL UNITS | [14 empty] | 0 |  | 0
d> | 0 |  | Sell_A | 78.25 | 28561.25 |  |  |  |  | ITEM | ITEM | [5 empty] | 21719.0817 |  | 53.7645 | [8 empty] | 39672
Multip
60 | 150 |  | 033# 5 x 35mm2 F120 Fire Resistant Cable (BS7846) - XLPE/SWA/LSZH | [6 empty] | RATE | RATE |  |  |  |  | 2.5 | 38.57 |  | 0.24
Based on:
150 | m |  | Power Cable 5c 35 mm2 XLPE SWA-PVC | Fire Rated | Cleveland | CAMC_026 | 616 | CRO | 35mm2 |  |  |  |  | 2 | 2011-08-12 | 36.672 | 5500.8 | 0.126 | 17.01 | [8 empty] | Cleveland
150 | No |  | Cable Tie 225mm |  |  | CONS_009 | 875 | (__) |  | 01-003 |  |  |  | 1 | 1994-12-01 | 0.05 | 7.5 |  | 0
20 | No |  | Gland Indoor 32 BWL 4*25/35mm2 |  |  | CAAC_044 | 620 | CMP | [5 empty] | 2 | 1997-01-01 | 11.32 | 226.4 | 0.5 | 9
20 | m |  | Cable Marker 8 digit c/w Carrier Strip |  |  | CAAC_091 | 620 | (__) | [5 empty] | 2 | 2004-06-10 | 1.5 | 30 | 0.08 | 1.44
100 | No |  | Cable Lug 35 mm2 |  |  | CAAC_011 | 620 | CTT | [5 empty] | 2 | 1994-12-01 | 0.21 | 21 | 0.09 | 8.1
|  | << ==== TOTAL UNITS | [14 empty] | 0 |  | 0
d> | 0 |  | Sell_A | 55.51 | 8326.5 |  |  |  |  | ITEM | ITEM | [5 empty] | 5785.7 |  | 35.55 | [8 empty] | 3554.4
Multip
290 | 290 |  | 034# 5 x 35mm2 XLPE/SWA/LSZH | [6 empty] | RATE | RATE |  |  |  |  | 1 | 23.51 |  | 0.16
Based on:
290 | m |  | Power Cable 5c 35 mm2 XLPE SWA-PVC |  | AJ Electric | CAMC_026 | 616 | CRO | 35mm2 |  |  |  |  | 2 | 2011-08-12 | 22.6944 | 6581.376 | 0.126 | 32.886 | [8 empty] | AJ Electric
290 | No |  | Cable Tie 225mm |  |  | CONS_009 | 875 | (__) |  | 01-003 |  |  |  | 1 | 1994-12-01 | 0.05 | 14.5 |  | 0
16 | No |  | Gland Indoor 32 BWL 4*25/35mm2 |  |  | CAAC_044 | 620 | CMP | [5 empty] | 2 | 1997-01-01 | 11.32 | 181.12 | 0.5 | 7.2
16 | m |  | Cable Marker 8 digit c/w Carrier Strip |  |  | CAAC_091 | 620 | (__) | [5 empty] | 2 | 2004-06-10 | 1.5 | 24 | 0.08 | 1.152
80 | No |  | Cable Lug 35 mm2 |  |  | CAAC_011 | 620 | CTT | [5 empty] | 2 | 1994-12-01 | 0.21 | 16.8 | 0.09 | 6.48
|  | << ==== TOTAL UNITS | [14 empty] | 0 |  | 0
d> | 0 |  | Sell_A | 34.51 | 10007.9 |  |  |  |  | ITEM | ITEM | [5 empty] | 6817.796 |  | 47.718 | [8 empty] | 10756.1
Multip
295 | 295 |  | 035# 5 x 25mm2 F120 Fire Resistant Cable (BS7846) - XLPE/SWA/LSZH | [6 empty] | RATE | RATE |  |  |  |  | 1 | 28.7 |  | 0.11
Based on:
295 | m |  | Power Cable 5c 25 mm2 XLPE SWA-PVC | Fire Rated | Cleveland | CAMC_097 | 616 | (__) | 25mm2 |  |  |  |  | 2 | 2011-08-12 | 28.368 | 8368.56 | 0.108 | 28.674 | [8 empty] | Cleveland
295 | No |  | Cable Tie 225mm |  |  | CONS_009 | 875 | (__) |  | 01-003 |  |  |  | 1 | 1994-12-01 | 0.05 | 14.75 |  | 0
6 | No |  | Gland Indoor 32 BWL 4*25/35mm2 |  |  | CAAC_044 | 620 | CMP | [5 empty] | 2 | 1997-01-01 | 11.32 | 67.92 | 0.5 | 2.7
6 | m |  | Cable Marker 8 digit c/w Carrier Strip |  |  | CAAC_091 | 620 | (__) | [5 empty] | 2 | 2004-06-10 | 1.5 | 9 | 0.08 | 0.432
30 | No |  | Cable Lug 25 mm2 |  |  | CAAC_010 | 620 | CTT | [5 empty] | 2 | 1994-12-01 | 0.16 | 4.8 | 0.07 | 1.89
|  | << ==== TOTAL UNITS | [14 empty] | 0 |  | 0
d> | 0 |  | Sell_A | 39.2 | 11564 |  |  |  |  | ITEM | ITEM | [5 empty] | 8465.03 |  | 33.696 | [8 empty] | 12301.5
Multip
60 | 60 |  | 036# 5 x 25mm2 XLPE/SWA/LSZH | [6 empty] | RATE | RATE |  |  |  |  | 1 | 20.65 |  | 0.32
Based on:
60 | m |  | Power Cable 5c 25 mm2 XLPE SWA-PVC |  | AJ Electric | CAMC_097 | 616 | (__) | 25mm2 |  |  |  |  | 2 | 2011-08-12 | 16.9728 | 1018.368 | 0.108 | 5.832 | [8 empty] | AJ Electric
60 | No |  | Cable Tie 225mm |  |  | CONS_009 | 875 | (__) |  | 01-003 |  |  |  | 1 | 1994-12-01 | 0.05 | 3 |  | 0
16 | No |  | Gland Indoor 32 BWL 4*25/35mm2 |  |  | CAAC_044 | 620 | CMP | [5 empty] | 2 | 1997-01-01 | 11.32 | 181.12 | 0.5 | 7.2
16 | m |  | Cable Marker 8 digit c/w Carrier Strip |  |  | CAAC_091 | 620 | (__) | [5 empty] | 2 | 2004-06-10 | 1.5 | 24 | 0.08 | 1.152
80 | No |  | Cable Lug 25 mm2 |  |  | CAAC_010 | 620 | CTT | [5 empty] | 2 | 1994-12-01 | 0.16 | 12.8 | 0.07 | 5.04
|  | << ==== TOTAL UNITS | [14 empty] | 0 |  | 0
d> | 0 |  | Sell_A | 36.27 | 2176.2 |  |  |  |  | ITEM | ITEM | [5 empty] | 1239.288 |  | 19.224 | [8 empty] | 2367
Multip
465 | 575 |  | 037# 5 x 16mm2 F120 Fire Resistant Cable (BS7846) - XLPE/SWA/LSZH | [6 empty] | RATE | RATE |  |  |  |  | 1.2366 | 25.6 |  | 0.11
Based on:
575 | m |  | Power Cable 5c 16 mm2 XLPE SWA-PVC | Fire Rated | Cleveland | CAMC_087 | 616 | (__) | 16mm2 |  |  |  |  | 2 | 2005-01-19 | 25.1712 | 14473.44 | 0.09 | 46.575 | [8 empty] | Cleveland
575 | No |  | Cable Tie 225mm |  |  | CONS_009 | 875 | (__) |  | 01-003 |  |  |  | 1 | 1994-12-01 | 0.05 | 28.75 |  | 0
22.2581 | No |  | Gland Indoor 25 BWL 4*10/16mm2 |  |  | CAAC_043 | 620 | CMP | [5 empty] | 2 | 1997-01-01 | 7.66 | 170.4968 | 0.4 | 8.0129
22.2581 | m |  | Cable Marker 8 digit c/w Carrier Strip |  |  | CAAC_091 | 620 | (__) | [5 empty] | 2 | 2004-06-10 | 1.5 | 33.3871 | 0.08 | 1.6026
111.2903 | No |  | Cable Lug 16 mm2 |  |  | CAAC_009 | 620 | CTT | [5 empty] | 2 | 1994-12-01 | 0.14 | 15.5806 | 0.06 | 6.0097
|  | << ==== TOTAL UNITS | [14 empty] | 0 |  | 0
d> | 0 |  | Sell_A | 35.18 | 20228.5 |  |  |  |  | ITEM | ITEM | [5 empty] | 14721.6545 |  | 62.2002 | [8 empty] | 17404.95
Multip
190 | 190 |  | 038# 5 x 16mm2 XLPE/SWA/LSZH | [6 empty] | RATE | RATE |  |  |  |  | 1 | 12.05 |  | 0.1
Based on:
190 | m |  | Power Cable 5c 16 mm2 XLPE SWA-PVC |  | Cleveland | CAMC_087 | 616 | (__) | 16mm2 |  |  |  |  | 2 | 2005-01-19 | 11.6928 | 2221.632 | 0.09 | 15.39 | [8 empty] | Cleveland
190 | No |  | Cable Tie 225mm |  |  | CONS_009 | 875 | (__) |  | 01-003 |  |  |  | 1 | 1994-12-01 | 0.05 | 9.5 |  | 0
6 | No |  | Gland Indoor 25 BWL 4*10/16mm2 |  |  | CAAC_043 | 620 | CMP | [5 empty] | 2 | 1997-01-01 | 7.66 | 45.96 | 0.4 | 2.16
6 | m |  | Cable Marker 8 digit c/w Carrier Strip |  |  | CAAC_091 | 620 | (__) | [5 empty] | 2 | 2004-06-10 | 1.5 | 9 | 0.08 | 0.432
20 | No |  | Cable Lug 16 mm2 |  |  | CAAC_009 | 620 | CTT | [5 empty] | 2 | 1994-12-01 | 0.14 | 2.8 | 0.06 | 1.08
|  | << ==== TOTAL UNITS | [14 empty] | 0 |  | 0
d> | 0 |  | Sell_A | 18.23 | 3463.7 |  |  |  |  | ITEM | ITEM | [5 empty] | 2288.892 |  | 19.062 | [8 empty] | 3748.7
Multip
240 | 240 |  | 039# 5 x 10mm2 F120 Fire Resistant Cable (BS7846) - XLPE/SWA/LSZH | [6 empty] | RATE | RATE |  |  |  |  | 1 | 20.53 |  | 0.09
|  |  | Based on: | At high level
240 | m |  | Power Cable 5c 10 mm2 XLPE SWA-PVC | Fire Rated | Cleveland | CAMC_086 | 616 | (__) | 10mm2 |  |  |  |  | 2 | 2005-01-19 | 19.3056 | 4633.344 | 0.081 | 17.496 | [8 empty] | Cleveland
240 | No |  | Cable Tie 225mm |  |  | CONS_009 | 875 | (__) |  | 01-003 |  |  |  | 1 | 1994-12-01 | 0.05 | 12 |  | 0
6 | No |  | Gland Indoor 25 BWL 4*10/16mm2 |  |  | CAAC_043 | 620 | CMP | [5 empty] | 2 | 1997-01-01 | 7.66 | 45.96 | 0.4 | 2.16
6 | m |  | Cable Marker 8 digit c/w Carrier Strip |  |  | CAAC_091 | 620 | (__) | [5 empty] | 2 | 2004-06-10 | 1.5 | 9 | 0.08 | 0.432
30 | No |  | Cable Lug 10 mm2 |  |  | CAAC_008 | 620 | CTT | [5 empty] | 2 | 1994-12-01 | 0.14 | 4.2 | 0.06 | 1.62
1 | LS |  | Crainage & Transportation |  | Scissors Lift | CRAI_002 | 962 | MISC | [5 empty] | 2 | 2004-05-22 | 184.5 | 184.5 |  | 0 | [8 empty] | Scissors Lift
1 | No |  | Diesel Fuel |  | Approx €25/daily - info from Godwin by phone | GENS_022 | 845 | (__) | [5 empty] | 3 | 2008-09-22 | 38.4375 | 38.4375 |  | 0 | [8 empty] | Approx €25/daily - info from Godwin by phone
|  | << ==== TOTAL UNITS | [14 empty] | 0 |  | 0
d> | 0 |  | Sell_A | 28.34 | 6801.6 |  |  |  |  | ITEM | ITEM | [5 empty] | 4927.4415 |  | 21.708 | [8 empty] | 7658.4
Multip
200 | 200 |  | 040# 5 x 10mm2 XLPE/SWA/LSZH | [6 empty] | RATE | RATE |  |  |  |  | 1 | 8.6 |  | 0.12
Based on:
200 | m |  | Power Cable 5c 10 mm2 XLPE SWA-PVC |  | Cleveland | CAMC_086 | 616 | (__) | 10mm2 |  |  |  |  | 2 | 2005-01-19 | 7.9584 | 1591.68 | 0.081 | 14.58 | [8 empty] | Cleveland
200 | No |  | Cable Tie 225mm |  |  | CONS_009 | 875 | (__) |  | 01-003 |  |  |  | 1 | 1994-12-01 | 0.05 | 10 |  | 0
12 | No |  | Gland Indoor 25 BWL 4*10/16mm2 |  |  | CAAC_043 | 620 | CMP | [5 empty] | 2 | 1997-01-01 | 7.66 | 91.92 | 0.4 | 4.32
12 | m |  | Cable Marker 8 digit c/w Carrier Strip |  |  | CAAC_091 | 620 | (__) | [5 empty] | 2 | 2004-06-10 | 1.5 | 18 | 0.08 | 0.864
60 | No |  | Cable Lug 10 mm2 |  |  | CAAC_008 | 620 | CTT | [5 empty] | 2 | 1994-12-01 | 0.14 | 8.4 | 0.06 | 3.24
|  | << ==== TOTAL UNITS | [14 empty] | 0 |  | 0
d> | 0 |  | Sell_A | 14.48 | 2896 |  |  |  |  | ITEM | ITEM | [5 empty] | 1720 |  | 23.004 | [8 empty] | 3170
Multip
5 | 5 |  | 041# 3 x 10mm2 LSZH/LSZH | [6 empty] | RATE | RATE |  |  |  |  | 1 | 6.74 |  | 0.23
Based on:
5 | m |  | Power Cable 3c 10 mm2 PVC SWA-PVC |  | AJ Electric | CAMC_012 | 616 | CRO | 10mm2 | 06-011 |  |  |  | 2 |  | 4.4832 | 22.416 | 0.072 | 0.324 | [8 empty] | AJ Electric
5 | No |  | Cable Tie 225mm |  |  | CONS_009 | 875 | (__) |  | 01-003 |  |  |  | 1 | 1994-12-01 | 0.05 | 0.25 |  | 0
2 | No |  | Gland 20S A2 BRASS |  |  | CAAC_029 | 620 | CMP | [5 empty] | 2 | 1997-01-01 | 3.59 | 7.18 | 0.2 | 0.36
2 | m |  | Cable Marker 8 digit c/w Carrier Strip |  |  | CAAC_091 | 620 | (__) | [5 empty] | 2 | 2004-06-10 | 1.5 | 3 | 0.08 | 0.144
6 | No |  | Cable Lug 10 mm2 |  |  | CAAC_008 | 620 | CTT | [5 empty] | 2 | 1994-12-01 | 0.14 | 0.84 | 0.06 | 0.324
|  | << ==== TOTAL UNITS | [14 empty] | 0 |  | 0
d> | 0 |  | Sell_A | 16.09 | 80.45 |  |  |  |  | ITEM | ITEM | [5 empty] | 33.686 |  | 1.152 | [8 empty] | 89.7
Multip
2625 | 1810 |  | 042# 5 x 6mm2 XLPE/SWA/LSZH | [6 empty] | RATE | RATE |  |  |  |  | 0.68952 | 5.61 |  | 0.09
Based on:
1810 | m |  | Power Cable 5c 6.0 mm2 XLPE SWA-PVC |  | Cleveland | CAMC_070 | 616 | BATT | 6.0mm2 |  |  |  |  | 2 | 2011-08-12 | 5.2704 | 9539.424 | 0.072 | 117.288 | [8 empty] | Cleveland
1810 | No |  | Cable Tie 225mm |  |  | CONS_009 | 875 | (__) |  | 01-003 |  |  |  | 1 | 1994-12-01 | 0.05 | 90.5 |  | 0
78.6057 | No |  | Gland Indoor 20 BWL 4*4/6mm2 |  |  | CAAC_040 | 620 | CMP | [5 empty] | 2 | 1997-01-01 | 4.71 | 370.2329 | 0.35 | 24.7608
78.6057 | m |  | Cable Marker 8 digit c/w Carrier Strip |  |  | CAAC_091 | 620 | (__) | [5 empty] | 2 | 2004-06-10 | 1.5 | 117.9086 | 0.08 | 5.6596
393.0286 | No |  | Cable Lug 6.0 mm2 |  |  | CAAC_007 | 620 | CTT | [5 empty] | 2 | 1994-12-01 | 0.07 | 27.512 | 0.03 | 10.6118
Installation in cold room level 0 - with item 4.206 - omitted for cost saving exercise
|  | << ==== TOTAL UNITS | [14 empty] | 0 |  | 0
d> | 0 |  | Sell_A | 9.86 | 17846.6 |  |  |  |  | ITEM | ITEM | [5 empty] | 10145.5775 |  | 158.3202 | [8 empty] | 28586.25
Multip
20 | 20 |  | 043# 3 x 6mm2 LSZH/LSZH | [6 empty] | RATE | RATE |  |  |  |  | 1 | 4.83 |  | 0.17
Based on:
20 | m |  | Wiring Cable 3c 6 mm2 PVC/PVC Non-Arm |  | AJ Electric | CAMC_104 | 616 | (__) | 6.0mm2 | 03-007 |  |  |  | 2 | 2008-05-15 | 2.6688 | 53.376 | 0.045 | 0.81 | [8 empty] | AJ Electric
20 | No |  | Cable Tie 225mm |  |  | CONS_009 | 875 | (__) |  | 01-003 |  |  |  | 1 | 1994-12-01 | 0.05 | 1 |  | 0
8 | No |  | Gland 20/16 A2 BRASS |  |  | CAAC_028 | 620 | CMP | [5 empty] | 2 | 1997-01-01 | 3.56 | 28.48 | 0.2 | 1.44
8 | m |  | Cable Marker 8 digit c/w Carrier Strip |  |  | CAAC_091 | 620 | (__) | [5 empty] | 2 | 2004-06-10 | 1.5 | 12 | 0.08 | 0.576
24 | No |  | Cable Lug 6.0 mm2 |  |  | CAAC_007 | 620 | CTT | [5 empty] | 2 | 1994-12-01 | 0.07 | 1.68 | 0.03 | 0.648
|  | << ==== TOTAL UNITS | [14 empty] | 0 |  | 0
d> | 0 |  | Sell_A | 11.82 | 236.4 |  |  |  |  | ITEM | ITEM | [5 empty] | 96.536 |  | 3.474 | [8 empty] | 263.2
Multip
150 | 150 |  | 044# 5 x 4mm2 F120 Fire Resistant Cable (BS7846) - XLPE/SWA/LSZH | [6 empty] | RATE | RATE |  |  |  |  | 1 | 11.05 |  | 0.08
Based on:
150 | m |  | Power Cable 5c 4.0 mm2 PVC SWA-PVC | Fire Rated | Cleveland | CAMC_077 | 616 | (__) | 4.0mm2 | 06-018 |  |  |  | 2 | 2005-01-19 | 10.7424 | 1611.36 | 0.063 | 8.505 | [8 empty] | Cleveland
150 | No |  | Cable Tie 225mm |  |  | CONS_009 | 875 | (__) |  | 01-003 |  |  |  | 1 | 1994-12-01 | 0.05 | 7.5 |  | 0
6 | No |  | Gland Indoor 20 BWL 4*4/6mm2 |  |  | CAAC_040 | 620 | CMP | [5 empty] | 2 | 1997-01-01 | 4.71 | 28.26 | 0.35 | 1.89
6 | m |  | Cable Marker 8 digit c/w Carrier Strip |  |  | CAAC_091 | 620 | (__) | [5 empty] | 2 | 2004-06-10 | 1.5 | 9 | 0.08 | 0.432
30 | No |  | Cable Lug 4.0 mm2 |  |  | CAAC_006 | 620 | CTT | [5 empty] | 2 | 1994-12-01 | 0.05 | 1.5 | 0.02 | 0.54
|  | << ==== TOTAL UNITS | [14 empty] | 0 |  | 0
d> | 0 |  | Sell_A | 16.17 | 2425.5 |  |  |  |  | ITEM | ITEM | [5 empty] | 1657.62 |  | 11.367 | [8 empty] | 2608.5
Multip
240 | 280 |  | 045# 5 x 4mm2 XLPE/SWA/LSZH | [6 empty] | RATE | RATE |  |  |  |  | 1.1667 | 4.17 |  | 0.09
Based on:
280 | m |  | Power Cable 5c 4.0 mm2 PVC SWA-PVC |  | Cleveland | CAMC_077 | 616 | (__) | 4.0mm2 | 06-018 |  |  |  | 2 | 2005-01-19 | 3.6384 | 1018.752 | 0.063 | 15.876 | [8 empty] | Cleveland
280 | No |  | Cable Tie 225mm |  |  | CONS_009 | 875 | (__) |  | 01-003 |  |  |  | 1 | 1994-12-01 | 0.05 | 14 |  | 0
21 | No |  | Gland Indoor 20 BWL 4*4/6mm2 |  |  | CAAC_040 | 620 | CMP | [5 empty] | 2 | 1997-01-01 | 4.71 | 98.91 | 0.35 | 6.615
21 | m |  | Cable Marker 8 digit c/w Carrier Strip |  |  | CAAC_091 | 620 | (__) | [5 empty] | 2 | 2004-06-10 | 1.5 | 31.5 | 0.08 | 1.512
105 | No |  | Cable Lug 4.0 mm2 |  |  | CAAC_006 | 620 | CTT | [5 empty] | 2 | 1994-12-01 | 0.05 | 5.25 | 0.02 | 1.89
|  | << ==== TOTAL UNITS | [14 empty] | 0 |  | 0
d> | 0 |  | Sell_A | 8.27 | 2315.6 |  |  |  |  | ITEM | ITEM | [5 empty] | 1168.412 |  | 25.893 | [8 empty] | 2212.8
Multip
865 | 865 |  | 046# 3 x 4mm2 XLPE/SWA/LSZH | [6 empty] | RATE | RATE |  |  |  |  | 1 | 2.65 |  | 0.07
Based on:
865 | m |  | Power Cable 3c 4.0 mm2 PVC SWA-PVC |  | Cleveland | CAMC_010 | 616 | CRO | 4.0mm2 | 06-009 |  |  |  | 2 |  | 2.2944 | 1984.656 | 0.054 | 42.039 | [8 empty] | Cleveland
865 | No |  | Cable Tie 225mm |  |  | CONS_009 | 875 | (__) |  | 01-003 |  |  |  | 1 | 1994-12-01 | 0.05 | 43.25 |  | 0
42 | No |  | Gland Indoor 20 BWL 4*4/6mm2 |  |  | CAAC_040 | 620 | CMP | [5 empty] | 2 | 1997-01-01 | 4.71 | 197.82 | 0.35 | 13.23
42 | m |  | Cable Marker 8 digit c/w Carrier Strip |  |  | CAAC_091 | 620 | (__) | [5 empty] | 2 | 2004-06-10 | 1.5 | 63 | 0.08 | 3.024
126 | No |  | Cable Lug 4.0 mm2 |  |  | CAAC_006 | 620 | CTT | [5 empty] | 2 | 1994-12-01 | 0.05 | 6.3 | 0.02 | 2.268
|  | << ==== TOTAL UNITS | [14 empty] | 0 |  | 0
d> | 0 |  | Sell_A | 5.63 | 4869.95 |  |  |  |  | ITEM | ITEM | [5 empty] | 2295.026 |  | 60.561 | [8 empty] | 5492.75
Multip
675 | 675 |  | 047# 5 x 2.5mm2 F120 Fire Resistant Cable (BS7846) - XLPE/SWA/LSZH | [6 empty] | RATE | RATE |  |  |  |  | 1 | 11.03 |  | 0.07
Based on:
675 | m |  | Power Cable 5c 2.5 mm2 XLPE SWA-PVC | Fire Rated | Cleveland | CAMC_084 | 616 | (__) | 2.5mm2 |  |  |  |  | 2 | 2004-11-10 | 10.7424 | 7251.12 | 0.054 | 32.805 | [8 empty] | Cleveland
675 | No |  | Cable Tie 225mm |  |  | CONS_009 | 875 | (__) |  | 01-003 |  |  |  | 1 | 1994-12-01 | 0.05 | 33.75 |  | 0
30 | No |  | Gland Indoor 20S BWL 4*1.5/2.5mm2 |  |  | CAAC_042 | 620 | CMP | [5 empty] | 2 | 1997-01-01 | 3.56 | 106.8 | 0.3 | 8.1
30 | m |  | Cable Marker 8 digit c/w Carrier Strip |  |  | CAAC_091 | 620 | (__) | [5 empty] | 2 | 2004-06-10 | 1.5 | 45 | 0.08 | 2.16
150 | No |  | Cable Lug 2.5 mm2 |  |  | CAAC_005 | 620 | CTT | [5 empty] | 2 | 1994-12-01 | 0.05 | 7.5 | 0.02 | 2.7
|  | << ==== TOTAL UNITS | [14 empty] | 0 |  | 0
d> | 0 |  | Sell_A | 15.87 | 10712.25 |  |  |  |  | ITEM | ITEM | [5 empty] | 7444.17 |  | 45.765 | [8 empty] | 11481.75
Multip
795 | 795 |  | 047# 5 x 2.5mm2 F120 Fire Resistant Cable (BS7846) - XLPE/SWA/LSZH - at high level | [6 empty] | RATE | RATE |  |  |  |  | 1 | 11.51 |  | 0.06
|  |  | Based on: | for jet fans
795 | m |  | Power Cable 5c 2.5 mm2 XLPE SWA-PVC | Fire Rated | Cleveland | CAMC_084 | 616 | (__) | 2.5mm2 |  |  |  |  | 2 | 2004-11-10 | 10.7424 | 8540.208 | 0.054 | 38.637 | [8 empty] | Cleveland
795 | No |  | Cable Tie 225mm |  |  | CONS_009 | 875 | (__) |  | 01-003 |  |  |  | 1 | 1994-12-01 | 0.05 | 39.75 |  | 0
24 | No |  | Gland Indoor 20S BWL 4*1.5/2.5mm2 |  |  | CAAC_042 | 620 | CMP | [5 empty] | 2 | 1997-01-01 | 3.56 | 85.44 | 0.3 | 6.48
24 | m |  | Cable Marker 8 digit c/w Carrier Strip |  |  | CAAC_091 | 620 | (__) | [5 empty] | 2 | 2004-06-10 | 1.5 | 36 | 0.08 | 1.728
120 | No |  | Cable Lug 2.5 mm2 |  |  | CAAC_005 | 620 | CTT | [5 empty] | 2 | 1994-12-01 | 0.05 | 6 | 0.02 | 2.16
1 | LS |  | Crainage & Transportation |  | Scissors Lift | CRAI_002 | 962 | MISC | [5 empty] | 2 | 2004-05-22 | 369 | 369 |  | 0 | [8 empty] | Scissors Lift
1 | No |  | Diesel Fuel |  | Approx €25/daily - info from Godwin by phone | GENS_022 | 845 | (__) | [5 empty] | 3 | 2008-09-22 | 76.875 | 76.875 |  | 0 | [8 empty] | Approx €25/daily - info from Godwin by phone
|  | << ==== TOTAL UNITS | [14 empty] | 0 |  | 0
d> | 0 |  | Sell_A | 16.26 | 12926.7 |  |  |  |  | ITEM | ITEM | [5 empty] | 9153.273 |  | 49.005 | [8 empty] | 14651.85
Multip
745 | 745 |  | 048# 5 x 2.5mm2 XLPE/SWA/LSZH | [6 empty] | RATE | RATE |  |  |  |  | 1 | 2.89 |  | 0.07
Based on:
745 | m |  | Power Cable 5c 2.5 mm2 XLPE SWA-PVC |  | Cleveland | CAMC_084 | 616 | (__) | 2.5mm2 |  |  |  |  | 2 | 2004-11-10 | 2.6304 | 1959.648 | 0.054 | 36.207 | [8 empty] | Cleveland
745 | No |  | Cable Tie 225mm |  |  | CONS_009 | 875 | (__) |  | 01-003 |  |  |  | 1 | 1994-12-01 | 0.05 | 37.25 |  | 0
30 | No |  | Gland Indoor 20S BWL 4*1.5/2.5mm2 |  |  | CAAC_042 | 620 | CMP | [5 empty] | 2 | 1997-01-01 | 3.56 | 106.8 | 0.3 | 8.1
30 | m |  | Cable Marker 8 digit c/w Carrier Strip |  |  | CAAC_091 | 620 | (__) | [5 empty] | 2 | 2004-06-10 | 1.5 | 45 | 0.08 | 2.16
150 | No |  | Cable Lug 2.5 mm2 |  |  | CAAC_005 | 620 | CTT | [5 empty] | 2 | 1994-12-01 | 0.05 | 7.5 | 0.02 | 2.7
|  | << ==== TOTAL UNITS | [14 empty] | 0 |  | 0
d> | 0 |  | Sell_A | 5.8 | 4321 |  |  |  |  | ITEM | ITEM | [5 empty] | 2156.198 |  | 49.167 | [8 empty] | 4849.95
Multip
470 | 470 |  | 049# 5 x 2.5mm2 XLPE/SWA/LSZH in stainless steel sleeves at warehouse level 0 | [6 empty] | RATE | RATE |  |  |  |  | 1 | 2.82 |  | 0.06
Based on:
470 | m |  | Power Cable 5c 2.5 mm2 XLPE SWA-PVC |  | Cleveland | CAMC_084 | 616 | (__) | 2.5mm2 |  |  |  |  | 2 | 2004-11-10 | 2.6304 | 1236.288 | 0.054 | 22.842 | [8 empty] | Cleveland
470 | No |  | Cable Tie 225mm |  |  | CONS_009 | 875 | (__) |  | 01-003 |  |  |  | 1 | 1994-12-01 | 0.05 | 23.5 |  | 0
12 | No |  | Gland Indoor 20S BWL 4*1.5/2.5mm2 |  |  | CAAC_042 | 620 | CMP | [5 empty] | 2 | 1997-01-01 | 3.56 | 42.72 | 0.3 | 3.24
12 | m |  | Cable Marker 8 digit c/w Carrier Strip |  |  | CAAC_091 | 620 | (__) | [5 empty] | 2 | 2004-06-10 | 1.5 | 18 | 0.08 | 0.864
60 | No |  | Cable Lug 2.5 mm2 |  |  | CAAC_005 | 620 | CTT | [5 empty] | 2 | 1994-12-01 | 0.05 | 3 | 0.02 | 1.08
Stainless Steel conduit at Level 0 Warehouse
0 | m | 150 | Conduit Stainless Steel 25mm RATE |  |  | COGV_025 | 690 | (__) | 20mm |  |  |  |  | 1 | 2004-05-27 | 20.988 | 0 | 0.25 | 0
0 | No | 12 | Conduit Stainless Steel Male Bush 25mm |  |  | COGV_038 | 690 | (__) | 20mm |  |  |  |  | 1 | 2004-06-24 | 12.683 | 0 |  | 0
0 | No | 98 | Conduit Stainless Steel Coupler 25mm |  |  | COGV_038 | 690 | (__) | 20mm |  |  |  |  | 1 | 2004-06-24 | 9.537 | 0 |  | 0
0 | No | 150 | Conduit Stainless Steel Saddle 25mm |  |  | COGV_029 | 690 | (__) | 20mm |  |  |  |  | 1 | 2004-05-29 | 14.454 | 0 |  | 0
0 | No | 24 | Conduit Stainless Steel Bend 25mm |  | Added one at accesssory for side entry | COGV_029 | 690 | (__) | 20mm |  |  |  |  | 1 | 2004-05-29 | 48.323 | 0 |  | 0 | [8 empty] | Added one at accesssory for side entry
0 | No | 6 | Conduit Stainless Steel flanged coupler 25mm |  | Added one at accesssory for side entry | COGV_029 | 690 | (__) | 20mm |  |  |  |  | 1 | 2004-05-29 | 17.864 | 0 |  | 0 | [8 empty] | Added one at accesssory for side entry
0 | No | 12 | Conduit Stainless Steel silicon washer 25mm |  |  | COGV_029 | 690 | (__) | 20mm |  |  |  |  | 1 | 2004-05-29 | 2.134 | 0 |  | 0
0 | No | 150 | Woodscrews Stainless Steel |  |  | COGV_033 | 690 | (__) | [5 empty] | 1 | 2004-05-29 | 0.275 | 0 |  | 0
0 | LS | 1 | Crainage & Transportation |  | Scissors Lift | CRAI_002 | 962 | MISC | [5 empty] | 2 | 2004-05-22 | 202.95 | 0 |  | 0 | [8 empty] | Scissors Lift
0 | No | 1 | Diesel Fuel |  | Approx €25/daily - info from Godwin by phone | GENS_022 | 845 | (__) | [5 empty] | 3 | 2008-09-22 | 42.2812 | 0 |  | 0 | [8 empty] | Approx €25/daily - info from Godwin by phone
|  | << ==== TOTAL UNITS | [14 empty] | 0 |  | 0
d> | 0 |  | Sell_A | 5.48 | 2575.6 |  |  |  |  | ITEM | ITEM | [5 empty] | 1323.508 |  | 28.026 | [8 empty] | 2895.2
TB
|  | t | Item:
INSTALLATION OF LIGHT FITTINGS
Multip
1 | 60 |  | 050# Install only Light fitting Type A1 | [6 empty] | RATE | RATE |  |  |  |  | 60 | 1.1 |  | 0.47
Based on:
60 | No |  | Light Fitting Custom__1 | Install Only | Type A1 | LIGH_031 | 835 | (__) | [5 empty] | 3 |  |  | 0 | 0.5 | 27 | NoMat? | [7 empty] | Type A1
60 | m |  | Wiring Cable 3c 1.0 mm2 PVC Non-Arm |  |  | CAMC_047 | 616 | CRO | 1.0mm2 | 03-001 |  |  |  | 2 | 2011-08-12 | 1.1 | 66 | 0.025 | 1.35
|  | << ==== TOTAL UNITS | [14 empty] | 0 |  | 0
d> | 0 |  | Sell_A | 17.33 | 1039.8 |  |  |  |  | ITEM | ITEM | [5 empty] | 66 |  | 28.35 | [8 empty] | 1194
Multip
1 | 25 |  | 051# Install only Light fitting Type A2 | [6 empty] | RATE | RATE |  |  |  |  | 25 | 1.5 |  | 0.47
Based on:
25 | No |  | Light Fitting Custom__1 | Install Only | Type A2 | LIGH_031 | 835 | (__) | [5 empty] | 3 |  |  | 0 | 0.5 | 11.25 | NoMat? | [7 empty] | Type A2
25 | m |  | Wiring Cable 4c 1.0 mm2 PVC Non-Arm |  |  | CAMC_047 | 616 | CRO | 1.0mm2 | 03-001 |  |  |  | 2 | 2011-08-12 | 1.5 | 37.5 | 0.025 | 0.5625
|  | << ==== TOTAL UNITS | [14 empty] | 0 |  | 0
d> | 0 |  | Sell_A | 17.82 | 445.5 |  |  |  |  | ITEM | ITEM | [5 empty] | 37.5 |  | 11.8125 | [8 empty] | 510.5
Multip
1 | 169 |  | 052# Install only Light fitting Type B1 | [6 empty] | RATE | RATE |  |  |  |  | 169 | 1.18 |  | 0.47
Based on:
169 | No |  | Light Fitting Custom__1 | Install Only | Type B1 | LIGH_031 | 835 | (__) | [5 empty] | 3 |  |  | 0 | 0.5 | 76.05 | NoMat? | [7 empty] | Type B1
169 | m |  | Wiring Cable 3c 1.0 mm2 PVC Non-Arm |  |  | CAMC_047 | 616 | CRO | 1.0mm2 | 03-001 |  |  |  | 2 | 2011-08-12 | 1.1 | 185.9 | 0.025 | 3.8025
338 | No |  | Screw Wood S6 |  |  | CONS_035 | 875 | (__) |  | 02-008 |  |  |  | 1 | 1994-12-01 | 0.02 | 6.76 |  | 0
338 | No |  | Rawl Plug S6 |  |  | CONS_030 | 875 | (__) |  | 02-009 |  |  |  | 1 | 1994-12-01 | 0.02 | 6.76 |  | 0
|  | << ==== TOTAL UNITS | [14 empty] | 0 |  | 0
d> | 0 |  | Sell_A | 17.43 | 2945.67 |  |  |  |  | ITEM | ITEM | [5 empty] | 199.42 |  | 79.8525 | [8 empty] | 3380
Multip
1 | 103 |  | 053# Install only Light fitting Type B2 | [6 empty] | RATE | RATE |  |  |  |  | 103 | 1.58 |  | 0.47
Based on:
103 | No |  | Light Fitting Custom__1 | Install Only | Type B2 | LIGH_031 | 835 | (__) | [5 empty] | 3 |  |  | 0 | 0.5 | 46.35 | NoMat? | [7 empty] | Type B2
103 | m |  | Wiring Cable 4c 1.0 mm2 PVC Non-Arm |  |  | CAMC_047 | 616 | CRO | 1.0mm2 | 03-001 |  |  |  | 2 | 2011-08-12 | 1.5 | 154.5 | 0.025 | 2.3175
206 | No |  | Screw Wood S6 |  |  | CONS_035 | 875 | (__) |  | 02-008 |  |  |  | 1 | 1994-12-01 | 0.02 | 4.12 |  | 0
206 | No |  | Rawl Plug S6 |  |  | CONS_030 | 875 | (__) |  | 02-009 |  |  |  | 1 | 1994-12-01 | 0.02 | 4.12 |  | 0
|  | << ==== TOTAL UNITS | [14 empty] | 0 |  | 0
d> | 0 |  | Sell_A | 17.92 | 1845.76 |  |  |  |  | ITEM | ITEM | [5 empty] | 162.74 |  | 48.6675 | [8 empty] | 2113.56
Multip
1 | 6 |  | 054# Install only Light fitting Type C2 | [6 empty] | RATE | RATE |  |  |  |  | 6 | 1.58 |  | 0.47
Based on:
6 | No |  | Light Fitting Custom__1 | Install Only | Type C2 | LIGH_031 | 835 | (__) | [5 empty] | 3 |  |  | 0 | 0.5 | 2.7 | NoMat? | [7 empty] | Type C2
6 | m |  | Wiring Cable 4c 1.0 mm2 PVC Non-Arm |  |  | CAMC_047 | 616 | CRO | 1.0mm2 | 03-001 |  |  |  | 2 | 2011-08-12 | 1.5 | 9 | 0.025 | 0.135
12 | No |  | Screw Wood S6 |  |  | CONS_035 | 875 | (__) |  | 02-008 |  |  |  | 1 | 1994-12-01 | 0.02 | 0.24 |  | 0
12 | No |  | Rawl Plug S6 |  |  | CONS_030 | 875 | (__) |  | 02-009 |  |  |  | 1 | 1994-12-01 | 0.02 | 0.24 |  | 0
|  | << ==== TOTAL UNITS | [14 empty] | 0 |  | 0
d> | 0 |  | Sell_A | 17.92 | 107.52 |  |  |  |  | ITEM | ITEM | [5 empty] | 9.48 |  | 2.835 | [8 empty] | 123.12
Multip
1 | 50 |  | 055# Install only Light fitting Type D1 | [6 empty] | RATE | RATE |  |  |  |  | 50 | 1.18 |  | 0.47
Based on:
50 | No |  | Light Fitting Custom__1 | Install Only | Type D1 | LIGH_031 | 835 | (__) | [5 empty] | 3 |  |  | 0 | 0.5 | 22.5 | NoMat? | [7 empty] | Type D1
50 | m |  | Wiring Cable 3c 1.0 mm2 PVC Non-Arm |  |  | CAMC_047 | 616 | CRO | 1.0mm2 | 03-001 |  |  |  | 2 | 2011-08-12 | 1.1 | 55 | 0.025 | 1.125
100 | No |  | Screw Wood S6 |  |  | CONS_035 | 875 | (__) |  | 02-008 |  |  |  | 1 | 1994-12-01 | 0.02 | 2 |  | 0
100 | No |  | Rawl Plug S6 |  |  | CONS_030 | 875 | (__) |  | 02-009 |  |  |  | 1 | 1994-12-01 | 0.02 | 2 |  | 0
|  | << ==== TOTAL UNITS | [14 empty] | 0 |  | 0
d> | 0 |  | Sell_A | 17.43 | 871.5 |  |  |  |  | ITEM | ITEM | [5 empty] | 59 |  | 23.625 | [8 empty] | 1000
Multip
1 | 51 |  | 056# Install only Light fitting Type E1 | [6 empty] | RATE | RATE |  |  |  |  | 51 | 1.18 |  | 0.47
Based on:
51 | No |  | Light Fitting Custom__1 | Install Only | Type E1 | LIGH_031 | 835 | (__) | [5 empty] | 3 |  |  | 0 | 0.5 | 22.95 | NoMat? | [7 empty] | Type E1
51 | m |  | Wiring Cable 3c 1.0 mm2 PVC Non-Arm |  |  | CAMC_047 | 616 | CRO | 1.0mm2 | 03-001 |  |  |  | 2 | 2011-08-12 | 1.1 | 56.1 | 0.025 | 1.1475
102 | No |  | Screw Wood S6 |  |  | CONS_035 | 875 | (__) |  | 02-008 |  |  |  | 1 | 1994-12-01 | 0.02 | 2.04 |  | 0
102 | No |  | Rawl Plug S6 |  |  | CONS_030 | 875 | (__) |  | 02-009 |  |  |  | 1 | 1994-12-01 | 0.02 | 2.04 |  | 0
|  | << ==== TOTAL UNITS | [14 empty] | 0 |  | 0
d> | 0 |  | Sell_A | 17.43 | 888.93 |  |  |  |  | ITEM | ITEM | [5 empty] | 60.18 |  | 24.0975 | [8 empty] | 1020
Multip
1 | 1 |  | 057# Install only Light fitting Type E2 | [6 empty] | RATE | RATE |  |  |  |  | 1 | 1.18 |  | 0.47
Based on:
1 | No |  | Light Fitting Custom__1 | Install Only | Type E2 | LIGH_031 | 835 | (__) | [5 empty] | 3 |  |  | 0 | 0.5 | 0.45 | NoMat? | [7 empty] | Type E2
1 | m |  | Wiring Cable 3c 1.0 mm2 PVC Non-Arm |  |  | CAMC_047 | 616 | CRO | 1.0mm2 | 03-001 |  |  |  | 2 | 2011-08-12 | 1.1 | 1.1 | 0.025 | 0.0225
2 | No |  | Screw Wood S6 |  |  | CONS_035 | 875 | (__) |  | 02-008 |  |  |  | 1 | 1994-12-01 | 0.02 | 0.04 |  | 0
2 | No |  | Rawl Plug S6 |  |  | CONS_030 | 875 | (__) |  | 02-009 |  |  |  | 1 | 1994-12-01 | 0.02 | 0.04 |  | 0
|  | << ==== TOTAL UNITS | [14 empty] | 0 |  | 0
d> | 0 |  | Sell_A | 17.43 | 17.43 |  |  |  |  | ITEM | ITEM | [5 empty] | 1.18 |  | 0.4725 | [8 empty] | 20
Multip
1 | 2 |  | 058# Install only Light fitting Type F1 | [6 empty] | RATE | RATE |  |  |  |  | 2 | 1.18 |  | 0.47
Based on:
2 | No |  | Light Fitting Custom__1 | Install Only | Type F1 | LIGH_031 | 835 | (__) | [5 empty] | 3 |  |  | 0 | 0.5 | 0.9 | NoMat? | [7 empty] | Type F1
2 | m |  | Wiring Cable 3c 1.0 mm2 PVC Non-Arm |  |  | CAMC_047 | 616 | CRO | 1.0mm2 | 03-001 |  |  |  | 2 | 2011-08-12 | 1.1 | 2.2 | 0.025 | 0.045
4 | No |  | Screw Wood S6 |  |  | CONS_035 | 875 | (__) |  | 02-008 |  |  |  | 1 | 1994-12-01 | 0.02 | 0.08 |  | 0
4 | No |  | Rawl Plug S6 |  |  | CONS_030 | 875 | (__) |  | 02-009 |  |  |  | 1 | 1994-12-01 | 0.02 | 0.08 |  | 0
|  | << ==== TOTAL UNITS | [14 empty] | 0 |  | 0
d> | 0 |  | Sell_A | 17.43 | 34.86 |  |  |  |  | ITEM | ITEM | [5 empty] | 2.36 |  | 0.945 | [8 empty] | 40
Multip
1 | 12 |  | 059# Install only Light fitting Type F2 | [6 empty] | RATE | RATE |  |  |  |  | 12 | 1.58 |  | 0.47
Based on:
12 | No |  | Light Fitting Custom__1 | Install Only | Type F2 | LIGH_031 | 835 | (__) | [5 empty] | 3 |  |  | 0 | 0.5 | 5.4 | NoMat? | [7 empty] | Type F2
12 | m |  | Wiring Cable 4c 1.0 mm2 PVC Non-Arm |  |  | CAMC_047 | 616 | CRO | 1.0mm2 | 03-001 |  |  |  | 2 | 2011-08-12 | 1.5 | 18 | 0.025 | 0.27
24 | No |  | Screw Wood S6 |  |  | CONS_035 | 875 | (__) |  | 02-008 |  |  |  | 1 | 1994-12-01 | 0.02 | 0.48 |  | 0
24 | No |  | Rawl Plug S6 |  |  | CONS_030 | 875 | (__) |  | 02-009 |  |  |  | 1 | 1994-12-01 | 0.02 | 0.48 |  | 0
|  | << ==== TOTAL UNITS | [14 empty] | 0 |  | 0
d> | 0 |  | Sell_A | 17.92 | 215.04 |  |  |  |  | ITEM | ITEM | [5 empty] | 18.96 |  | 5.67 | [8 empty] | 246.24
Multip
1 | 17 |  | 060# Install only Light fitting Type G1 | [6 empty] | RATE | RATE |  |  |  |  | 17 | 3.26 |  | 0.47
Based on:
17 | No |  | Light Fitting Custom__1 | Install Only | Type G1 | LIGH_031 | 835 | (__) | [5 empty] | 3 |  |  | 0 | 0.5 | 7.65 | NoMat? | [7 empty] | Type G1
17 | m |  | Wiring Cable 3c 1.0 mm2 PVC Non-Arm |  |  | CAMC_047 | 616 | CRO | 1.0mm2 | 03-001 |  |  |  | 2 | 2011-08-12 | 1.1 | 18.7 | 0.025 | 0.3825
34 | No |  | Suspending Chain |  |  | CONS_040 | 875 | (__) |  | 01-005 |  |  |  | 1 | 1994-12-01 | 0.61 | 20.74 |  | 0
34 | No |  | Rawl Hook 6mm |  |  | CONS_027 | 875 | (__) |  | 03-004 |  |  |  | 1 | 1994-12-01 | 0.47 | 15.98 |  | 0
|  | << ==== TOTAL UNITS | [14 empty] | 0 |  | 0
d> | 0 |  | Sell_A | 19.99 | 339.83 |  |  |  |  | ITEM | ITEM | [5 empty] | 55.42 |  | 8.0325 | [8 empty] | 408.06
Multip
1 | 6 |  | 061# Install only Light fitting Type G2 | [6 empty] | RATE | RATE |  |  |  |  | 6 | 3.26 |  | 0.47
Based on:
6 | No |  | Light Fitting Custom__1 | Install Only | Type G2 | LIGH_031 | 835 | (__) | [5 empty] | 3 |  |  | 0 | 0.5 | 2.7 | NoMat? | [7 empty] | Type G2
6 | m |  | Wiring Cable 3c 1.0 mm2 PVC Non-Arm |  |  | CAMC_047 | 616 | CRO | 1.0mm2 | 03-001 |  |  |  | 2 | 2011-08-12 | 1.1 | 6.6 | 0.025 | 0.135
12 | No |  | Suspending Chain |  |  | CONS_040 | 875 | (__) |  | 01-005 |  |  |  | 1 | 1994-12-01 | 0.61 | 7.32 |  | 0
12 | No |  | Rawl Hook 6mm |  |  | CONS_027 | 875 | (__) |  | 03-004 |  |  |  | 1 | 1994-12-01 | 0.47 | 5.64 |  | 0
|  | << ==== TOTAL UNITS | [14 empty] | 0 |  | 0
d> | 0 |  | Sell_A | 19.99 | 119.94 |  |  |  |  | ITEM | ITEM | [5 empty] | 19.56 |  | 2.835 | [8 empty] | 158.69
Multip
1 | 44 |  | 062# Install only Light fitting Type G3 | [6 empty] | RATE | RATE |  |  |  |  | 44 | 3.26 |  | 0.47
Based on:
44 | No |  | Light Fitting Custom__1 | Install Only | Type G3 | LIGH_031 | 835 | (__) | [5 empty] | 3 |  |  | 0 | 0.5 | 19.8 | NoMat? | [7 empty] | Type G3
44 | m |  | Wiring Cable 3c 1.0 mm2 PVC Non-Arm |  |  | CAMC_047 | 616 | CRO | 1.0mm2 | 03-001 |  |  |  | 2 | 2011-08-12 | 1.1 | 48.4 | 0.025 | 0.99
88 | No |  | Suspending Chain |  |  | CONS_040 | 875 | (__) |  | 01-005 |  |  |  | 1 | 1994-12-01 | 0.61 | 53.68 |  | 0
88 | No |  | Rawl Hook 6mm |  |  | CONS_027 | 875 | (__) |  | 03-004 |  |  |  | 1 | 1994-12-01 | 0.47 | 41.36 |  | 0
|  | << ==== TOTAL UNITS | [14 empty] | 0 |  | 0
d> | 0 |  | Sell_A | 19.99 | 879.56 |  |  |  |  | ITEM | ITEM | [5 empty] | 143.44 |  | 20.79 | [8 empty] | 952.14
Multip
1 | 22 |  | 063# Install only Light fitting Type G4 | [6 empty] | RATE | RATE |  |  |  |  | 22 | 3.26 |  | 0.47
Based on:
22 | No |  | Light Fitting Custom__1 | Install Only | Type G3 | LIGH_031 | 835 | (__) | [5 empty] | 3 |  |  | 0 | 0.5 | 9.9 | NoMat? | [7 empty] | Type G3
22 | m |  | Wiring Cable 3c 1.0 mm2 PVC Non-Arm |  |  | CAMC_047 | 616 | CRO | 1.0mm2 | 03-001 |  |  |  | 2 | 2011-08-12 | 1.1 | 24.2 | 0.025 | 0.495
44 | No |  | Suspending Chain |  |  | CONS_040 | 875 | (__) |  | 01-005 |  |  |  | 1 | 1994-12-01 | 0.61 | 26.84 |  | 0
44 | No |  | Rawl Hook 6mm |  |  | CONS_027 | 875 | (__) |  | 03-004 |  |  |  | 1 | 1994-12-01 | 0.47 | 20.68 |  | 0
|  | << ==== TOTAL UNITS | [14 empty] | 0 |  | 0
d> | 0 |  | Sell_A | 19.99 | 439.78 |  |  |  |  | ITEM | ITEM | [5 empty] | 71.72 |  | 10.395 | [8 empty] | 453.4
Multip
1 | 20 |  | 064# Install only Light fitting Type H1 | [6 empty] | RATE | RATE |  |  |  |  | 20 | 4.48 |  | 0.47
Based on:
20 | No |  | Light Fitting Custom__1 | Install Only | Type H1 | LIGH_031 | 835 | (__) | [5 empty] | 3 |  |  | 0 | 0.5 | 9 | NoMat? | [7 empty] | Type H1
20 | m |  | Wiring Cable 3c 1.0 mm2 PVC Non-Arm |  |  | CAMC_047 | 616 | CRO | 1.0mm2 | 03-001 |  |  |  | 2 | 2011-08-12 | 1.1 | 22 | 0.025 | 0.45
80 | No |  | Suspending Chain |  |  | CONS_040 | 875 | (__) |  | 01-005 |  |  |  | 1 | 1994-12-01 | 0.61 | 48.8 |  | 0
40 | No |  | Rawl Hook 6mm |  |  | CONS_027 | 875 | (__) |  | 03-004 |  |  |  | 1 | 1994-12-01 | 0.47 | 18.8 |  | 0
|  | << ==== TOTAL UNITS | [14 empty] | 0 |  | 0
d> | 0 |  | Sell_A | 21.49 | 429.8 |  |  |  |  | ITEM | ITEM | [5 empty] | 89.6 |  | 9.45 | [8 empty] | 484.8
Multip
1 | 108 |  | 065# Install only Light fitting Type I1 | [6 empty] | RATE | RATE |  |  |  |  | 108 | 13.01 |  | 0.54
|  |  | Based on: | In Warehouse
108 | No |  | Light Fitting Custom__1 | Install Only | Type I1 | LIGH_031 | 835 | (__) | [5 empty] | 3 |  |  | 0 | 0.55 | 53.46 | NoMat? | [7 empty] | Type I1
216 | m |  | Wiring Cable 3c 1.0 mm2 PVC Non-Arm |  |  | CAMC_047 | 616 | CRO | 1.0mm2 | 03-001 |  |  |  | 2 | 2011-08-12 | 1.1 | 237.6 | 0.025 | 4.86
216 | No |  | Wing Nut Hilti M8 |  |  | EMAT_060 | 501 | HIL | MKN-FM8 | 04-005 |  |  |  | 1 | 1999-01-15 | 0.77 | 166.32 |  | 0
432 | m |  | Threaded Rod Galv. 8mm | Ardic |  | EMAT_043 | 501 | [6 empty] | 1 | 1999-01-15 | 1.1 | 475.2 |  | 0
432 | No |  | Galv. Nut 8mm |  |  | EMAT_022 | 501 | [6 empty] | 1 |  | 0.15 | 64.8 |  | 0
108 | LS |  | Crainage & Transportation |  | Scissors Lift | CRAI_002 | 962 | MISC | [5 empty] | 2 | 2004-05-22 | 3.559 | 384.375 |  | 0 | [8 empty] | Scissors Lift
108 | No |  | Diesel Fuel |  | Approx €25/daily - info from Godwin by phone | GENS_022 | 845 | (__) | [5 empty] | 3 | 2008-09-22 | 0.71181 | 76.875 |  | 0 | [8 empty] | Approx €25/daily - info from Godwin by phone
|  | << ==== TOTAL UNITS | [14 empty] | 0 |  | 0
d> | 0 |  | Sell_A | 34.28 | 3702.24 |  |  |  |  | ITEM | ITEM | [5 empty] | 1405.17 |  | 58.32 | [8 empty] | 4935.6
Multip
1 | 97 |  | 066# Install only Light fitting Type J1 | [6 empty] | RATE | RATE |  |  |  |  | 97 | 2.84 |  | 0.47
Based on:
97 | No |  | Light Fitting Custom__1 | Install Only | Type J1 | LIGH_031 | 835 | (__) | [5 empty] | 3 |  |  | 0 | 0.5 | 43.65 | NoMat? | [7 empty] | Type J1
97 | m |  | Wiring Cable 3c 1.0 mm2 PVC Non-Arm |  |  | CAMC_047 | 616 | CRO | 1.0mm2 | 03-001 |  |  |  | 2 | 2011-08-12 | 1.1 | 106.7 | 0.025 | 2.1825
194 | No |  | Wing Nut Hilti M8 |  |  | EMAT_060 | 501 | HIL | MKN-FM8 | 04-005 |  |  |  | 1 | 1999-01-15 | 0.77 | 149.38 |  | 0
194 | No |  | Hex.Set Screws M8x25 |  |  | EMAT_027 | 501 | (__) |  | 05-004 |  |  |  | 1 |  | 0.1 | 19.4 |  | 0
|  | << ==== TOTAL UNITS | [14 empty] | 0 |  | 0
d> | 0 |  | Sell_A | 19.47 | 1888.59 |  |  |  |  | ITEM | ITEM | [5 empty] | 275.48 |  | 45.8325 | [8 empty] | 2146.61
Multip
1 | 14 |  | 067# Install only Light fitting Type J2 | [6 empty] | RATE | RATE |  |  |  |  | 14 | 3.26 |  | 0.47
Based on:
14 | No |  | Light Fitting Custom__1 | Install Only | Type J2 | LIGH_031 | 835 | (__) | [5 empty] | 3 |  |  | 0 | 0.5 | 6.3 | NoMat? | [7 empty] | Type J2
14 | m |  | Wiring Cable 3c 1.0 mm2 PVC Non-Arm |  |  | CAMC_047 | 616 | CRO | 1.0mm2 | 03-001 |  |  |  | 2 | 2011-08-12 | 1.1 | 15.4 | 0.025 | 0.315
28 | No |  | Suspending Chain |  |  | CONS_040 | 875 | (__) |  | 01-005 |  |  |  | 1 | 1994-12-01 | 0.61 | 17.08 |  | 0
28 | No |  | Rawl Hook 6mm |  |  | CONS_027 | 875 | (__) |  | 03-004 |  |  |  | 1 | 1994-12-01 | 0.47 | 13.16 |  | 0
|  | << ==== TOTAL UNITS | [14 empty] | 0 |  | 0
d> | 0 |  | Sell_A | 19.99 | 279.86 |  |  |  |  | ITEM | ITEM | [5 empty] | 45.64 |  | 6.615 | [8 empty] | 317.38
Multip
1 | 31 |  | 068# Install only Light fitting Type J3 | [6 empty] | RATE | RATE |  |  |  |  | 31 | 3.26 |  | 0.47
Based on:
31 | No |  | Light Fitting Custom__1 | Install Only | Type J3 | LIGH_031 | 835 | (__) | [5 empty] | 3 |  |  | 0 | 0.5 | 13.95 | NoMat? | [7 empty] | Type J3
31 | m |  | Wiring Cable 3c 1.0 mm2 PVC Non-Arm |  |  | CAMC_047 | 616 | CRO | 1.0mm2 | 03-001 |  |  |  | 2 | 2011-08-12 | 1.1 | 34.1 | 0.025 | 0.6975
62 | No |  | Suspending Chain |  |  | CONS_040 | 875 | (__) |  | 01-005 |  |  |  | 1 | 1994-12-01 | 0.61 | 37.82 |  | 0
62 | No |  | Rawl Hook 6mm |  |  | CONS_027 | 875 | (__) |  | 03-004 |  |  |  | 1 | 1994-12-01 | 0.47 | 29.14 |  | 0
|  | << ==== TOTAL UNITS | [14 empty] | 0 |  | 0
d> | 0 |  | Sell_A | 19.99 | 619.69 |  |  |  |  | ITEM | ITEM | [5 empty] | 101.06 |  | 14.6475 | [8 empty] | 725.44
Multip
1 | 43 |  | 069# Install only Light fitting Type L1 | [6 empty] | RATE | RATE |  |  |  |  | 43 | 5.1 |  | 0.47
Based on:
43 | No |  | Light Fitting Custom__1 | Install Only | Type L1 | LIGH_031 | 835 | (__) | [5 empty] | 3 |  |  | 0 | 0.5 | 19.35 | NoMat? | [7 empty] | Type L1
43 | m |  | Wiring Cable 3c 1.0 mm2 PVC Non-Arm |  |  | CAMC_047 | 616 | CRO | 1.0mm2 | 03-001 |  |  |  | 2 | 2011-08-12 | 1.1 | 47.3 | 0.025 | 0.9675
86 | No |  | Rawl Bolt 10mm |  | Stainless Steel | CONS_025 | 875 | (__) |  | 03-002 |  |  |  | 1 | 1994-12-01 | 2 | 172 |  | 0 | [8 empty] | Stainless Steel
|  | << ==== TOTAL UNITS | [14 empty] | 0 |  | 0
d> | 0 |  | Sell_A | 22.26 | 957.18 |  |  |  |  | ITEM | ITEM | [5 empty] | 219.3 |  | 20.3175 | [8 empty] | 1076.29
Multip
1 | 35 |  | 070# Install only Light fitting Type M1 | [6 empty] | RATE | RATE |  |  |  |  | 35 | 13.13 |  | 0.5
|  |  | Based on: | In Warehouse
35 | No |  | Light Fitting Custom__1 | Install Only | Type M1 | LIGH_031 | 835 | (__) | [5 empty] | 3 |  |  | 0 | 0.5 | 15.75 | NoMat? | [7 empty] | Type M1
70 | m |  | Wiring Cable 3c 1.0 mm2 PVC Non-Arm |  |  | CAMC_047 | 616 | CRO | 1.0mm2 | 03-001 |  |  |  | 2 | 2011-08-12 | 1.1 | 77 | 0.025 | 1.575
70 | No |  | Wing Nut Hilti M8 |  |  | EMAT_060 | 501 | HIL | MKN-FM8 | 04-005 |  |  |  | 1 | 1999-01-15 | 0.77 | 53.9 |  | 0
140 | m |  | Threaded Rod Galv. 8mm | Ardic |  | EMAT_043 | 501 | [6 empty] | 1 | 1999-01-15 | 1.1 | 154 |  | 0
140 | No |  | Galv. Nut 8mm |  |  | EMAT_022 | 501 | [6 empty] | 1 |  | 0.15 | 21 |  | 0
35 | LS |  | Crainage & Transportation |  | Scissors Lift | CRAI_002 | 962 | MISC | [5 empty] | 2 | 2004-05-22 | 3.6607 | 128.125 |  | 0 | [8 empty] | Scissors Lift
35 | No |  | Diesel Fuel |  | Approx €25/daily - info from Godwin by phone | GENS_022 | 845 | (__) | [5 empty] | 3 | 2008-09-22 | 0.73214 | 25.625 |  | 0 | [8 empty] | Approx €25/daily - info from Godwin by phone
|  | << ==== TOTAL UNITS | [14 empty] | 0 |  | 0
d> | 0 |  | Sell_A | 32.91 | 1151.85 |  |  |  |  | ITEM | ITEM | [5 empty] | 459.65 |  | 17.325 | [8 empty] | 1551.2
TB
|  | t | Item:
Cable Containment
Multip
515 | 435 |  | 071# 500mm cable Tray | [6 empty] | RATE | RATE |  |  |  |  | 0.84466 | 13.13 |  | 0.41
Based on:
435 | m |  | Tray 500mm Galv. | Ardic | HDG | TRGV_062 | 650 | (__) | [5 empty] | 1 | 2004-03-06 | 11.24 | 4889.4 | 0.45 | 176.175 | [8 empty] | HDG
145.2816 | m |  | Tray Coupler Galv. | Ardic |  | TRGV_051 | 650 | (__) | [5 empty] | 1 | 1997-10-02 | 0.51 | 74.0936 |  | 0
1160.5631 | No |  | Roofing Bolt |  |  | CONS_031 | 875 | (__) |  | 02-005 |  |  |  | 1 | 1994-12-01 | 0.07 | 81.2394 |  | 0
725.5631 | No |  | Wing Nut Hilti M6 |  |  | EMAT_059 | 501 | HIL | MKN-FM8 | 04-002 |  |  |  | 1 | 1999-01-15 | 0.77 | 558.6836 |  | 0
725.5631 | No |  | Hex.Set Screws M6x20 |  |  | EMAT_025 | 501 | (__) |  | 05-002 |  |  |  | 1 |  | 0.05 | 36.2782 |  | 0
145.2816 | No |  | Earth Strips Copper |  |  | CONS_012 | 875 | (__) |  | 01-011 |  |  |  | 1 | 1994-12-01 | 0.5 | 72.6408 | 0 | 0
0.84466 | LS |  | Crainage & Transportation |  | Scissors Lift - included in separate rate | CRAI_002 | 962 | MISC | [5 empty] | 2 | 2004-05-22 |  | 0 |  | 0 | NoMat? | [7 empty] | Scissors Lift - included in separate rate
|  | << ==== TOTAL UNITS | [14 empty] | 0 |  | 0
d> | 0 |  | Sell_A | 29.86 | 12989.1 |  |  |  |  | ITEM | ITEM | [5 empty] | 5712.3355 |  | 176.175 | [8 empty] | 15037.4
Multip
340 | 90 |  | 072# 400mm cable Tray | [6 empty] | RATE | RATE |  |  |  |  | 0.26471 | 10.63 |  | 0.36
Based on:
90 | m |  | Tray 400mm Galv. | Ardic | HDG | TRGV_037 | 650 | (__) | [5 empty] | 1 | 2001-01-06 | 8.74 | 786.6 | 0.4 | 32.4 | [8 empty] | HDG
30.1765 | m |  | Tray Coupler Galv. | Ardic |  | TRGV_051 | 650 | (__) | [5 empty] | 1 | 1997-10-02 | 0.51 | 15.39 |  | 0
240.0882 | No |  | Roofing Bolt |  |  | CONS_031 | 875 | (__) |  | 02-005 |  |  |  | 1 | 1994-12-01 | 0.07 | 16.8062 |  | 0
150.0882 | No |  | Wing Nut Hilti M6 |  |  | EMAT_059 | 501 | HIL | MKN-FM8 | 04-002 |  |  |  | 1 | 1999-01-15 | 0.77 | 115.5679 |  | 0
150.0882 | No |  | Hex.Set Screws M6x20 |  |  | EMAT_025 | 501 | (__) |  | 05-002 |  |  |  | 1 |  | 0.05 | 7.5044 |  | 0
30.1765 | No |  | Earth Strips Copper |  |  | CONS_012 | 875 | (__) |  | 01-011 |  |  |  | 1 | 1994-12-01 | 0.5 | 15.0882 | 0 | 0
|  | << ==== TOTAL UNITS | [14 empty] | 0 |  | 0
d> | 0 |  | Sell_A | 25.27 | 2274.3 |  |  |  |  | ITEM | ITEM | [5 empty] | 956.9568 |  | 32.4 | [8 empty] | 2495.7
Multip
330 | 300 |  | 073# 300mm cable Tray | [6 empty] | RATE | RATE |  |  |  |  | 0.90909 | 7.4 |  | 0.32
Based on:
300 | m |  | Tray 300mm Galv. | Ardic | HDG | TRGV_030 | 650 | (__) | [5 empty] | 1 | 2001-01-06 | 6.19 | 1857 | 0.35 | 94.5 | [8 empty] | HDG
100 | m |  | Tray Coupler Galv. | Ardic |  | TRGV_051 | 650 | (__) | [5 empty] | 1 | 1997-10-02 | 0.51 | 51 |  | 0
800 | No |  | Roofing Bolt |  |  | CONS_031 | 875 | (__) |  | 02-005 |  |  |  | 1 | 1994-12-01 | 0.07 | 56 |  | 0
250 | No |  | Wing Nut Hilti M6 |  |  | EMAT_059 | 501 | HIL | MKN-FM8 | 04-002 |  |  |  | 1 | 1999-01-15 | 0.77 | 192.5 |  | 0
250 | No |  | Hex.Set Screws M6x20 |  |  | EMAT_025 | 501 | (__) |  | 05-002 |  |  |  | 1 |  | 0.05 | 12.5 |  | 0
100 | No |  | Earth Strips Copper |  |  | CONS_012 | 875 | (__) |  | 01-011 |  |  |  | 1 | 1994-12-01 | 0.5 | 50 | 0 | 0
63.6364 | LS |  | Crainage & Transportation |  | Scissors Lift - included in separate rate | CRAI_002 | 962 | MISC | [5 empty] | 2 | 2004-05-22 |  | 0 |  | 0 | NoMat? | [7 empty] | Scissors Lift - included in separate rate
|  | << ==== TOTAL UNITS | [14 empty] | 0 |  | 0
d> | 0 |  | Sell_A | 19.76 | 5928 |  |  |  |  | ITEM | ITEM | [5 empty] | 2219 |  | 94.5 | [8 empty] | 6543
Multip
75 | 105 |  | 074# 200mm cable Tray | [6 empty] | RATE | RATE |  |  |  |  | 1.4 | 5.18 |  | 0.27
Based on:
105 | m |  | Tray 200mm Galv. | Ardic | HDG | TRGV_023 | 650 | (__) | [5 empty] | 1 | 2001-01-06 | 3.97 | 416.85 | 0.3 | 28.35 | [8 empty] | HDG
35 | m |  | Tray Coupler Galv. | Ardic |  | TRGV_051 | 650 | (__) | [5 empty] | 1 | 1997-10-02 | 0.51 | 17.85 |  | 0
280 | No |  | Roofing Bolt |  |  | CONS_031 | 875 | (__) |  | 02-005 |  |  |  | 1 | 1994-12-01 | 0.07 | 19.6 |  | 0
88.2 | No |  | Wing Nut Hilti M6 |  |  | EMAT_059 | 501 | HIL | MKN-FM8 | 04-002 |  |  |  | 1 | 1999-01-15 | 0.77 | 67.914 |  | 0
88.2 | No |  | Hex.Set Screws M6x20 |  |  | EMAT_025 | 501 | (__) |  | 05-002 |  |  |  | 1 |  | 0.05 | 4.41 |  | 0
35 | No |  | Earth Strips Copper |  |  | CONS_012 | 875 | (__) |  | 01-011 |  |  |  | 1 | 1994-12-01 | 0.5 | 17.5 | 0 | 0
|  | << ==== TOTAL UNITS | [14 empty] | 0 |  | 0
d> | 0 |  | Sell_A | 15.51 | 1628.55 |  |  |  |  | ITEM | ITEM | [5 empty] | 544.124 |  | 28.35 | [8 empty] | 4818.8
Multip
440 | 425 |  | 075# 100mm cable Tray | [6 empty] | RATE | RATE |  |  |  |  | 0.96591 | 3.92 |  | 0.18
Based on:
425 | m |  | Tray 100mm Galv. | Ardic | HDG | TRGV_009 | 650 | (__) | [5 empty] | 1 | 2001-01-06 | 2.71 | 1151.75 | 0.2 | 76.5 | [8 empty] | HDG
141.9886 | m |  | Tray Coupler Galv. | Ardic |  | TRGV_051 | 650 | (__) | [5 empty] | 1 | 1997-10-02 | 0.51 | 72.4142 |  | 0
1133.9773 | No |  | Roofing Bolt |  |  | CONS_031 | 875 | (__) |  | 02-005 |  |  |  | 1 | 1994-12-01 | 0.07 | 79.3784 |  | 0
354.4886 | No |  | Wing Nut Hilti M6 |  |  | EMAT_059 | 501 | HIL | MKN-FM8 | 04-002 |  |  |  | 1 | 1999-01-15 | 0.77 | 272.9563 |  | 0
354.4886 | No |  | Hex.Set Screws M6x20 |  |  | EMAT_025 | 501 | (__) |  | 05-002 |  |  |  | 1 |  | 0.05 | 17.7244 |  | 0
141.9886 | No |  | Earth Strips Copper |  |  | CONS_012 | 875 | (__) |  | 01-011 |  |  |  | 1 | 1994-12-01 | 0.5 | 70.9943 | 0 | 0
149.7159 | LS |  | Crainage & Transportation |  | Scissors Lift - included in separate rate | CRAI_002 | 962 | MISC | [5 empty] | 2 | 2004-05-22 |  | 0 |  | 0 | NoMat? | [7 empty] | Scissors Lift - included in separate rate
|  | << ==== TOTAL UNITS | [14 empty] | 0 |  | 0
d> | 0 |  | Sell_A | 10.91 | 4636.75 |  |  |  |  | ITEM | ITEM | [5 empty] | 1665.2176 |  | 76.5 | [8 empty] | 4767.65
Multip
75 | 40 |  | 076# 50mm Galvanised Steel Cable tray | [6 empty] | RATE | RATE |  |  |  |  | 0.53333 | 3.34 |  | 0.16
Based on:
40 | m |  | Tray 50mm Galv. | Ardic | HDG | TRGV_002 | 650 | (__) | [5 empty] | 1 |  | 2.13 | 85.2 | 0.18 | 6.48 | [8 empty] | HDG
13.3333 | No |  | Tray Coupler Galv. | Ardic |  | TRGV_051 | 650 | (__) | [5 empty] | 1 | 1997-10-02 | 0.51 | 6.8 |  | 0
106.6667 | No |  | Roofing Bolt |  |  | CONS_031 | 875 | (__) |  | 02-005 |  |  |  | 1 | 1994-12-01 | 0.07 | 7.4667 |  | 0
33.6 | No |  | Wing Nut Hilti M6 |  |  | EMAT_059 | 501 | HIL | MKN-FM8 | 04-002 |  |  |  | 1 | 1999-01-15 | 0.77 | 25.872 |  | 0
33.6 | No |  | Hex.Set Screws M6x20 |  |  | EMAT_025 | 501 | (__) |  | 05-002 |  |  |  | 1 |  | 0.05 | 1.68 |  | 0
13.3333 | No |  | Earth Strips Copper |  |  | CONS_012 | 875 | (__) |  | 01-011 |  |  |  | 1 | 1994-12-01 | 0.5 | 6.6667 | 0 | 0
|  | << ==== TOTAL UNITS | [14 empty] | 0 |  | 0
d> | 0 |  | Sell_A | 9.59 | 383.6 |  |  |  |  | ITEM | ITEM | [5 empty] | 133.6853 |  | 6.48 | [8 empty] | 425.2
Multip
355 | 355 |  | 077# 75x50mm galvanised steel cable trunking | [6 empty] | RATE | RATE |  |  |  |  | 1 | 5.86 |  | 0.27
Based on:
355 | m |  | Trunking Galv. 75x50mm | Ardic |  | TKGV_006 | 675 | TIP | [5 empty] | 1 | 2007-01-29 | 4.72 | 1675.6 | 0.3 | 95.85 |  |  |  | 0.34
20 | No |  | Trunking Galv. 75x50mm | Ardic | Tee | TKGV_006 | 675 | TIP | [5 empty] | 1 | 2007-01-29 | 2.98 | 59.6 |  | 0 | [8 empty] | Tee
24 | No |  | Trunking Galv. 75x50mm | Ardic | Flat angle | TKGV_006 | 675 | TIP | [5 empty] | 1 | 2007-01-29 | 2.49 | 59.76 |  | 0 | [8 empty] | Flat angle
40 | No |  | Trunking Galv. 75x50mm | Ardic | Internal angle | TKGV_006 | 675 | TIP | [5 empty] | 1 | 2007-01-29 | 2.03 | 81.2 |  | 0 | [8 empty] | Internal angle
40 | No |  | Trunking Galv. 75x50mm | Ardic | end cap | TKGV_006 | 675 | TIP | [5 empty] | 1 | 2007-01-29 | 1.72 | 68.8 |  | 0 | [8 empty] | end cap
147.9167 | No |  | Earth Strips Copper |  |  | CONS_012 | 875 | (__) |  | 01-011 |  |  |  | 1 | 1994-12-01 | 0.5 | 73.9583 | 0 | 0
1183.3333 | No |  | Pop Rivet |  |  | CONS_023 | 875 | (__) |  | 02-004 |  |  |  | 1 | 1994-12-01 | 0.02 | 23.6667 |  | 0
355 | No |  | Roofing Bolt |  |  | CONS_031 | 875 | (__) |  | 02-005 |  |  |  | 1 | 1994-12-01 | 0.07 | 24.85 |  | 0
710 | No |  | Screw Self Tapping |  |  | CONS_034 | 875 | (__) |  | 02-006 |  |  |  | 1 | 1994-12-01 | 0.02 | 14.2 |  | 0
|  | << ==== TOTAL UNITS | [14 empty] | 0 |  | 0
d> | 0 |  | Sell_A | 16.35 | 5804.25 |  |  |  |  | ITEM | ITEM | [5 empty] | 2081.635 |  | 95.85 | [8 empty] | 6421.95
Multip
1040 | 1133.0435 |  | 078# 75x75mm galvanised steel cable trunking | [6 empty] | RATE | RATE |  |  |  |  | 1.0895 | 6.95 |  | 0.29
Based on:
1133.0435 | m |  | Trunking Galv. 75x75mm | Ardic |  | TKGV_006 | 675 | TIP | [5 empty] | 1 | 2007-01-29 | 5.55 | 6288.3913 | 0.32 | 326.3165 |  |  |  | 0.34
63.189 | No |  | Trunking Galv. 75x75mm | Ardic | Tee | TKGV_006 | 675 | TIP | [5 empty] | 1 | 2007-01-29 | 3.22 | 203.4685 |  | 0 | [8 empty] | Tee
76.2625 | No |  | Trunking Galv. 75x75mm | Ardic | Flat angle | TKGV_006 | 675 | TIP | [5 empty] | 1 | 2007-01-29 | 2.9 | 221.1614 |  | 0 | [8 empty] | Flat angle
126.3779 | No |  | Trunking Galv. 75x75mm | Ardic | Internal angle | TKGV_006 | 675 | TIP | [5 empty] | 1 | 2007-01-29 | 3.22 | 406.9369 |  | 0 | [8 empty] | Internal angle
126.3779 | No |  | Trunking Galv. 75x75mm | Ardic | end cap | TKGV_006 | 675 | TIP | [5 empty] | 1 | 2007-01-29 | 2.52 | 318.4724 |  | 0 | [8 empty] | end cap
472.1014 | No |  | Earth Strips Copper |  |  | CONS_012 | 875 | (__) |  | 01-011 |  |  |  | 1 | 1994-12-01 | 0.5 | 236.0507 | 0 | 0
3776.8116 | No |  | Pop Rivet |  |  | CONS_023 | 875 | (__) |  | 02-004 |  |  |  | 1 | 1994-12-01 | 0.02 | 75.5362 |  | 0
1133.0435 | No |  | Roofing Bolt |  |  | CONS_031 | 875 | (__) |  | 02-005 |  |  |  | 1 | 1994-12-01 | 0.07 | 79.313 |  | 0
2266.087 | No |  | Screw Self Tapping |  |  | CONS_034 | 875 | (__) |  | 02-006 |  |  |  | 1 | 1994-12-01 | 0.02 | 45.3217 |  | 0
533.8378 | LS |  | Crainage & Transportation |  | Scissors Lift - included in separate rate | CRAI_002 | 962 | MISC | [5 empty] | 2 | 2004-05-22 |  | 0 |  | 0 | NoMat? | [7 empty] | Scissors Lift - included in separate rate
|  | << ==== TOTAL UNITS | [14 empty] | 0 |  | 0
d> | 0 |  | Sell_A | 18.3 | 20734.7 |  |  |  |  | ITEM | ITEM | [5 empty] | 7874.6522 |  | 326.3165 | [8 empty] | 24228
Multip
115 | 115 |  | 079# 100x75mm galvanised steel cable trunking | [6 empty] | RATE | RATE |  |  |  |  | 1 | 7.97 |  | 0.33
Based on:
115 | m |  | Trunking Galv. 100x75mm | Ardic |  | TKGV_006 | 675 | TIP | [5 empty] | 1 | 2007-01-29 | 6.37 | 732.55 | 0.37 | 38.295 |  |  |  | 0.41
7 | No |  | Trunking Galv. 100x75mm | Ardic | Tee | TKGV_006 | 675 | TIP | [5 empty] | 1 | 2007-01-29 | 3.98 | 27.86 |  | 0 | [8 empty] | Tee
8 | No |  | Trunking Galv. 100x75mm | Ardic | Flat angle | TKGV_006 | 675 | TIP | [5 empty] | 1 | 2007-01-29 | 3.62 | 28.96 |  | 0 | [8 empty] | Flat angle
13 | No |  | Trunking Galv. 100x75mm | Ardic | Internal angle | TKGV_006 | 675 | TIP | [5 empty] | 1 | 2007-01-29 | 3.61 | 46.93 |  | 0 | [8 empty] | Internal angle
13 | No |  | Trunking Galv. 100x75mm | Ardic | end cap | TKGV_006 | 675 | TIP | [5 empty] | 1 | 2007-01-29 | 2.75 | 35.75 |  | 0 | [8 empty] | end cap
47.9167 | No |  | Earth Strips Copper |  |  | CONS_012 | 875 | (__) |  | 01-011 |  |  |  | 1 | 1994-12-01 | 0.5 | 23.9583 | 0 | 0
383.3333 | No |  | Pop Rivet |  |  | CONS_023 | 875 | (__) |  | 02-004 |  |  |  | 1 | 1994-12-01 | 0.02 | 7.6667 |  | 0
115 | No |  | Roofing Bolt |  |  | CONS_031 | 875 | (__) |  | 02-005 |  |  |  | 1 | 1994-12-01 | 0.07 | 8.05 |  | 0
230 | No |  | Screw Self Tapping |  |  | CONS_034 | 875 | (__) |  | 02-006 |  |  |  | 1 | 1994-12-01 | 0.02 | 4.6 |  | 0
|  | << ==== TOTAL UNITS | [14 empty] | 0 |  | 0
d> | 0 |  | Sell_A | 21.07 | 2423.05 |  |  |  |  | ITEM | ITEM | [5 empty] | 916.325 |  | 38.295 | [8 empty] | 2673.75
Multip
105 | 105 |  | 080# 150x75mm galvanised steel cable trunking | [6 empty] | RATE | RATE |  |  |  |  | 1 | 9.99 |  | 0.47
|  |  | Based on: | Includes 125x75mm
105 | m |  | Trunking Galv. 150x75mm | Ardic |  | TKGV_006 | 675 | TIP | [5 empty] | 1 | 2007-01-29 | 8.01 | 841.05 | 0.52 | 49.14 |  |  |  | 0.58
6 | No |  | Trunking Galv. 150x75mm | Ardic | Tee | TKGV_006 | 675 | TIP | [5 empty] | 1 | 2007-01-29 | 5.74 | 34.44 |  | 0 | [8 empty] | Tee
7 | No |  | Trunking Galv. 150x75mm | Ardic | Flat angle | TKGV_006 | 675 | TIP | [5 empty] | 1 | 2007-01-29 | 5.29 | 37.03 |  | 0 | [8 empty] | Flat angle
12 | No |  | Trunking Galv. 150x75mm | Ardic | Internal angle | TKGV_006 | 675 | TIP | [5 empty] | 1 | 2007-01-29 | 4.37 | 52.44 |  | 0 | [8 empty] | Internal angle
12 | No |  | Trunking Galv. 150x75mm | Ardic | end cap | TKGV_006 | 675 | TIP | [5 empty] | 1 | 2007-01-29 | 3.67 | 44.04 |  | 0 | [8 empty] | end cap
43.75 | No |  | Earth Strips Copper |  |  | CONS_012 | 875 | (__) |  | 01-011 |  |  |  | 1 | 1994-12-01 | 0.5 | 21.875 | 0 | 0
350 | No |  | Pop Rivet |  |  | CONS_023 | 875 | (__) |  | 02-004 |  |  |  | 1 | 1994-12-01 | 0.02 | 7 |  | 0
105 | No |  | Roofing Bolt |  |  | CONS_031 | 875 | (__) |  | 02-005 |  |  |  | 1 | 1994-12-01 | 0.07 | 7.35 |  | 0
210 | No |  | Screw Self Tapping |  |  | CONS_034 | 875 | (__) |  | 02-006 |  |  |  | 1 | 1994-12-01 | 0.02 | 4.2 |  | 0
|  | << ==== TOTAL UNITS | [14 empty] | 0 |  | 0
d> | 0 |  | Sell_A | 28.13 | 2953.65 |  |  |  |  | ITEM | ITEM | [5 empty] | 1049.425 |  | 49.14 | [8 empty] | 3268.65
Multip
45 | 45 |  | 081# 200x100mm galvanised steel cable trunking | [6 empty] | RATE | RATE |  |  |  |  | 1 | 13.37 |  | 0.59
Based on:
45 | m |  | Trunking Galv. 200x100mm | Ardic |  | TKGV_006 | 675 | TIP | [5 empty] | 1 | 2007-01-29 | 10.47 | 471.15 | 0.65 | 26.325
3 | No |  | Trunking Galv. 200x100mm | Ardic | Tee | TKGV_006 | 675 | TIP | [5 empty] | 1 | 2007-01-29 | 8.19 | 24.57 |  | 0 | [8 empty] | Tee
3 | No |  | Trunking Galv. 200x100m | Ardic | Flat angle | TKGV_006 | 675 | TIP | [5 empty] | 1 | 2007-01-29 | 7.97 | 23.91 |  | 0 | [8 empty] | Flat angle
5 | No |  | Trunking Galv. 200x100mm | Ardic | Internal angle | TKGV_006 | 675 | TIP | [5 empty] | 1 | 2007-01-29 | 6.43 | 32.15 |  | 0 | [8 empty] | Internal angle
5 | No |  | Trunking Galv. 200x100mm | Ardic | end cap | TKGV_006 | 675 | TIP | [5 empty] | 1 | 2007-01-29 | 5.73 | 28.65 |  | 0 | [8 empty] | end cap
18.75 | No |  | Earth Strips Copper |  |  | CONS_012 | 875 | (__) |  | 01-011 |  |  |  | 1 | 1994-12-01 | 0.5 | 9.375 | 0 | 0
187.5 | No |  | Pop Rivet |  |  | CONS_023 | 875 | (__) |  | 02-004 |  |  |  | 1 | 1994-12-01 | 0.02 | 3.75 |  | 0
90 | No |  | Roofing Bolt |  |  | CONS_031 | 875 | (__) |  | 02-005 |  |  |  | 1 | 1994-12-01 | 0.07 | 6.3 |  | 0
90 | No |  | Screw Self Tapping |  |  | CONS_034 | 875 | (__) |  | 02-006 |  |  |  | 1 | 1994-12-01 | 0.02 | 1.8 |  | 0
|  | << ==== TOTAL UNITS | [14 empty] | 0 |  | 0
d> | 0 |  | Sell_A | 36.24 | 1630.8 |  |  |  |  | ITEM | ITEM | [5 empty] | 601.655 |  | 26.325 | [8 empty] | 1801.8
Multip
10 | 10 |  | 082# 250x75mm galvanised steel cable trunking | [6 empty] | RATE | RATE |  |  |  |  | 1 | 16.16 |  | 0.59
Based on:
10 | m |  | Trunking Galv. 250x75mm | Ardic |  | TKGV_006 | 675 | TIP | [5 empty] | 1 | 2007-01-29 | 11.28 | 112.8 | 0.65 | 5.85
1 | No |  | Trunking Galv. 250x75mm | Ardic | Tee | TKGV_006 | 675 | TIP | [5 empty] | 1 | 2007-01-29 | 10.3 | 10.3 |  | 0 | [8 empty] | Tee
1 | No |  | Trunking Galv. 250x75mm | Ardic | Flat angle | TKGV_006 | 675 | TIP | [5 empty] | 1 | 2007-01-29 | 9.66 | 9.66 |  | 0 | [8 empty] | Flat angle
2 | No |  | Trunking Galv. 250x75mm | Ardic | Internal angle | TKGV_006 | 675 | TIP | [5 empty] | 1 | 2007-01-29 | 5.89 | 11.78 |  | 0 | [8 empty] | Internal angle
2 | No |  | Trunking Galv. 250x75mm | Ardic | end cap | TKGV_006 | 675 | TIP | [5 empty] | 1 | 2007-01-29 | 5.96 | 11.92 |  | 0 | [8 empty] | end cap
4.1667 | No |  | Earth Strips Copper |  |  | CONS_012 | 875 | (__) |  | 01-011 |  |  |  | 1 | 1994-12-01 | 0.5 | 2.0833 | 0 | 0
62.5 | No |  | Pop Rivet |  |  | CONS_023 | 875 | (__) |  | 02-004 |  |  |  | 1 | 1994-12-01 | 0.02 | 1.25 |  | 0
20 | No |  | Roofing Bolt |  |  | CONS_031 | 875 | (__) |  | 02-005 |  |  |  | 1 | 1994-12-01 | 0.07 | 1.4 |  | 0
20 | No |  | Screw Self Tapping |  |  | CONS_034 | 875 | (__) |  | 02-006 |  |  |  | 1 | 1994-12-01 | 0.02 | 0.4 |  | 0
|  | << ==== TOTAL UNITS | [14 empty] | 0 |  | 0
d> | 0 |  | Sell_A | 39.68 | 396.8 |  |  |  |  | ITEM | ITEM | [5 empty] | 161.5933 |  | 5.85 | [8 empty] | 436.2
Multip
10 | 10 |  | 083# 400x100mm galvanised steel cable trunking | [6 empty] | RATE | RATE |  |  |  |  | 1 | 30.64 |  | 0.68
Based on:
10 | m |  | Trunking Galv. 400x100mm | Ardic |  | TKGV_006 | 675 | TIP | [5 empty] | 1 | 2007-01-29 | 20.29 | 202.9 | 0.75 | 6.75
1 | No |  | Trunking Galv. 400x100mm | Ardic | Tee | TKGV_006 | 675 | TIP | [5 empty] | 1 | 2007-01-29 | 25.18 | 25.18 |  | 0 | [8 empty] | Tee
1 | No |  | Trunking Galv. 400x100mm | Ardic | Flat angle | TKGV_006 | 675 | TIP | [5 empty] | 1 | 2007-01-29 | 24.66 | 24.66 |  | 0 | [8 empty] | Flat angle
2 | No |  | Trunking Galv. 400x100mm | Ardic | Internal angle | TKGV_006 | 675 | TIP | [5 empty] | 1 | 2007-01-29 | 12.26 | 24.52 |  | 0 | [8 empty] | Internal angle
2 | No |  | Trunking Galv. 400x100mm | Ardic | end cap | TKGV_006 | 675 | TIP | [5 empty] | 1 | 2007-01-29 | 11.45 | 22.9 |  | 0 | [8 empty] | end cap
4.1667 | No |  | Earth Strips Copper |  |  | CONS_012 | 875 | (__) |  | 01-011 |  |  |  | 1 | 1994-12-01 | 0.5 | 2.0833 | 0 | 0
83.3333 | No |  | Pop Rivet |  |  | CONS_023 | 875 | (__) |  | 02-004 |  |  |  | 1 | 1994-12-01 | 0.02 | 1.6667 |  | 0
30 | No |  | Roofing Bolt |  |  | CONS_031 | 875 | (__) |  | 02-005 |  |  |  | 1 | 1994-12-01 | 0.07 | 2.1 |  | 0
20 | No |  | Screw Self Tapping |  |  | CONS_034 | 875 | (__) |  | 02-006 |  |  |  | 1 | 1994-12-01 | 0.02 | 0.4 |  | 0
|  | << ==== TOTAL UNITS | [14 empty] | 0 |  | 0
d> | 0 |  | Sell_A | 60.55 | 605.5 |  |  |  |  | ITEM | ITEM | [5 empty] | 306.41 |  | 6.75 | [8 empty] | 657.2
Multip
50 | 1498.0435 |  | 084# Bracket for 50-150mm cable tray/basket/trunking | [6 empty] | RATE | RATE |  |  |  |  | 29.9609 | 2.37 |  | 0.09
Based on: @ 1.5metres intervals
|  |  | Hanging below ceiling | [13 empty] | 0 |  | 0
2007.3783 | No |  | Anchor 8mm Hilti HKD-SM8x30 |  |  | CONS_003 | 875 | HIL | HKD-SM8x30 |  |  |  |  | 1 | 1999-01-15 | 0.1165 | 233.8596 |  | 0
2007.3783 | m |  | Threaded Rod Galv. 8mm | Ardic |  | EMAT_043 | 501 | [6 empty] | 1 | 1999-01-15 | 1.1 | 2208.1161 |  | 0
2007.3783 | No |  | Hilti Channel 40x20 Endcap MQZ-E21 |  |  | EMAT_064 | 501 | [6 empty] | 1 |  | 0.12 | 240.8854 |  | 0
299.6087 | m |  | Channel SHALLOW-Galv. Hilti MS-213M | Ardic |  | EMAT_020 | 501 | HIL | MS-213m |  |  |  |  | 1 | 1999-01-15 | 1.68 | 503.3426 |  | 0
988.7087 | No |  | Labour to manufacture brackets |  |  | LABO_008 | 501 | MISC | [5 empty] | 3 |  |  | 0 | 0.15 | 133.4757 | NoMat? |  |  | 0.25
3984.7957 | No |  | Galv. Nut 8mm |  |  | EMAT_022 | 501 | [6 empty] | 1 |  | 0.0699 | 278.5372 |  | 0
3984.7957 | No |  | Tray Washers M8 |  |  | EMAT_057 | 501 | [6 empty] | 1 |  | 0.0233 | 92.8457 |  | 0
|  | << ==== TOTAL UNITS | [14 empty] | 0 |  | 0
d> | 0 |  | Sell_A | 5.94 | 8898.38 |  |  |  |  | ITEM | ITEM | [5 empty] | 3557.5866 |  | 133.4757 | [8 empty] | 9958.25
Multip
50 | 390 |  | 085# Bracket for 200-300mm cable tray/basket | [6 empty] | RATE | RATE |  |  |  |  | 7.8 | 2.48 |  | 0.09
Based on: @ 1.5metres intervals
|  |  | Hanging below ceiling | [13 empty] | 0 |  | 0
522.6 | No |  | Anchor 8mm Hilti HKD-SM8x30 |  |  | CONS_003 | 875 | HIL | HKD-SM8x30 |  |  |  |  | 1 | 1999-01-15 | 0.1165 | 60.8829 |  | 0
522.6 | m |  | Threaded Rod Galv. 8mm | Ardic |  | EMAT_043 | 501 | [6 empty] | 1 | 1999-01-15 | 1.1 | 574.86 |  | 0
522.6 | No |  | Hilti Channel 40x20 Endcap MQZ-E21 |  |  | EMAT_064 | 501 | [6 empty] | 1 |  | 0.12 | 62.712 |  | 0
101.4 | m |  | Channel SHALLOW-Galv. Hilti MS-213M | Ardic |  | EMAT_020 | 501 | HIL | MS-213m |  |  |  |  | 1 | 1999-01-15 | 1.68 | 170.352 |  | 0
257.4 | No |  | Labour to manufacture brackets |  |  | LABO_008 | 501 | MISC | [5 empty] | 3 |  |  | 0 | 0.15 | 34.749 | NoMat? |  |  | 0.25
1037.4 | No |  | Galv. Nut 8mm |  |  | EMAT_022 | 501 | [6 empty] | 1 |  | 0.0699 | 72.5143 |  | 0
1037.4 | No |  | Tray Washers M8 |  |  | EMAT_057 | 501 | [6 empty] | 1 |  | 0.0233 | 24.1714 |  | 0
|  | << ==== TOTAL UNITS | [14 empty] | 0 |  | 0
d> | 0 |  | Sell_A | 6.06 | 2363.4 |  |  |  |  | ITEM | ITEM | [5 empty] | 965.4926 |  | 34.749 | [8 empty] | 3762.9
Multip
90 | 465 |  | 086# Bracket for 400-600mm cable tray/basket | [6 empty] | RATE | RATE |  |  |  |  | 5.1667 | 16.37 |  | 0.15
Based on: 1.5metres intervals
|  |  | Hanging below ceiling | [13 empty] | 0 |  | 0
573.5 | m |  | Channel DEEP-Galv. Hilti MS-413M | Ardic |  | EMAT_018 | 501 | HIL | MS-413m | 02-018 |  |  |  | 1 | 1999-01-15 | 2.38 | 1364.93 |  | 0
620 | No. |  | Push Button Angle Hilti MQW-02 | Price by Gledys | Hilti | EMAT_041 | 501 | [6 empty] | 1 |  | 6.91 | 4284.2 |  | 0 | NoMat? | [7 empty] | Hilti
620 | No |  | Sleeve Anchor 12mm Hilti HLC 12x75/37-H |  |  | CONS_039 | 875 | HIL | HLC 12x75/37-H | 03-009 |  |  |  | 1 | 1999-01-15 | 0.506 | 313.72 |  | 0
620 | No |  | Hilti Channel 40x40 Endcap MQZ-E41 |  |  | EMAT_065 | 501 | (__) |  | 02-020 |  |  |  | 1 |  | 0.24 | 148.8 |  | 0
310 | No |  | Labour to manufacture brackets |  |  | LABO_008 | 900 | MISC | [5 empty] | 3 |  |  | 0 | 0.25 | 69.75 | NoMat? |  |  | 0.35
620 | No |  | Three hole angle Hilti 90deg |  |  | EMAT_045 | 501 | HIL | MW-3 | 07-005 |  |  |  | 1 | 1999-01-15 | 1.5 | 930 |  | 0
620 | No |  | Wing Nut Hilti M8 |  |  | EMAT_060 | 501 | HIL | MKN-FM8 | 04-005 |  |  |  | 1 | 1999-01-15 | 0.77 | 477.4 |  | 0
620 | No |  | Tray Washers M6 |  |  | EMAT_057 | 501 | (__) |  | 07-003 |  |  |  | 1 |  | 0.05 | 31 |  | 0
620 | No |  | Hex.Set Screws M8x25 |  |  | EMAT_027 | 501 | (__) |  | 05-004 |  |  |  | 1 |  | 0.1 | 62 |  | 0
|  | << ==== TOTAL UNITS | [14 empty] | 0 |  | 0
d> | 0 |  | Sell_A | 25.23 | 11731.95 |  |  |  |  | ITEM | ITEM | [5 empty] | 7612.05 |  | 69.75 | [8 empty] | 13166.3
Multip
897 | 927 |  | 087# Bracket for Cable containment in warehouse | [6 empty] | RATE | RATE |  |  |  |  | 1.0334 | 24.38 |  | 0.13
Based on: 1.2metres intervals
1.2metre brackets - 65No.
134.3478 | No |  | Hilti Beam Clamps Galvanised |  | MQT-21-41 | EMAT_074 | 501 | HIL | MKL-21-41 244874/1 | 07-011 |  |  |  | 1 | 2004-11-11 | 5 | 671.7391 |  | 0 |  |  |  | 9.27 |  |  |  |  | MQT-21-41
362.7391 | m |  | Channel DEEP-Galv. Hilti MS-413M | Ardic |  | EMAT_019 | 501 | HIL | MS-413m | 02-018 |  |  |  | 1 | 1999-01-15 | 2.38 | 863.3191 |  | 0
268.6957 | No |  | Hilti Channel 40x40 Endcap MQZ-E41 |  |  | EMAT_065 | 501 | (__) |  | 02-020 |  |  |  | 1 |  | 0.35 | 94.0435 |  | 0
268.6957 | No |  | Three hole angle Hilti 90deg |  |  | EMAT_045 | 501 | HIL | MW-3 | 07-005 |  |  |  | 1 | 1999-01-15 | 2 | 537.3913 |  | 0
806.087 | No. |  | Push Button Angle Hilti MQW-02 | Price by Gledys | Hilti | EMAT_041 | 501 | [6 empty] | 1 |  | 6.91 | 5570.0609 |  | 0 | NoMat? | [7 empty] | Hilti
67.1739 | No |  | Labour to manufacture Brackets (FIX 1) |  |  | LABO_008 | 900 | MISC | [5 empty] | 1 |  |  | 0 | 0.6 | 36.2739 | NoMat? |  |  | 1
1.0metre brackets - 40No.
82.6756 | No |  | Hilti Beam Clamps Galvanised |  | MQT-21-41 | EMAT_074 | 501 | HIL | MKL-21-41 244874/1 | 07-011 |  |  |  | 1 | 2004-11-11 | 5 | 413.3779 |  | 0 |  |  |  | 9.27 |  |  |  |  | MQT-21-41
206.689 | m |  | Channel DEEP-Galv. Hilti MS-413M | Ardic |  | EMAT_019 | 501 | HIL | MS-413m | 02-018 |  |  |  | 1 | 1999-01-15 | 2.38 | 491.9197 |  | 0
165.3512 | No |  | Hilti Channel 40x40 Endcap MQZ-E41 |  |  | EMAT_065 | 501 | (__) |  | 02-020 |  |  |  | 1 |  | 0.35 | 57.8729 |  | 0
165.3512 | No |  | Three hole angle Hilti 90deg |  |  | EMAT_045 | 501 | HIL | MW-3 | 07-005 |  |  |  | 1 | 1999-01-15 | 2 | 330.7023 |  | 0 | NoMat?
496.0535 | No. |  | Push Button Angle Hilti MQW-02 | Price by Gledys | Hilti | EMAT_041 | 501 | [6 empty] | 1 |  | 6.91 | 3427.7298 |  | 0 | NoMat? | [7 empty] | Hilti
41.3378 | No |  | Labour to manufacture Brackets (FIX 1) |  |  | LABO_008 | 900 | MISC | [5 empty] | 1 |  |  | 0 | 0.6 | 22.3224 | NoMat? |  |  | 1
700mm brackets - 40No.
82.6756 | No |  | Hilti Beam Clamps Galvanised |  | MQT-21-41 | EMAT_074 | 501 | HIL | MKL-21-41 244874/1 | 07-011 |  |  |  | 1 | 2004-11-11 | 5 | 413.3779 |  | 0 |  |  |  | 9.27 |  |  |  |  | MQT-21-41
181.8863 | m |  | Channel DEEP-Galv. Hilti MS-413M | Ardic |  | EMAT_019 | 501 | HIL | MS-413m | 02-018 |  |  |  | 1 | 1999-01-15 | 2.38 | 432.8894 |  | 0
165.3512 | No |  | Hilti Channel 40x40 Endcap MQZ-E41 |  |  | EMAT_065 | 501 | (__) |  | 02-020 |  |  |  | 1 |  | 0.35 | 57.8729 |  | 0
165.3512 | No |  | Three hole angle Hilti 90deg |  |  | EMAT_045 | 501 | HIL | MW-3 | 07-005 |  |  |  | 1 | 1999-01-15 | 2 | 330.7023 |  | 0 | NoMat?
496.0535 | No. |  | Push Button Angle Hilti MQW-02 | Price by Gledys | Hilti | EMAT_041 | 501 | [6 empty] | 1 |  | 6.91 | 3427.7298 |  | 0 | NoMat? | [7 empty] | Hilti
41.3378 | No |  | Labour to manufacture Brackets (FIX 1) |  |  | LABO_008 | 900 | MISC | [5 empty] | 1 |  |  | 0 | 0.6 | 22.3224 | NoMat? |  |  | 1
850mm brackets - 25No.
51.6722 | No |  | Hilti Beam Clamps Galvanised |  | MQT-21-41 | EMAT_074 | 501 | HIL | MKL-21-41 244874/1 | 07-011 |  |  |  | 1 | 2004-11-11 | 5 | 258.3612 |  | 0 |  |  |  | 9.27 |  |  |  |  | MQT-21-41
121.4298 | m |  | Channel DEEP-Galv. Hilti MS-413M | Ardic |  | EMAT_019 | 501 | HIL | MS-413m | 02-018 |  |  |  | 1 | 1999-01-15 | 2.38 | 289.0028 |  | 0
103.3445 | No |  | Hilti Channel 40x40 Endcap MQZ-E41 |  |  | EMAT_065 | 501 | (__) |  | 02-020 |  |  |  | 1 |  | 0.35 | 36.1706 |  | 0
103.3445 | No |  | Three hole angle Hilti 90deg |  |  | EMAT_045 | 501 | HIL | MW-3 | 07-005 |  |  |  | 1 | 1999-01-15 | 2 | 206.689 |  | 0 | NoMat?
310.0334 | No. |  | Push Button Angle Hilti MQW-02 | Price by Gledys | Hilti | EMAT_041 | 501 | [6 empty] | 1 |  | 6.91 | 2142.3311 |  | 0 | NoMat? | [7 empty] | Hilti
25.8361 | No |  | Labour to manufacture Brackets (FIX 1) |  |  | LABO_008 | 900 | MISC | [5 empty] | 1 |  |  | 0 | 0.6 | 13.9515 | NoMat? |  |  | 1
200mm brackets - 60No.
124.0134 | No |  | Hilti Beam Clamps Galvanised |  | MQT-21-41 | EMAT_074 | 501 | HIL | MKL-21-41 244874/1 | 07-011 |  |  |  | 1 | 2004-11-11 | 5 | 620.0669 |  | 0 |  |  |  | 9.27 |  |  |  |  | MQT-21-41
24.8027 | m |  | Channel DEEP-Galv. Hilti MS-413M | Ardic |  | EMAT_019 | 501 | HIL | MS-413m | 02-018 |  |  |  | 1 | 1999-01-15 | 2.38 | 59.0304 |  | 0
248.0268 | No |  | Hilti Channel 40x40 Endcap MQZ-E41 |  |  | EMAT_065 | 501 | (__) |  | 02-020 |  |  |  | 1 |  | 0.35 | 86.8094 |  | 0
248.0268 | m |  | Threaded Rod Galv. 10mm |  |  | EMAT_043 | 501 | (__) |  | 03-004 |  |  |  | 1 | 1999-01-15 | 0.67 | 166.1779 |  | 0
248.0268 | No |  | Threaded Rod Galv. Coupler 10mm |  |  | EMAT_079 | 501 | (__) |  | 03-009 |  |  |  | 1 | 2007-01-12 | 0.15 | 37.204 |  | 0
496.0535 | No |  | Galv. Nut 10mm |  |  | EMAT_022 | 501 | (__) |  | 04-004 |  |  |  | 1 |  | 0.1 | 49.6054 |  | 0
496.0535 | No |  | Wing Nut Hilti M8 |  |  | EMAT_060 | 501 | HIL | MKN-FM8 | 04-005 |  |  |  | 1 | 1999-01-15 | 0.77 | 381.9612 |  | 0
496.0535 | No |  | Tray Washers M6 |  |  | EMAT_057 | 501 | (__) |  | 07-003 |  |  |  | 1 |  | 0.05 | 24.8027 |  | 0
496.0535 | No |  | Hex.Set Screws M8x25 |  |  | EMAT_027 | 501 | (__) |  | 05-004 |  |  |  | 1 |  | 0.1 | 49.6054 |  | 0
62.0067 | No |  | Labour to manufacture Brackets (FIX 1) |  |  | LABO_008 | 900 | MISC | [5 empty] | 1 |  |  | 0 | 0.5 | 27.903 | NoMat? |  |  | 0.75
1.0334 | LS |  | Crainage & Transportation |  | Scissors Lift | CRAI_002 | 962 | MISC | [5 empty] | 2 | 2004-05-22 | 861 | 889.796 |  | 0 | [8 empty] | Scissors Lift
1.0334 | No |  | Diesel Fuel |  | Approx €25/daily - info from Godwin by phone | GENS_022 | 845 | (__) | [5 empty] | 3 | 2008-09-22 | 179.375 | 185.3742 |  | 0 | [8 empty] | Approx €25/daily - info from Godwin by phone
|  | << ==== TOTAL UNITS | [14 empty] | 0 |  | 0
d> | 0 |  | Sell_A | 34.5 | 31981.5 |  |  |  |  | ITEM | ITEM | [5 empty] | 22603.7169 |  | 122.7732 | [8 empty] | 36168.2
Multip
897 | 927 |  | 088# Scissors lift in Warehouse for cable tray and trunking (Excluding bracketing) | [6 empty] | RATE | RATE |  |  |  |  | 1.0334 | 2.11 |  | 0
Based on: Contianment in level 2
1.0334 | LS |  | Crainage & Transportation |  | Scissors Lift | CRAI_002 | 962 | MISC | [5 empty] | 2 | 2004-05-22 | 1568.25 | 1620.6998 |  | 0 | [8 empty] | Scissors Lift
1.0334 | No |  | Diesel Fuel |  | Approx €25/daily - info from Godwin by phone | GENS_022 | 845 | (__) | [5 empty] | 3 | 2008-09-22 | 326.7188 | 337.6458 |  | 0 | [8 empty] | Approx €25/daily - info from Godwin by phone
|  | << ==== TOTAL UNITS | [14 empty] | 0 |  | 0
d> | 0 |  | Sell_A | 2.6 | 2410.2 |  |  |  |  | ITEM | ITEM | [5 empty] | 1958.3456 |  | 0 | [8 empty] | 6193.57
TB
|  | t | Item:
ELV Conduit Points
Multip
61 | 67 |  | 089# Galvanised Conduit point for Data at level 0 |  | Rate upated - price lower |  |  |  |  | RATE | RATE |  |  |  |  | 1.0984 | 38 |  | 2.25
Based on:
670 | m |  | Conduit Galv. 25mm RATE | 61No. Cameras | average for level 0 - 10metres | COGV_013 | 690 | BAR | 25mm |  |  |  |  | 1 | 1994-12-01 | 3.8 | 2546 | 0.25 | 150.75 | [8 empty] | average for level 0 - 11metres
|  | << ==== TOTAL UNITS | [14 empty] | 0 |  | 0
d> | 0 |  | Sell_A | 122.87 | 8232.29 |  |  |  |  | ITEM | ITEM | [5 empty] | 2546 |  | 150.75 | [8 empty] | 10683.37 | 2451.08
Multip
69 | 61 |  | 089# Galvanised Conduit point for Data at level -1 |  | Rate upated - price lower |  |  |  |  | RATE | RATE |  |  |  |  | 0.88406 | 15.2 |  | 0.9
Based on:
244 | m |  | Conduit Galv. 25mm RATE | 59No. Cameras | average for level -1 - 4metres | COGV_013 | 690 | BAR | 25mm |  |  |  |  | 1 | 1994-12-01 | 3.8 | 927.2 | 0.25 | 54.9 | [8 empty] | average for level -1 - 5metres
|  | << ==== TOTAL UNITS | [14 empty] | 0 |  | 0
d> | 0 |  | Sell_A | 49.15 | 2998.15 |  |  |  |  | ITEM | ITEM | [5 empty] | 927.2 |  | 54.9 | [8 empty] | 4719.6 | 1721.45
Multip
1 | 192 |  | 090# LSZH Conduit point for Data |  | Rate upated - price lower |  |  |  |  | RATE | RATE |  |  |  |  | 192 | 12.3 |  | 0.97
Based on:
1152 | m |  | Conduit PVC 25mm HG RATE |  | LSZH - Ramon | COPV_007 | 700 | GEN | 25mm |  |  |  |  | 1 | 2015-07-28 | 2.05 | 2361.6 | 0.18 | 186.624 | [8 empty] | LSZH - Ramon
|  | << ==== TOTAL UNITS | [14 empty] | 0 |  | 0
d> | 0 |  | Sell_A | 48.01 | 9217.92 |  |  |  |  | ITEM | ITEM | [5 empty] | 2361.6 |  | 186.624 | [8 empty] | 13776 | 4558.08
Multip
1 | 266 |  | 091# Galvanised Conduit points for Fire alarm devices |  | Remained as cost saving 1 |  |  |  |  | RATE | RATE |  |  |  |  | 266 | 30.3 |  | 1.8
Based on:
2660 | m |  | Conduit Galv. 20mm RATE |  |  | COGV_011 | 690 | BAR | 20mm |  |  |  |  | 1 | 1994-12-01 | 3.03 | 8059.8 | 0.2 | 478.8
|  | << ==== TOTAL UNITS | [14 empty] | 0 |  | 0
d> | 0 |  | Sell_A | 98.17 | 26113.22 |  |  |  |  | ITEM | ITEM | [5 empty] | 8059.8 |  | 478.8 | [8 empty] | 28857.84
Multip
1 | 105 |  | 092# LSZH Conduit points for Fire alarm devices |  | Remained as cost saving 1 |  |  |  |  | RATE | RATE |  |  |  |  | 105 | 14.4 |  | 0.94
Based on:
840 | m |  | Conduit PVC 20mm HG RATE |  | LSZH - Ramon | COPV_003 | 700 | GEN | 20mm |  |  |  |  | 1 | 2015-07-28 | 1.8 | 1512 | 0.13 | 98.28 | [8 empty] | LSZH - Ramon
|  | << ==== TOTAL UNITS | [14 empty] | 0 |  | 0
d> | 0 |  | Sell_A | 49.38 | 5184.9 |  |  |  |  | ITEM | ITEM | [5 empty] | 1512 |  | 98.28 | [8 empty] | 5785.5
Multip
1 | 4 |  | 093# Galvanised Conduit points for access control |  | Remained as cost saving 1 |  |  |  |  | RATE | RATE |  |  |  |  | 4 | 75.75 |  | 4.5
Based on:
100 | m |  | Conduit Galv. 20mm RATE |  | Based on Umut take offs | COGV_011 | 690 | BAR | 20mm |  |  |  |  | 1 | 1994-12-01 | 3.03 | 303 | 0.2 | 18
|  | << ==== TOTAL UNITS | [14 empty] | 0 |  | 0
d> | 0 |  | Sell_A | 245.43 | 981.72 |  |  |  |  | ITEM | ITEM | [5 empty] | 303 |  | 18 | [8 empty] | 1093.08
Multip
1 | 15 |  | 094# LSZH Conduit points for access control |  | Rate upated - price lower |  |  |  |  | RATE | RATE |  |  |  |  | 15 | 10.8 |  | 0.7
Based on:
90 | m |  | Conduit PVC 20mm HG RATE |  | LSZH - Ramon | COPV_003 | 700 | GEN | 20mm |  |  |  |  | 1 | 2015-07-28 | 1.8 | 162 | 0.13 | 10.53 | [8 empty] | LSZH - Ramon
|  | << ==== TOTAL UNITS | [14 empty] | 0 |  | 0
d> | 0 |  | Sell_A | 37.04 | 555.6 |  |  |  |  | ITEM | ITEM | [5 empty] | 162 |  | 10.53 | [8 empty] | 1033.2
Multip
1 | 24 |  | 095# LSZH Conduit points for Bathroom Alarm |  | Rate upated - price lower |  |  |  |  | RATE | RATE |  |  |  |  | 24 | 5.4 |  | 0.35
Based on:
72 | m |  | Conduit PVC 20mm HG RATE | 3 | LSZH - Ramon | COPV_003 | 700 | GEN | 20mm |  |  |  |  | 1 | 2015-07-28 | 1.8 | 129.6 | 0.13 | 8.424 | [8 empty] | LSZH - Ramon
|  | << ==== TOTAL UNITS | [14 empty] | 0 |  | 0
d> | 0 |  | Sell_A | 18.52 | 444.48 |  |  |  |  | ITEM | ITEM | [5 empty] | 129.6 |  | 8.424 | [8 empty] | 991.92
TB
|  | t | Item:
NEW RATES
Multip
55 | 55 |  | 024# 5 x 185mm2 F120 Fire Resistant Cable (BS7846) - XLPE/SWA/LSZH | [6 empty] | RATE | RATE |  |  |  |  | 1 | 197.75 |  | 0.42
Based on:
55 | m |  | Power Cable 4c 185 mm2 XLPE SWA-PVC | Fire Rated | Cleveland | CAMC_032 | 616 | CRO | 185mm2 |  |  |  |  | 2 | 2011-08-12 | 195.13 | 10732.15 | 0.26 | 12.87
55 | m |  | Wiring Cable 1c 185 mm2 PVC Non-Arm |  | Cost Included with 4core above | CASC_030 | 615 | CRO |  | 02-015 |  |  |  | 2 | 2006-09-28 |  | 0 | 0.12 | 5.94
55 | No |  | Cable Tie 225mm |  |  | CONS_009 | 875 | (__) |  | 01-003 |  |  |  | 1 | 1994-12-01 | 0.05 | 2.75 |  | 0
2 | No |  | Gland Indoor 63 BWL 4*185mm2 |  |  | CAAC_048 | 620 | CMP | [5 empty] | 2 | 1997-01-01 | 51.5 | 103 | 1.1 | 1.98
2 | No |  | Gland 32 A2 BRASS |  |  | CAAC_031 | 620 | CMP | [5 empty] | 2 | 1997-01-01 | 9.99 | 19.98 | 0.4 | 0.72
2 | m |  | Cable Marker 8 digit c/w Carrier Strip |  |  | CAAC_091 | 620 | (__) | [5 empty] | 2 | 2004-06-10 | 1.5 | 3 | 0.08 | 0.144
10 | No |  | Cable Lug 185 mm2 |  |  | CAAC_017 | 620 | CTT | [5 empty] | 2 | 1994-12-01 | 1.51 | 15.1 | 0.17 | 1.53
|  | << ==== TOTAL UNITS | [14 empty] | 0 |  | 0
d> | 0 |  | Sell_A | 257.75 | 14176.25 |  |  |  |  | ITEM | ITEM | [5 empty] | 10875.98 |  | 23.184
END!
END! |  |  | RATE SHEET GRAND TOTAL | [13 empty] | MATERIAL |  | LABOUR
END!
END! |  |  | COMPONENTS | [7 empty] | COMP_RT | [5 empty] | 502895.8941 |  | 6600.2468
END! |  |  | RATE SUMS (ITEMS) | [7 empty] | ITEM_RT | [5 empty] | 502895.8941 |  | 6600.2468
SB!
| V:56 |  |  | COSTCODE TOTAL | [12 empty] | 502895.8941 |  | 6600.2468
| 1 | cc | Erection materials |  | 501 | [9 empty] | 1 |  | 38223.2042 |  | 314.0247 | [8 empty] | 501
| 2 | cc | Busbar Trunking |  | 505 | [9 empty] | 1 |  | 0 |  | 0 | [8 empty] | 505
| 3 | cc | Switchgear |  | 510 | [9 empty] | 2 |  | 1640.16 |  | 35.775 | [8 empty] | 510
| 4 | cc | MCC Equipment |  | 511 | [9 empty] | 2 |  | 0 |  | 0 | [8 empty] | 511
| 5 | cc | BMS Equipment |  | 512 | [9 empty] | 2 |  | 0 |  | 0 | [8 empty] | 512
| 6 | cc | PVC Pipes / Ducts |  | 520 | [9 empty] | 1 |  | 0 |  | 0 | [8 empty] | 520
| 7 | cc | High/medium voltage switchgear |  | 530 | [9 empty] | 2 |  | 0 |  | 0 | [8 empty] | 530
| 8 | cc | Power Transformers |  | 550 | [9 empty] | 2 |  | 0 |  | 0 | [8 empty] | 550
| 9 | cc | Control Panels |  | 570 | [9 empty] | 2 |  | 0 |  | 0 | [8 empty] | 570
| 10 | cc | Electrical Single Core Cables |  | 615 | [9 empty] | 2 |  | 15082.8388 |  | 887.3801 | [8 empty] | 615
| 11 | cc | Electrical Multicore Cables |  | 616 | [9 empty] | 2 |  | 363504.0421 |  | 1018.0043 | [8 empty] | 616
| 12 | cc | ELV/BMS/Special Cables |  | 617 | [9 empty] | 2 |  | 0 |  | 0 | [8 empty] | 617
| 13 | cc | Cables accessories |  | 620 | [9 empty] | 2 |  | 6114.4019 |  | 311.6478 | [8 empty] | 620
| 14 | cc | Galv. Cable Trays |  | 650 | [9 empty] | 1 |  | 9424.3478 |  | 414.405 | [8 empty] | 650
| 15 | cc | PVC Cable Trays |  | 651 | [9 empty] | 1 |  | 0 |  | 0 | [8 empty] | 651
| 16 | cc | Galv. Cable Basket |  | 652 | [9 empty] | 1 |  | 0 |  | 0 | [8 empty] | 652
| 17 | cc | Galv. Cable Ladder |  | 654 | [9 empty] | 1 |  | 0 |  | 0 | [8 empty] | 654
| 18 | cc | Galv. Cable Trunking |  | 675 | [9 empty] | 1 |  | 12301.4904 |  | 548.5265 | [8 empty] | 675
| 19 | cc | Alum. Cable Trunking |  | 676 | [9 empty] | 1 |  | 0 |  | 0 | [8 empty] | 676
| 20 | cc | PVC Cable Trunking |  | 680 | [9 empty] | 1 |  | 0 |  | 0 | [8 empty] | 680
| 21 | cc | Underfloor Cable Trunking |  | 681 | [9 empty] | 1 |  | 0 |  | 0 | [8 empty] | 681
| 22 | cc | Galv. Conduit |  | 690 | [9 empty] | 1 |  | 34414.0464 |  | 1722.0082 | [8 empty] | 690
| 23 | cc | PVC Conduit |  | 700 | [9 empty] | 1 |  | 7927.9639 |  | 549.0127 | [8 empty] | 700
| 24 | cc | Wiring Accessories |  | 705 | [9 empty] | 3 |  | 3502.1352 |  | 183.3093 | [8 empty] | 705
| 25 | cc | Dimming Equipment |  | 706 | [9 empty] | 3 |  | 0 |  | 0 | [8 empty] | 706
| 26 | cc | Fire Alarm Equipment |  | 725 | [9 empty] | 3 |  | 0 |  | 0 | [8 empty] | 725
| 27 | cc | Fire Barriers |  | 726 | [9 empty] | 3 |  | 0 |  | 0 | [8 empty] | 726
| 28 | cc | Security Alarm System |  | 750 | [9 empty] | 3 |  | 0 |  | 0 | [8 empty] | 750
| 29 | cc | Access Control |  | 751 | [9 empty] | 3 |  | 0 |  | 0 | [8 empty] | 751
| 30 | cc | Hotel Electronic Lock |  | 752 | [9 empty] | 3 |  | 0 |  | 0 | [8 empty] | 752
| 31 | cc | Sub-Contracting Installation Elec |  | 753 | [9 empty] | 3 |  | 0 |  | 0 | [8 empty] | 753
| 32 | cc | Timing Equipment |  | 770 | [9 empty] | 3 |  | 0 |  | 0 | [8 empty] | 770
| 33 | cc | Public Address |  | 790 | [9 empty] | 3 |  | 0 |  | 0 | [8 empty] | 790
| 34 | cc | Voice Alarm Equipment |  | 791 | [9 empty] | 3 |  | 0 |  | 0 | [8 empty] | 791
| 35 | cc | Lightning / Bonding System |  | 810 | [9 empty] | 3 |  | 0 |  | 0 | [8 empty] | 810
| 36 | cc | T.V System |  | 815 | [9 empty] | 3 |  | 0 |  | 0 | [8 empty] | 815
| 37 | cc | UPS/Voltage Stabilisers |  | 820 | [9 empty] | 2 |  | 0 |  | 0 | [8 empty] | 820
| 38 | cc | Data Network Equipment |  | 821 | [9 empty] | 3 |  | 0 |  | 0 | [8 empty] | 821
| 39 | cc | Light Fittings |  | 835 | [9 empty] | 3 |  | 0 |  | 417.06 | [8 empty] | 835
| 40 | cc | Generators, AMF Panels |  | 845 | [9 empty] | 2 |  | 1227.4216 |  | 0 | [8 empty] | 845
| 41 | cc | Telephone Equipment |  | 855 | [9 empty] | 3 |  | 0 |  | 0 | [8 empty] | 855
| 42 | cc | Intercom |  | 856 | [9 empty] | 3 |  | 0 |  | 0 | [8 empty] | 856
| 43 | cc | Mechanical for Electrical |  | 857 | [9 empty] | 3 |  | 0 |  | 0 | [8 empty] | 857
| 44 | cc | Nurse Call |  | 858 | [9 empty] | 3 |  | 0 |  | 0 | [8 empty] | 858
| 45 | cc | C.C.T.V. Equipment |  | 865 | [9 empty] | 3 |  | 0 |  | 0 | [8 empty] | 865
| 46 | cc | Tools and Instruments |  | 870 | [9 empty] | 4 |  | 0 |  | 0 | [8 empty] | 870
| 47 | cc | Consumbles |  | 875 | [9 empty] | 1 |  | 3621.7182 |  | 6.57 | [8 empty] | 875
| 48 | cc | Drawings/Manuals |  | 880 | [9 empty] | 3 |  | 0 |  | 0 | [8 empty] | 880
| 49 | cc | Spare Parts |  | 885 | [9 empty] | 4 |  | 0 |  | 0 | [8 empty] | 885
| 50 | cc | Labour |  | 900 | [9 empty] | 3 |  | 0 |  | 192.5232 | [8 empty] | 900
| 51 | cc | Dismantling (Labour Only) |  | 901 | [9 empty] | 1 |  | 0 |  | 0 | [8 empty] | 901
| 52 | cc | Testing & Commissioning |  | 902 | [9 empty] | 3 |  | 0 |  | 0 | [8 empty] | 902
| 53 | cc | Sub-Contracting Works |  | 960 | [9 empty] | 4 |  | 0 |  | 0 | [8 empty] | 960
| 54 | cc | Enemalta Application |  | 961 | [9 empty] | 3 |  | 0 |  | 0 | [8 empty] | 961
| 55 | cc | Crainage and Transportation |  | 962 | [9 empty] | 1 |  | 5912.1235 |  | 0 | [8 empty] | 962
| 56 | cc | Provisional Sum |  | 970 | [9 empty] | 4 |  | 0 |  | 0 | [8 empty] | 970
|  | cc |  |  | Fix 1 |  | 1 | [9 empty] | 111824.8945 |  | 3554.547 | [8 empty] | Fix 1
|  | cc |  |  | Fix 2 |  | 2 | [9 empty] | 387568.8644 |  | 2252.8072 | [8 empty] | Fix 2
|  | cc |  |  | Fix 3 |  | 2 | [9 empty] | 3502.1352 |  | 792.8926 | [8 empty] | Fix 3
|  | cc |  |  | Others |  | 3 | [9 empty] | 0 |  | 0 | [8 empty] | Others
|  | cc |  |  | TOTAL | [11 empty] | 502895.8941 |  | 6600.2468 | [8 empty] | TOTAL
Note on A148: Thomas Sammut: Allowed for saddle every 1.5metres
Note on AF148: Thomas Sammut: Allowed for saddle every 1.5metres
Note on A528: Thomas Sammut:
Note on Q996: Thomas Sammut: See items at level 2 in green for lbour hours of cable containment
Note on Q1059: Thomas Sammut: Price by Michael Scicluna on 5.06.2025

## Elec_Est
| CLIENT: | 1 | Quintano Foods Ltd. |  | 0 |  |  | 1 | 1 | 1 | 1 | 1 | 1 | 1 |  | € | R/Lab Cont | R | 0.9 | BOQ | INCL | MULT | AREA | BOQ | TDWG | ACT | DIFF | [10 empty] | 0
| PROJECT: | 1 | Warehouse at tal-Handaq, Qormi |  | Electrical |  |  | 2 | 1 | 1 | 1 | 1 | 1 | 1 |  | 0 | mu_A | 1.2313 | 33.8127 | [18 empty] | Electrical
| JOB DESC: | 1 | Electrical and ELV installations (Rev A) |  | ELV Installation (NAS Ltd) |  |  | 3 | 1 | 1 | 1 | 1 | 1 | 1 |  | 0 | mu_B | 1.1287 | 30.995 | [18 empty] | ELV Installation (NAS Ltd)
| QUOTE No: | 1 | EL25-0062A |  | Lightning Protection System (MCE Ltd) |  |  | 4 | 1 | 1 | 1 | 1 | 1 | 1 |  | 0 | mu_C | 1.1287 | 30.995 | [18 empty] | Lightning Protection System (MCE Ltd)
| CLIENTs REF: | 1 | Tender |  | Controls ECA |  |  | 5 | 1 | 1 | 1 | 1 | 1 | 1 |  | 0 | mu_D | 1.2313 | 53.3418 | [18 empty] | Controls ECA
| VAT/DUTIES: | 1 | VAT EXCL. |  | Testing and Commissiong |  |  | 6 | 1 | 1 | 1 | 1 | 1 | 1 |  | 0 | mu_E | 1.2313 | 65.1627 | [18 empty] | Testing and Commissiong
| SAVED ON: | 1 | 2007-10-09 |  | Fire Stopping rates |  |  | 7 | 1 | 1 | 1 | 1 | 1 | 0 |  | 0 | mu_F | 1.2313 | 33.8127 | [18 empty] | Fire Stopping rates
| ESTIMATOR: | 1 | T.Sammut |  | Main Equipment (Gen Set / Main Switchboards) |  |  | 8 | 1 | 1 | 1 | 1 | 1 | 0 |  | 0 | mu_G | 1.18 | 32.4038 | [18 empty] | Main Equipment (Gen Set / Main Switchboards)
| LABOUR RATE: | 1 | 27.46 |  | DBs and Changeover |  |  | 9 | 1 | 1 | 1 | 1 | 1 | 0 |  | 0 | mu_H | 1.18 | 32.4038 | [18 empty] | 0
|  | 1 |  |  | Armoured Cables |  |  | 10 | 1 | 1 | 1 | 1 | 1 | 1 |  | 0 | mu_I | 1.18 | 32.4038 | [18 empty] | 0
|  | 1 |  |  | 0 | [10 empty] | 0 | mu_J | 0 | 0 | [18 empty] | 0
|  | 1 |  |  | 0 | [10 empty] | 0 | MIXED | MAT MU | LAB RATE | [18 empty] | 0
[6 empty] | ISELL | C_CODE | MAKE | PART_NO | MARKUP | TYPE | LIST_P | P_FACT | FIX | DATE | %Dsct in BOQ | MU TYPE | MAT MU | LAB RATE | [13 empty] | Tot Mat Cost | Unit Lab phr. | Tot Lab phr. | < for ELM / MEE
TB
|  | t | Item: 1
PRELIMINARIES
TB
t
All equipment to be used within this contract is to be approved prior to delivery to site.
|  |  |  | Sell Rate | Sell Total |  |  |  |  | IB | [17 empty] | U_M_Sell | T_M_Sell | U_L_Sell | T_L_Sell | Total_Sell | T_M_Cost | T_L_Phr | Mat/Lab=1 |  |  | Sell Total
1 | L.S. |  | Item: 1.001 | 2462.69 | 2462.69 | ISELL |  |  |  | mu_A | ITEM | [7 empty] | mu :1.23 | [8 empty] | 2462.69 | 2462.69 | 0 | 0 | 2462.69 | 2000 | 0 | 2000 |  | 1 | 2462.69
Mobilisation of site including the setting up of Storage facilities for materials, Sanitary facilities for the employees, Setting up of temporary site office, etc required to undertake the works
1 | No |  | Mobilisation |  |  | DOCS_001 | 880 | (__) | [5 empty] | 3 |  | 2000 | 2000 |  | 0 | [17 empty] | 1
[17 empty] | 0 |  | 0
d> | 0 |  |  |  |  | ICOST |  |  |  | mu_A | ITEM | [5 empty] | 2000 |  | 0 | [17 empty] | d>
|  |  |  | Sell Rate | Sell Total |  |  |  |  | IB | [17 empty] | U_M_Sell | T_M_Sell | U_L_Sell | T_L_Sell | Total_Sell | T_M_Cost | T_L_Phr | Mat/Lab=1 |  |  | Sell Total
1 | L.S. |  | Item: 1.002 | 0 | 0 | ISELL |  |  |  | mu_A | ITEM |  |  |  |  | Included |  |  | 0.00 | [8 empty] | 0 | 0 | 0 | 0 | 0 | 0 | 0 | 0 |  | 1 | 0
Provision of insurance cover in the joint names of the Client and Contractor insure the Works against loss or damage by fire, storm, tempest, lightning, flood, earthquake, aircraft or anything dropped there from, aerial objects, riot and civil commotion for the full reinstatement value thereof plus 15% of all the Works executed and all unfixed materials and goods so insured until the completion of the Works. The Contractor shall affect a policy of insurance against third party risks to cover an amount of not less than Euro 500,000 (five hundred thousand Euros) for any one accident. The policy shall be in joint names of the Client and Contractor and shall include cross liability clauses. In respect of liability for the death or injury to any person employed by the Contractor and arising out of and in the course of such person's employment by the Contractor the amount insured by the Contractor shall be such as to indemnify the Client against all damages as compensation payable. The Contractor shall comply with and be subject to the terms, exclusions, exceptions, conditions and limitations of the insurance policies and shall bear the amount of the retained liabilities stated therein The Contractor shall deposit with the Client copies of the policy or policies and a copy of the receipt in respect of premiums paid before starting the Works
[17 empty] | 0 |  | 0
[17 empty] | 0 |  | 0
[17 empty] | 0 |  | 0
[17 empty] | 0 |  | 0
[17 empty] | 0 |  | 0
[17 empty] | 0 |  | 0
d> | 0 |  |  |  |  | ICOST |  |  |  | mu_A | ITEM | [5 empty] | 0 |  | 0 | [17 empty] | d>
|  |  |  | Sell Rate | Sell Total |  |  |  |  | IB | [17 empty] | U_M_Sell | T_M_Sell | U_L_Sell | T_L_Sell | Total_Sell | T_M_Cost | T_L_Phr | Mat/Lab=1 |  |  | Sell Total
1 | L.S. |  | Item: 1.003 | 0 | 0 | ISELL |  |  |  | mu_A | ITEM |  |  |  |  | Refer to covering letter |  |  | 0.00 | [8 empty] | 0 | 0 | 0 | 0 | 0 | 0 | 0 | 0 |  | 1 | 0
Implementation of health and safety measures on site including personal safety (e.g safety shoes, helmets scaffolding, harnesses etc) as well as those to render the site safe for employees (e.g staircase handrails, closing of lift shaft openings etc)
[17 empty] | 0 |  | 0
[17 empty] | 0 |  | 0
[17 empty] | 0 |  | 0
[17 empty] | 0 |  | 0
[17 empty] | 0 |  | 0
[17 empty] | 0 |  | 0
d> | 0 |  |  |  |  | ICOST |  |  |  | mu_A | ITEM | [5 empty] | 0 |  | 0 | [17 empty] | d>
|  |  |  | Sell Rate | Sell Total |  |  |  |  | IB | [17 empty] | U_M_Sell | T_M_Sell | U_L_Sell | T_L_Sell | Total_Sell | T_M_Cost | T_L_Phr | Mat/Lab=1 |  |  | Sell Total
1 | L.S. |  | Item: 1.004 | 4369.3 | 4369.3 | ISELL |  |  |  | mu_A | ITEM | [7 empty] | mu :1.23 | [8 empty] | 4369.3 | 4369.3 | 0 | 0 | 4369.3 | 3548.4 | 0 | 3548.4 |  | 1 | 4369.3
Prepare a risk assessment report outlining all risks involved and measures to be taken to minimise or eliminate potential risks. The report is to be prepared and signed by a competent person and to be submitted within three weeks from commencement of works.
6 | No |  | Risk Assessment |  |  | DOCS_001 | 880 | (__) | [5 empty] | 3 |  | 150 | 900 |  | 0 | [17 empty] | 6
14 | No |  | H&S Site Visits |  |  | DOCS_001 | 880 | (__) | [5 empty] | 3 |  | 60 | 840 |  | 0 | [17 empty] | 14
16 | Hours |  | Risk Assessment |  |  | DOCS_001 | 880 | (__) | [5 empty] | 3 |  | 35 | 560 |  | 0 | [17 empty] | 16
1 | No |  | Office labour |  |  | DOCS_001 | 880 | (__) | [5 empty] | 3 |  | 1248.4 | 1248.4 |  | 0 | [17 empty] | 1
[17 empty] | 0 |  | 0
d> | 0 |  |  |  |  | ICOST |  |  |  | mu_A | ITEM | [5 empty] | 3548.4 |  | 0 | [17 empty] | d>
|  |  |  | Sell Rate | Sell Total |  |  |  |  | IB | [17 empty] | U_M_Sell | T_M_Sell | U_L_Sell | T_L_Sell | Total_Sell | T_M_Cost | T_L_Phr | Mat/Lab=1 |  |  | Sell Total
1 | L.S. |  | Item: 1.005 | 0 | 0 | ISELL |  |  |  | mu_A | ITEM |  |  |  |  | Included |  |  | 0.00 | [8 empty] | 0 | 0 | 0 | 0 | 0 | 0 | 0 | 0 |  | 1 | 0
Allow for carrying out all surveys, setting out of works unless included elsewhere in the Bills of Quantities.
[17 empty] | 0 |  | 0
[17 empty] | 0 |  | 0
d> | 0 |  |  |  |  | ICOST |  |  |  | mu_A | ITEM | [5 empty] | 0 |  | 0 | [17 empty] | d>
SB | [36 empty] | SB
| 0.0009504 |  | PAGE: 1 |  | 6831.99 | [5 empty] | PAGE | [5 empty] | 5548.4 |  | 0 | [18 empty] | 6831.99
| Discy: |  |  |  | PAGE SELL | [11 empty] | PAGE MAT |  | PAGE LAB | [18 empty] | PAGE SELL
|  |  |  | Sell Rate | Sell Total |  |  |  |  | IB | [17 empty] | U_M_Sell | T_M_Sell | U_L_Sell | T_L_Sell | Total_Sell | T_M_Cost | T_L_Phr | Mat/Lab=1 |  |  | Sell Total
1 | L.S. |  | Item: 1.006 | 0 | 0 | ISELL |  |  |  | mu_A | ITEM |  |  |  |  | Included |  |  | 0.00 | [8 empty] | 0 | 0 | 0 | 0 | 0 | 0 | 0 | 0 |  | 1 | 0
Provision for attending to site to take all relevant measurements in order to ascertain the exact quantities of the individual and measured items to be procured as well as keeping of all relevant records of personnel attendance, stock control etc
[17 empty] | 0 |  | 0
[17 empty] | 0 |  | 0
d> | 0 |  |  |  |  | ICOST |  |  |  | mu_A | ITEM | [5 empty] | 0 |  | 0 | [17 empty] | d>
|  |  |  | Sell Rate | Sell Total |  |  |  |  | IB | [17 empty] | U_M_Sell | T_M_Sell | U_L_Sell | T_L_Sell | Total_Sell | T_M_Cost | T_L_Phr | Mat/Lab=1 |  |  | Sell Total
1 | L.S. |  | Item: 1.007 | 0 | 0 | ISELL |  |  |  | mu_A | ITEM |  |  |  |  | By Client |  |  | 0.00 | [8 empty] | 0 | 0 | 0 | 0 | 0 | 0 | 0 | 0 |  | 1 | 0
Provision of security measures on site both as regards the storage facilities as well as to safeguard the materials installed during the latter stages of the project.
[17 empty] | 0 |  | 0
[17 empty] | 0 |  | 0
d> | 0 |  |  |  |  | ICOST |  |  |  | mu_A | ITEM | [5 empty] | 0 |  | 0 | [17 empty] | d>
|  |  |  | Sell Rate | Sell Total |  |  |  |  | IB | [17 empty] | U_M_Sell | T_M_Sell | U_L_Sell | T_L_Sell | Total_Sell | T_M_Cost | T_L_Phr | Mat/Lab=1 |  |  | Sell Total
1 | L.S. |  | Item: 1.008 | 0 | 0 | ISELL |  |  |  | mu_A | ITEM |  |  |  |  | To be advised |  |  | 0.00 | [8 empty] | 0 | 0 | 0 | 0 | 0 | 0 | 0 | 0 |  | 1 | 0
Provision for the supply and delivery to site of samples as may be requested by the client / engineer
[17 empty] | 0 |  | 0
[17 empty] | 0 |  | 0
d> | 0 |  |  |  |  | ICOST |  |  |  | mu_A | ITEM | [5 empty] | 0 |  | 0 | [17 empty] | d>
|  |  |  | Sell Rate | Sell Total |  |  |  |  | IB | [17 empty] | U_M_Sell | T_M_Sell | U_L_Sell | T_L_Sell | Total_Sell | T_M_Cost | T_L_Phr | Mat/Lab=1 |  |  | Sell Total
1 | L.S. |  | Item: 1.009 | 4320.24 | 4320.24 | ISELL |  |  |  | mu_A | ITEM | [7 empty] | mu :1.23 | [8 empty] | 3102.99 | 3102.99 | 1217.25 | 1217.25 | 4320.24 | 2520 | 36 | 2556 |  | 1 | 4455.5
Allow for continuously keeping the site and building clean and in a workman type condition free from debris, surplus materials and any other type of loose matter arising from works, which will disturb the proper conditions of any internal and external areas, roads and/or adjoining structures. Site Cleaning is to take place during the whole duration of works. Client reserves the right to employ cleaning companies at the contractor's expense if the contractor fails to keep the site clean.
14 | No |  | SUBCONTRACTING WORKS | Skips |  | SUBC_001 | 960 | MISC | [5 empty] | 4 | 2004-10-14 | 180 | 2520 | 2.8571 | 36 | [17 empty] | 14
[17 empty] | 0 |  | 0
d> | 0 |  |  |  |  | ICOST |  |  |  | mu_A | ITEM | [5 empty] | 2520 |  | 36 | [17 empty] | d>
|  |  |  | Sell Rate | Sell Total |  |  |  |  | IB | [17 empty] | U_M_Sell | T_M_Sell | U_L_Sell | T_L_Sell | Total_Sell | T_M_Cost | T_L_Phr | Mat/Lab=1 |  |  | Sell Total
1 | L.S. |  | Item: 1.01 | 0 | 0 | ISELL |  |  |  | mu_A | ITEM |  |  |  |  | Included |  |  | 0.00 | [8 empty] | 0 | 0 | 0 | 0 | 0 | 0 | 0 | 0 |  | 1 | 0
Provision for hauling of equipment on site, including cranage, permits and all necessary fees.
[17 empty] | 0 |  | 0
[17 empty] | 0 |  | 0
d> | 0 |  |  |  |  | ICOST |  |  |  | mu_A | ITEM | [5 empty] | 0 |  | 0 | [17 empty] | d>
|  |  |  | Sell Rate | Sell Total |  |  |  |  | IB | [17 empty] | U_M_Sell | T_M_Sell | U_L_Sell | T_L_Sell | Total_Sell | T_M_Cost | T_L_Phr | Mat/Lab=1 |  |  | Sell Total
1 | L.S. |  | Item: 1.011 | 0 | 0 | ISELL |  |  |  | mu_A | ITEM |  |  |  |  | Included |  |  | 0.00 | [8 empty] | 0 | 0 | 0 | 0 | 0 | 0 | 0 | 0 |  | 1 | 0
Provision for working at height, including scaffolding, cherry pickers etc. All equipment shall be fully certified.
[17 empty] | 0 |  | 0
[17 empty] | 0 |  | 0
d> | 0 |  |  |  |  | ICOST |  |  |  | mu_A | ITEM | [5 empty] | 0 |  | 0 | [17 empty] | d>
|  |  |  | Sell Rate | Sell Total |  |  |  |  | IB | [17 empty] | U_M_Sell | T_M_Sell | U_L_Sell | T_L_Sell | Total_Sell | T_M_Cost | T_L_Phr | Mat/Lab=1 |  |  | Sell Total
1 | L.S. |  | Item: 1.012 | 0 | 0 | ISELL |  |  |  | mu_A | ITEM |  |  |  |  | Refer to covering letter |  |  | 0.00 | [8 empty] | 0 | 0 | 0 | 0 | 0 | 0 | 0 | 0 |  | 1 | 0
Provision for Builders Work in order to prepare all openings required to install conduits, pipework, ductwork, etc., and making good and reinstatement of all openings.
[17 empty] | 0 |  | 0
[17 empty] | 0 |  | 0
d> | 0 |  |  |  |  | ICOST |  |  |  | mu_A | ITEM | [5 empty] | 0 |  | 0 | [17 empty] | d>
|  |  |  | Sell Rate | Sell Total |  |  |  |  | IB | [17 empty] | U_M_Sell | T_M_Sell | U_L_Sell | T_L_Sell | Total_Sell | T_M_Cost | T_L_Phr | Mat/Lab=1 |  |  | Sell Total
1 | L.S. |  | Item: 1.013 | 0 | 0 | ISELL |  |  |  | mu_A | ITEM |  |  |  |  | Refer to covering letter |  |  | 0.00 | [8 empty] | 0 | 0 | 0 | 0 | 0 | 0 | 0 | 0 |  | 1 | 0
Provision for Openings in Insulation Panelling in order to prepare all openings required to install conduits, pipework, ductwork, etc., and making good and reinstatement of all openings.
[17 empty] | 0 |  | 0
[17 empty] | 0 |  | 0
d> | 0 |  |  |  |  | ICOST |  |  |  | mu_A | ITEM | [5 empty] | 0 |  | 0 | [17 empty] | d>
SB | [36 empty] | SB
| -0.0043046 |  | PAGE: 2 |  | 4320.24 | [5 empty] | PAGE | [5 empty] | 2520 |  | 36 | [18 empty] | 4455.5
| Discy: |  |  |  | PAGE SELL | [11 empty] | PAGE MAT |  | PAGE LAB | [18 empty] | PAGE SELL
SB | [36 empty] | SB
| -0.0033542 |  | TOTAL FOR PRELIMINARIES |  | 11152.23 | [5 empty] | SECT | [5 empty] | 8068.4 |  | 36 | [18 empty] | 11287.49
| Discy: |  |  |  | SECT SELL | [11 empty] | SECT MAT |  | SECT LAB | [18 empty] | SECT SELL
TB
|  | t | Item: 4
ELECTRICAL INSTALLATION
TB
t
Supply, install and connect the following:
|  |  |  | Sell Rate | Sell Total |  |  |  |  | IB | [17 empty] | U_M_Sell | T_M_Sell | U_L_Sell | T_L_Sell | Total_Sell | T_M_Cost | T_L_Phr | Mat/Lab=1 |  |  | Sell Total
1 | No |  | Item: 4.001 | 96011.57 | 96011.57 | ISELL |  |  |  |  | ITEM | [7 empty] | mu :1.18 | [8 empty] | 94367.92 | 94367.92 | 1643.65 | 1643.65 | 96011.57 | 79970.24 | 50.72 | 80020.96 |  | 2 | 185409.48
Supply, install and connect 600kVA standby super silent generator inclusive of fuel tank, pipeline, all sensing cables and devices, controls etc. for a complete system as per drawings and specifications
|  |  |  | 0 | Discrepancy | [32 empty] | Discrepancy
|  |  | Main Equipment (Gen Set / Main Switchboards) | 96011.57 | 96011.57 |  |  |  |  | mu_G | SUBI | [26 empty] | 185409.47
1 | No |  | Generator Set |  |  | GENS_002 | 845 | (__) | [5 empty] | 3 |  | 67335 | 67335 |  | 0 | [17 empty] | 2
1 | No |  | Generator Set upgrade to extra silent enclosure +/-72dBA @ 7 metres |  |  | GENS_002 | 845 | (__) | [5 empty] | 3 |  | 4140 | 4140 |  | 0 | [17 empty] | 2
1 | LS |  | Crainage & Transportation |  | Positioning in place | CRAI_002 | 962 | MISC | [5 empty] | 2 | 2004-05-22 | 3000 | 3000 | 32 | 28.8 | [17 empty] | 2 | Positioning in place
1 | No |  | Erection Material | including engine oil & coolant |  | EMAT_063 | 501 | (__) |  | 01-002 |  |  |  | 1 |  | 1200 | 1200 |  | 0 | [17 empty] | 2
1 | LS |  | Testing & Commissioning (by Electrician) |  | Included with testing item 4.515 | COMM_003 | 902 | MISC | [5 empty] | 3 | 2004-11-26 |  | 0 |  | 0 | NoMat? | [16 empty] | 2 | Included with testing item 4.515
2000 | litres |  | Genset Fuel, Engine Oil & Coolant |  |  | CONS_016 | 875 | (__) |  | 01-013 |  |  |  | 3 |  | 1.35 | 2700 |  | 0 | [17 empty] | 2000
1 | LS |  | Permits |  |  | CRAI_002 | 962 | MISC | [5 empty] | 2 | 2004-05-22 | 500 | 500 |  | 0 | [17 empty] | 2
Control cables
150 | m | 220 | Power Cable 12c 2.5 mm2 PVC SWA-PVC |  | AJ Electric | CAMC_040 | 616 | CRO | 2.5mm2 |  |  |  |  | 2 | 2011-08-12 | 6.6792 | 1001.88 | 0.12 | 16.2 | [17 empty] | 150 | AJ Electric
150 | No | 220 | Cable Tie 225mm |  |  | CONS_009 | 875 | (__) |  | 01-003 |  |  |  | 1 | 1994-12-01 | 0.05 | 7.5 |  | 0 | [17 empty] | 150
6 | No |  | Gland Outdoor 32 CW 4*25/35mm2 |  |  | CAAC_057 | 620 | CMP | [5 empty] | 2 | 1997-01-01 | 12.11 | 72.66 | 0.5 | 2.7 | [17 empty] | 6
144 | No |  | Cable Lug 2.5 mm2 |  |  | CAAC_005 | 620 | CTT | [5 empty] | 2 | 1994-12-01 | 0.05 | 7.2 | 0.02 | 2.592 | [17 empty] | 144
6 | m |  | Cable Marker 8 digit c/w Carrier Strip |  |  | CAAC_091 | 620 | (__) | [5 empty] | 2 | 2004-06-10 | 1 | 6 | 0.08 | 0.432 | [17 empty] | 6
[17 empty] | 0 |  | 0
d> | 0 | [8 empty] | mu_G | SUBI | [5 empty] | 79970.24 |  | 50.724 | [8 empty] | 94367.92 | [8 empty] | d>
|  |  | ELV Installation (NAS Ltd) | 0 | 0 |  |  |  |  | mu_B | SUBI | [26 empty] | 0.01
| >>> mu_B material here >>> |  | f | [13 empty] | 0 |  | 0
[17 empty] | 0 |  | 0
[17 empty] | 0 |  | 0
d> | 0 | [8 empty] | mu_B | SUBI | [5 empty] | 0 |  | 0 | [8 empty] | 0 | [8 empty] | d>
[6 empty] | ICOST |  |  |  |  | ITEM | [5 empty] | 79970.24 |  | 50.724
|  |  |  | Sell Rate | Sell Total |  |  |  |  | IB | [17 empty] | U_M_Sell | T_M_Sell | U_L_Sell | T_L_Sell | Total_Sell | T_M_Cost | T_L_Phr | Mat/Lab=1 |  |  | Sell Total
50 | m |  | Item: 4.002 | 0 | 0 | ISELL |  |  |  |  | ITEM |  |  |  |  | Omitted by consultant |  |  | 0.00 | [8 empty] | 0 | 0 | 0 | 0 | 0 | 0 | 0 | 0 |  | 50 | 16943
|  |  | Double skin stainless steel Generator flue - dia. 150mm | [6 empty] | n
|  |  |  | 0 | Discrepancy | [32 empty] | Discrepancy
|  |  | Electrical | 0 | 0 |  |  |  |  | mu_A | SUBI | [26 empty] | 16943.05
0 | No |  | MECHANICAL FOR ELECTRICAL |  | MEE25-0063 | MEFE_001 | 857 | MISC |  | 01-001 |  |  |  | 4 |  | 11563 | 0 | 80 | 0 | NoMat? | [16 empty] | 1 | MEE25-0063
[17 empty] | 0 |  | 0
d> | 0 | [8 empty] | mu_A | SUBI | [5 empty] | 0 |  | 0 | [8 empty] | 0 | [8 empty] | d>
|  |  | ELV Installation (NAS Ltd) | 0 | 0 |  |  |  |  | mu_B | SUBI | [26 empty] | -0.05
| >>> mu_B material here >>> | [15 empty] | 0 |  | 0
[17 empty] | 0 |  | 0
[17 empty] | 0 |  | 0
d> | 0 | [8 empty] | mu_B | SUBI | [5 empty] | 0 |  | 0 | [8 empty] | 0 | [8 empty] | d>
[6 empty] | ICOST |  |  |  |  | ITEM | [5 empty] | 0 |  | 0
|  |  |  | Sell Rate | Sell Total |  |  |  |  | IB | [17 empty] | U_M_Sell | T_M_Sell | U_L_Sell | T_L_Sell | Total_Sell | T_M_Cost | T_L_Phr | Mat/Lab=1 |  |  | Sell Total
60 | m |  | Item: 4.002a | 264.92 | 15895.2 | ISELL |  |  |  |  | ITEM | [7 empty] | mu :1.13 | [8 empty] | 260.74 | 15644.4 | 4.18 | 250.8 | 15895.2 | 13860 | 8.1 | 832086 |  | 50 | 16943
|  |  | Double skin stainless steel Generator flue - dia. 250mm c/w Chinese hat | [6 empty] | n
|  |  |  | -0.08 | Discrepancy | [32 empty] | Discrepancy
|  |  | Electrical | 0 | 0 |  |  |  |  | mu_A | SUBI | [26 empty] | 16943.05
0 | No |  | MECHANICAL FOR ELECTRICAL |  | MEE25-0063 | MEFE_001 | 857 | MISC |  | 01-001 |  |  |  | 4 |  | 13875.6 | 0 | 96 | 0 | [17 empty] | 1 | MEE25-0063
|  |  | Same original rate applied as advised by Clint Scerri email dated 04.06.2025 | [13 empty] | 0 |  | 0
d> | 0 | [8 empty] | mu_A | SUBI | [5 empty] | 0 |  | 0 | [8 empty] | 0 | [8 empty] | d>
|  |  | ELV Installation (NAS Ltd) | 15895.28 | 15895.2 |  |  |  |  | mu_B | SUBI | [26 empty] | -0.05
60 | m |  | 250mm diameter double wall s/s flue c/w 2 x 90 deg. bends |  |  | MEFE_001 | 857 | MISC |  | 01-001 |  |  |  | 4 |  | 231 | 13860 | 0.15 | 8.1 | [17 empty] | 1 | MEE25-0063
[17 empty] | 0 |  | 0
[17 empty] | 0 |  | 0
d> | 0 | [8 empty] | mu_B | SUBI | [5 empty] | 13860 |  | 8.1 | [8 empty] | 15644.23 | [8 empty] | d>
[6 empty] | ICOST |  |  |  |  | ITEM | [5 empty] | 13860 |  | 8.1
|  |  |  | Sell Rate | Sell Total |  |  |  |  | IB | [17 empty] | U_M_Sell | T_M_Sell | U_L_Sell | T_L_Sell | Total_Sell | T_M_Cost | T_L_Phr | Mat/Lab=1 |  |  | Sell Total
1 | No |  | Item: 4.003 | 0 |  | ISELL |  |  |  | mu_A | ITEM |  |  |  |  | Omitted by consultant |  |  | 0.00 | [8 empty] | 0 | 0 | 0 | 0 | 0 | 0 | 0 | 0 |  | 1
|  |  | Genset Synchronizing Bus Bar as per schematic - complete with IP65 Weatherproof enclosure | [6 empty] | n
|  |  | Omitted by consultant | [13 empty] | 0 |  | 0
[17 empty] | 0 |  | 0
d> | 0 |  |  |  |  | ICOST |  |  |  | mu_A | ITEM | [5 empty] | 0 |  | 0 | [17 empty] | d>
|  |  |  | Sell Rate | Sell Total |  |  |  |  | IB | [17 empty] | U_M_Sell | T_M_Sell | U_L_Sell | T_L_Sell | Total_Sell | T_M_Cost | T_L_Phr | Mat/Lab=1 |  |  | Sell Total
1 | No |  | Item: 4.004 | 0 | 0 | ISELL |  |  |  | mu_G | ITEM |  |  |  |  | Omitted by consultant |  |  | 0.00 | [8 empty] | 0 | 0 | 0 | 0 | 0 | 0 | 0 | 0 |  | 1 | 43245.56
Genset Panel 'MP-GEN' 1000A TP&N c/w all necessary circuit breakers, electrical accessories etc. as per schematic - to be complete with IP65 Weatherproof enclosure as per specs.
0 | No |  | Switchgear Arrangement Custom__1 |  | MP-GEN | SWLV_221 | 510 | (__) |  | 11001 |  |  |  | 2 |  | 33300 | 0 | 60 | 0 | NoMat? | [16 empty] | 1 | MP-GEN
0 | No |  | Erection Material |  |  | EMAT_063 | 501 | (__) |  | 01-002 |  |  |  | 1 |  | 700 | 0 |  | 0 | NoMat? | [16 empty] | 1
0 | LS |  | Crainage & Transportation |  |  | CRAI_002 | 962 | MISC | [5 empty] | 2 | 2004-05-22 | 1000 | 0 |  | 0 | [17 empty] | 1
[17 empty] | 0 |  | 0
d> | 0 |  |  |  |  | ICOST |  |  |  | mu_G | ITEM | [5 empty] | 0 |  | 0 | [17 empty] | d>
|  |  |  | Sell Rate | Sell Total |  |  |  |  | IB | [17 empty] | U_M_Sell | T_M_Sell | U_L_Sell | T_L_Sell | Total_Sell | T_M_Cost | T_L_Phr | Mat/Lab=1 |  |  | Sell Total
1 | No |  | Item: 4.004a | 37091.95 | 37091.95 | ISELL |  |  |  | mu_G | ITEM | [7 empty] | mu: 1.18 | [8 empty] | 35342.14 | 35342.14 | 1749.81 | 1749.81 | 37091.95 | 29950 | 54 | 30004 |  | 1 | 43245.56
Genset Panel 'MP-GEN' 1200A TP&N c/w all necessary circuit breakers, electrical accessories etc. as per schematic
1 | No |  | Switchgear Arrangement Custom__1 | increased by €1000 since we deducted €1000 from MP-Main | MP-GEN (New Schematic) | SWLV_221 | 510 | (__) |  | 11001 |  |  |  | 2 |  | 28250 | 28250 | 60 | 54 | [17 empty] | 1 | MP-GEN
1 | No |  | Erection Material |  |  | EMAT_063 | 501 | (__) |  | 01-002 |  |  |  | 1 |  | 700 | 700 |  | 0 | [17 empty] | 1
1 | LS |  | Crainage & Transportation |  |  | CRAI_002 | 962 | MISC | [5 empty] | 2 | 2004-05-22 | 1000 | 1000 |  | 0 | [17 empty] | 1
[17 empty] | 0 |  | 0
d> | 0 |  |  |  |  | ICOST |  |  |  | mu_G | ITEM | [5 empty] | 29950 |  | 54 | [17 empty] | d>
|  |  |  | Sell Rate | Sell Total |  |  |  |  | IB | [17 empty] | U_M_Sell | T_M_Sell | U_L_Sell | T_L_Sell | Total_Sell | T_M_Cost | T_L_Phr | Mat/Lab=1 |  |  | Sell Total
1 | No |  | Item: 4.005 | 0 | 0 | ISELL |  |  |  | mu_G | ITEM |  |  |  |  | Omitted by consultant |  |  | 0.00 | [8 empty] | 0 | 0 | 0 | 0 | 0 | 0 | 0 | 0 |  | 1 | 26843.98
Main Fire Panel 'MP-FIRE' 800A TP&Nc/w all necessary circuit breakers, electrical accessories etc. as per schematic
0 | No |  | Switchgear Arrangement Custom__1 |  | MP-FIRE | SWLV_221 | 510 | (__) |  | 11001 |  |  |  | 2 |  | 20450 | 0 | 40 | 0 | [17 empty] | 1 | MP-FIRE
0 | No |  | Erection Material |  |  | EMAT_063 | 501 | (__) |  | 01-002 |  |  |  | 1 |  | 500 | 0 |  | 0 | [17 empty] | 1
0 | LS |  | Crainage & Transportation |  |  | CRAI_002 | 962 | MISC | [5 empty] | 2 | 2004-05-22 | 700 | 0 |  | 0 | [17 empty] | 1
[17 empty] | 0 |  | 0
d> | 0 |  |  |  |  | ICOST |  |  |  | mu_G | ITEM | [5 empty] | 0 |  | 0 | [17 empty] | d>
|  |  |  | Sell Rate | Sell Total |  |  |  |  | IB | [17 empty] | U_M_Sell | T_M_Sell | U_L_Sell | T_L_Sell | Total_Sell | T_M_Cost | T_L_Phr | Mat/Lab=1 |  |  | Sell Total
1 | No |  | Item: 4.005a | 20519.16 | 20519.16 | ISELL |  |  |  | mu_G | ITEM | [7 empty] | mu: 1.18 | [8 empty] | 19352.62 | 19352.62 | 1166.54 | 1166.54 | 20519.16 | 16400 | 36 | 16436 |  | 1 | 26843.98
Main Fire Panel 'MP-FIRE' 400A TP&N c/w all necessary circuit breakers, electrical accessories etc. as per schematic
1 | No |  | Switchgear Arrangement Custom__1 | increased by €1000 since we deducted €1000 from MP-Main | MP-FIRE (New Schematic) | SWLV_221 | 510 | (__) |  | 11001 |  |  |  | 2 |  | 15200 | 15200 | 40 | 36 | [17 empty] | 1 | MP-FIRE
1 | No |  | Erection Material |  |  | EMAT_063 | 501 | (__) |  | 01-002 |  |  |  | 1 |  | 500 | 500 |  | 0 | [17 empty] | 1
1 | LS |  | Crainage & Transportation |  |  | CRAI_002 | 962 | MISC | [5 empty] | 2 | 2004-05-22 | 700 | 700 |  | 0 | [17 empty] | 1
[17 empty] | 0 |  | 0
d> | 0 |  |  |  |  | ICOST |  |  |  | mu_G | ITEM | [5 empty] | 16400 |  | 36 | [17 empty] | d>
|  |  |  | Sell Rate | Sell Total |  |  |  |  | IB | [17 empty] | U_M_Sell | T_M_Sell | U_L_Sell | T_L_Sell | Total_Sell | T_M_Cost | T_L_Phr | Mat/Lab=1 |  |  | Sell Total
1 | No |  | Item: 4.006 | 131250.88 | 131250.88 | ISELL |  |  |  | mu_G | ITEM | [7 empty] | mu: 1.18 | [8 empty] | 128801.15 | 128801.15 | 2449.73 | 2449.73 | 131250.88 | 109150 | 75.6 | 109225.6 |  | 1 | 133883.15
Main Panel 'MP-Main' 2000A TP&N c/w all necessary circuit breakers, electrical accessories etc. and c/w Programmable Load shedding capabilities and integrated 2000A Change Over as per schematic
1 | No |  | Switchgear Arrangement Custom__1 |  | MP-MAIN | SWLV_221 | 510 | (__) |  | 11001 |  |  |  | 2 |  | 108950 | 108950 | 84 | 75.6 | [17 empty] | 1 | MP-MAIN
1 | No |  | Switchgear Arrangement Custom__1 | deduction of €2000 since this cost was added to MP-Gen & MP-Fire | MP-MAIN | SWLV_221 | 510 | (__) |  | 11001 |  |  |  | 2 |  | -2000 | -2000 |  | 0 | [17 empty] | 1 | MP-MAIN
1 | No |  | Erection Material |  |  | EMAT_063 | 501 | (__) |  | 01-002 |  |  |  | 1 |  | 700 | 700 |  | 0 | [17 empty] | 1
1 | LS |  | Crainage & Transportation |  |  | CRAI_002 | 962 | MISC | [5 empty] | 2 | 2004-05-22 | 1500 | 1500 |  | 0 | [17 empty] | 1
[17 empty] | 0 |  | 0
d> | 0 |  |  |  |  | ICOST |  |  |  | mu_G | ITEM | [5 empty] | 109150 |  | 75.6 | [17 empty] | d>
|  |  |  | Sell Rate | Sell Total |  |  |  |  | IB | [17 empty] | U_M_Sell | T_M_Sell | U_L_Sell | T_L_Sell | Total_Sell | T_M_Cost | T_L_Phr | Mat/Lab=1 |  |  | Sell Total
1 | No |  | Item: 4.006a | 1121.04 | 1121.04 | ISELL |  |  |  | mu_G | ITEM | [7 empty] | mu: 1.18 | [8 empty] | 1121.04 | 1121.04 | 0 | 0 | 1121.04 | 950 | 0 | 950 |  | 1 | 133883.15
Additional 40A MCCB in Main Panel 'MP-Main'
1 | No |  | Switchgear Arrangement Custom__1 |  | 40Amp MCCB | SWLV_221 | 510 | (__) |  | 11001 |  |  |  | 2 |  | 950 | 950 |  | 0 | [17 empty] | 1 | MP-MAIN
[17 empty] | 0 |  | 0
d> | 0 |  |  |  |  | ICOST |  |  |  | mu_G | ITEM | [5 empty] | 950 |  | 0 | [17 empty] | d>
|  |  |  | Sell Rate | Sell Total |  |  |  |  | IB | [17 empty] | U_M_Sell | T_M_Sell | U_L_Sell | T_L_Sell | Total_Sell | T_M_Cost | T_L_Phr | Mat/Lab=1 |  |  | Sell Total
1 | No |  | Item: 4.007 | 1349.3 | 1349.3 | ISELL |  |  |  | mu_H | ITEM | [7 empty] | mu: 1.18 | [8 empty] | 925.12 | 925.12 | 424.18 | 424.18 | 1349.3 | 783.97 | 13.09 | 797.06 |  | 1 | 1457.15
Distribution board 'DB-B1U' 12 Way 100A TP&N c/w all necessary circuit breakers, electrical accessories etc. as per schematic
1 | No |  | Distribution Board 12 WAY, 100A |  | DB-B1U | SWLV_014 | 510 | (__) |  | 02-009 |  |  |  | 2 |  | 750.46 | 750.46 | 14.5 | 13.05 | [17 empty] | 1 | DB-B1U
1 | No |  | Label Large |  |  | CONS_020 | 875 | (__) | [5 empty] | 3 | 1995-05-01 | 7 | 7 | 0.045 | 0.0405 | [17 empty] | 1
1 | No |  | Distribution Board Schedule |  |  | DOCS_011 | 880 | (__) | [5 empty] | 3 | 1997-01-13 | 4.194 | 4.194 |  | 0 | [17 empty] | 1
1 | No |  | Erection Material |  | Internal wiring | EMAT_063 | 501 | (__) |  | 01-002 |  |  |  | 1 |  | 20 | 20 |  | 0 | [17 empty] | 1 | Internal wiring
4 | No |  | Rawl Bolt 10mm |  |  | CONS_025 | 875 | (__) |  | 03-002 |  |  |  | 1 | 1994-12-01 | 0.58 | 2.32 |  | 0 | [17 empty] | 4
[17 empty] | 0 |  | 0
d> | 0 |  |  |  |  | ICOST |  |  |  | mu_H | ITEM | [5 empty] | 783.974 |  | 13.0905 | [17 empty] | d>
|  |  |  | Sell Rate | Sell Total |  |  |  |  | IB | [17 empty] | U_M_Sell | T_M_Sell | U_L_Sell | T_L_Sell | Total_Sell | T_M_Cost | T_L_Phr | Mat/Lab=1 |  |  | Sell Total
1 | No |  | Item: 4.008 | 6403.58 | 6403.58 | ISELL |  |  |  | mu_H | ITEM | [7 empty] | mu: 1.18 | [8 empty] | 5439.87 | 5439.87 | 963.71 | 963.71 | 6403.58 | 4609.91 | 29.74 | 4639.65 |  | 1 | 6793.73
Distribution board 'DB-EV' 18 Way 250A TP&N c/w all necessary circuit breakers, electrical accessories etc. as per schematic
1 | No |  | Distribution Board 18 WAY, 250A |  | DB-EV | SWLV_014 | 510 | (__) |  | 02-009 |  |  |  | 2 |  | 4545.24 | 4545.24 | 33 | 29.7 | [17 empty] | 1 | DB-EV
1 | No |  | Label Large |  |  | CONS_020 | 875 | (__) | [5 empty] | 3 | 1995-05-01 | 7 | 7 | 0.045 | 0.0405 | [17 empty] | 1
1 | No |  | Distribution Board Schedule |  |  | DOCS_011 | 880 | (__) | [5 empty] | 3 | 1997-01-13 | 4.194 | 4.194 |  | 0 | [17 empty] | 1
1 | No |  | Erection Material |  | Internal wiring | EMAT_063 | 501 | (__) |  | 01-002 |  |  |  | 1 |  | 50 | 50 |  | 0 | [17 empty] | 1 | Internal wiring
6 | No |  | Rawl Bolt 10mm |  |  | CONS_025 | 875 | (__) |  | 03-002 |  |  |  | 1 | 1994-12-01 | 0.58 | 3.48 |  | 0 | [17 empty] | 6
[17 empty] | 0 |  | 0
d> | 0 |  |  |  |  | ICOST |  |  |  | mu_H | ITEM | [5 empty] | 4609.914 |  | 29.7405 | [17 empty] | d>
|  |  |  | Sell Rate | Sell Total |  |  |  |  | IB | [17 empty] | U_M_Sell | T_M_Sell | U_L_Sell | T_L_Sell | Total_Sell | T_M_Cost | T_L_Phr | Mat/Lab=1 |  |  | Sell Total
1 | No |  | Item: 4.009 | 1374.32 | 1374.32 | ISELL |  |  |  | mu_H | ITEM | [7 empty] | mu: 1.18 | [8 empty] | 972.01 | 972.01 | 402.31 | 402.31 | 1374.32 | 823.71 | 12.42 | 836.13 |  | 1 | 1480.72
Distribution board 'DB-LA2' 10 Way 125A TP&N c/w all necessary circuit breakers, electrical accessories etc. as per schematic
1 | No |  | Distribution Board 10 WAY, 125A |  | DB-LA2 | SWLV_014 | 510 | (__) |  | 02-009 |  |  |  | 2 |  | 770.2 | 770.2 | 13.75 | 12.375 | [17 empty] | 1 | DB-LA2
1 | No |  | Label Large |  |  | CONS_020 | 875 | (__) | [5 empty] | 3 | 1995-05-01 | 7 | 7 | 0.045 | 0.0405 | [17 empty] | 1
1 | No |  | Distribution Board Schedule |  |  | DOCS_011 | 880 | (__) | [5 empty] | 3 | 1997-01-13 | 4.194 | 4.194 |  | 0 | [17 empty] | 1
1 | No |  | Erection Material |  | Internal wiring | EMAT_063 | 501 | (__) |  | 01-002 |  |  |  | 1 |  | 40 | 40 |  | 0 | [17 empty] | 1 | Internal wiring
4 | No |  | Rawl Bolt 10mm |  |  | CONS_025 | 875 | (__) |  | 03-002 |  |  |  | 1 | 1994-12-01 | 0.58 | 2.32 |  | 0 | [17 empty] | 4
[17 empty] | 0 |  | 0
d> | 0 |  |  |  |  | ICOST |  |  |  | mu_H | ITEM | [5 empty] | 823.714 |  | 12.4155 | [17 empty] | d>
|  |  |  | Sell Rate | Sell Total |  |  |  |  | IB | [17 empty] | U_M_Sell | T_M_Sell | U_L_Sell | T_L_Sell | Total_Sell | T_M_Cost | T_L_Phr | Mat/Lab=1 |  |  | Sell Total
1 | No |  | Item: 4.01 | 1874.09 | 1874.09 | ISELL |  |  |  | mu_H | ITEM | [7 empty] | mu: 1.18 | [8 empty] | 1362.42 | 1362.42 | 511.67 | 511.67 | 1874.09 | 1154.55 | 15.79 | 1170.34 |  | 1 | 2014.9
Distribution board 'DB-B1L' 14 Way 125A TP&N c/w all necessary circuit breakers, electrical accessories etc. as per schematic
1 | No |  | Distribution Board 14 WAY, 125A |  | DB-B1L | SWLV_014 | 510 | (__) |  | 02-009 |  |  |  | 2 |  | 1116.04 | 1116.04 | 17.5 | 15.75 | [17 empty] | 1 | DB-B1L
1 | No |  | Label Large |  |  | CONS_020 | 875 | (__) | [5 empty] | 3 | 1995-05-01 | 7 | 7 | 0.045 | 0.0405 | [17 empty] | 1
1 | No |  | Distribution Board Schedule |  |  | DOCS_011 | 880 | (__) | [5 empty] | 3 | 1997-01-13 | 4.194 | 4.194 |  | 0 | [17 empty] | 1
1 | No |  | Erection Material |  | Internal wiring | EMAT_063 | 501 | (__) |  | 01-002 |  |  |  | 1 |  | 25 | 25 |  | 0 | [17 empty] | 1 | Internal wiring
4 | No |  | Rawl Bolt 10mm |  |  | CONS_025 | 875 | (__) |  | 03-002 |  |  |  | 1 | 1994-12-01 | 0.58 | 2.32 |  | 0 | [17 empty] | 4
[17 empty] | 0 |  | 0
d> | 0 |  |  |  |  | ICOST |  |  |  | mu_H | ITEM | [5 empty] | 1154.554 |  | 15.7905 | [17 empty] | d>
|  |  |  | Sell Rate | Sell Total |  |  |  |  | IB | [17 empty] | U_M_Sell | T_M_Sell | U_L_Sell | T_L_Sell | Total_Sell | T_M_Cost | T_L_Phr | Mat/Lab=1 |  |  | Sell Total
1 | No |  | Item: 4.011 | 839.76 | 839.76 | ISELL |  |  |  | mu_H | ITEM | [7 empty] | mu: 1.18 | [8 empty] | 459.32 | 459.32 | 380.44 | 380.44 | 839.76 | 389.24 | 11.74 | 400.98 |  | 1 | 920.38
Distribution board 'DB-B1P' 12 Way 100A TP&N c/w all necessary circuit breakers, electrical accessories etc. as per schematic
1 | No |  | Distribution Board 12 WAY, 100A |  | DB-B1P | SWLV_014 | 510 | (__) |  | 02-009 |  |  |  | 2 |  | 355.73 | 355.73 | 13 | 11.7 | [17 empty] | 1 | DB-B1P
1 | No |  | Label Large |  |  | CONS_020 | 875 | (__) | [5 empty] | 3 | 1995-05-01 | 7 | 7 | 0.045 | 0.0405 | [17 empty] | 1
1 | No |  | Distribution Board Schedule |  |  | DOCS_011 | 880 | (__) | [5 empty] | 3 | 1997-01-13 | 4.194 | 4.194 |  | 0 | [17 empty] | 1
1 | No |  | Erection Material |  | Internal wiring | EMAT_063 | 501 | (__) |  | 01-002 |  |  |  | 1 |  | 20 | 20 |  | 0 | [17 empty] | 1 | Internal wiring
4 | No |  | Rawl Bolt 10mm |  |  | CONS_025 | 875 | (__) |  | 03-002 |  |  |  | 1 | 1994-12-01 | 0.58 | 2.32 |  | 0 | [17 empty] | 4
[17 empty] | 0 |  | 0
d> | 0 |  |  |  |  | ICOST |  |  |  | mu_H | ITEM | [5 empty] | 389.244 |  | 11.7405 | [17 empty] | d>
|  |  |  | Sell Rate | Sell Total |  |  |  |  | IB | [17 empty] | U_M_Sell | T_M_Sell | U_L_Sell | T_L_Sell | Total_Sell | T_M_Cost | T_L_Phr | Mat/Lab=1 |  |  | Sell Total
1 | No |  | Item: 4.012 | 6286.17 | 6286.17 | ISELL |  |  |  | mu_H | ITEM | [7 empty] | mu: 1.18 | [8 empty] | 5089.15 | 5089.15 | 1197.02 | 1197.02 | 6286.17 | 4312.7 | 36.94 | 4349.64 |  | 1 | 6698.26
Distribution board 'DB-TC' 28 Way 250A TP&N c/w all necessary circuit breakers, electrical accessories etc. as per schematic
1 | No |  | Distribution Board 28 WAY, 250A |  | DB-TC | SWLV_014 | 510 | (__) |  | 02-009 |  |  |  | 2 |  | 4099.19 | 4099.19 | 41 | 36.9 | [17 empty] | 1 | DB-TC
1 | No |  | Label Large |  |  | CONS_020 | 875 | (__) | [5 empty] | 3 | 1995-05-01 | 7 | 7 | 0.045 | 0.0405 | [17 empty] | 1
1 | No |  | Distribution Board Schedule |  |  | DOCS_011 | 880 | (__) | [5 empty] | 3 | 1997-01-13 | 4.194 | 4.194 |  | 0 | [17 empty] | 1
1 | No |  | Erection Material |  | Internal wiring | EMAT_063 | 501 | (__) |  | 01-002 |  |  |  | 1 |  | 200 | 200 |  | 0 | [17 empty] | 1 | Internal wiring
4 | No |  | Rawl Bolt 10mm |  |  | CONS_025 | 875 | (__) |  | 03-002 |  |  |  | 1 | 1994-12-01 | 0.58 | 2.32 |  | 0 | [17 empty] | 4
[17 empty] | 0 |  | 0
d> | 0 |  |  |  |  | ICOST |  |  |  | mu_H | ITEM | [5 empty] | 4312.704 |  | 36.9405 | [17 empty] | d>
|  |  |  | Sell Rate | Sell Total |  |  |  |  | IB | [17 empty] | U_M_Sell | T_M_Sell | U_L_Sell | T_L_Sell | Total_Sell | T_M_Cost | T_L_Phr | Mat/Lab=1 |  |  | Sell Total
1 | No |  | Item: 4.013 | 1222.29 | 1222.29 | ISELL |  |  |  | mu_H | ITEM | [7 empty] | mu: 1.18 | [8 empty] | 841.86 | 841.86 | 380.43 | 380.43 | 1222.29 | 713.41 | 11.74 | 725.15 |  | 1 | 1319.54
Distribution board 'DB-OL0' 12 Way 63A TP&N c/w all necessary circuit breakers, electrical accessories etc. as per schematic
1 | No |  | Distribution Board 12 WAY, 63A |  | DB-OL0 | SWLV_014 | 510 | (__) |  | 02-009 |  |  |  | 2 |  | 679.9 | 679.9 | 13 | 11.7 | [17 empty] | 1 | DB-OL0
1 | No |  | Label Large |  |  | CONS_020 | 875 | (__) | [5 empty] | 3 | 1995-05-01 | 7 | 7 | 0.045 | 0.0405 | [17 empty] | 1
1 | No |  | Distribution Board Schedule |  |  | DOCS_011 | 880 | (__) | [5 empty] | 3 | 1997-01-13 | 4.194 | 4.194 |  | 0 | [17 empty] | 1
1 | No |  | Erection Material |  | Internal wiring | EMAT_063 | 501 | (__) |  | 01-002 |  |  |  | 1 |  | 20 | 20 |  | 0 | [17 empty] | 1 | Internal wiring
4 | No |  | Rawl Bolt 10mm |  |  | CONS_025 | 875 | (__) |  | 03-002 |  |  |  | 1 | 1994-12-01 | 0.58 | 2.32 |  | 0 | [17 empty] | 4
[17 empty] | 0 |  | 0
d> | 0 |  |  |  |  | ICOST |  |  |  | mu_H | ITEM | [5 empty] | 713.414 |  | 11.7405 | [17 empty] | d>
|  |  |  | Sell Rate | Sell Total |  |  |  |  | IB | [17 empty] | U_M_Sell | T_M_Sell | U_L_Sell | T_L_Sell | Total_Sell | T_M_Cost | T_L_Phr | Mat/Lab=1 |  |  | Sell Total
1 | No |  | Item: 4.014 | 3747.81 | 3747.81 | ISELL |  |  |  | mu_H | ITEM | [7 empty] | mu: 1.18 | [8 empty] | 2959.08 | 2959.08 | 788.73 | 788.73 | 3747.81 | 2507.61 | 24.34 | 2531.95 |  | 1 | 4002.2
Distribution board 'DB-LA1' 18 Way 160A TP&N c/w all necessary circuit breakers, electrical accessories etc. as per schematic
1 | No |  | Distribution Board 18 WAY, 160A |  | DB-LA1 | SWLV_014 | 510 | (__) |  | 02-009 |  |  |  | 2 |  | 2454.1 | 2454.1 | 27 | 24.3 | [17 empty] | 1 | DB-LA1
1 | No |  | Label Large |  |  | CONS_020 | 875 | (__) | [5 empty] | 3 | 1995-05-01 | 7 | 7 | 0.045 | 0.0405 | [17 empty] | 1
1 | No |  | Distribution Board Schedule |  |  | DOCS_011 | 880 | (__) | [5 empty] | 3 | 1997-01-13 | 4.194 | 4.194 |  | 0 | [17 empty] | 1
1 | No |  | Erection Material |  | Internal wiring | EMAT_063 | 501 | (__) |  | 01-002 |  |  |  | 1 |  | 40 | 40 |  | 0 | [17 empty] | 1 | Internal wiring
4 | No |  | Rawl Bolt 10mm |  |  | CONS_025 | 875 | (__) |  | 03-002 |  |  |  | 1 | 1994-12-01 | 0.58 | 2.32 |  | 0 | [17 empty] | 4
[17 empty] | 0 |  | 0
d> | 0 |  |  |  |  | ICOST |  |  |  | mu_H | ITEM | [5 empty] | 2507.614 |  | 24.3405 | [17 empty] | d>
|  |  |  | Sell Rate | Sell Total |  |  |  |  | IB | [17 empty] | U_M_Sell | T_M_Sell | U_L_Sell | T_L_Sell | Total_Sell | T_M_Cost | T_L_Phr | Mat/Lab=1 |  |  | Sell Total
1 | No |  | Item: 4.01500000000001 | 4950.94 | 4950.94 | ISELL |  |  |  | mu_H | ITEM | [7 empty] | mu: 1.18 | [8 empty] | 4096.6 | 4096.6 | 854.34 | 854.34 | 4950.94 | 3471.58 | 26.37 | 3497.95 |  | 1 | 5265.26
Distribution board 'DB-FLC' 18 Way 250A TP&N c/w all necessary circuit breakers, electrical accessories etc. as per schematic
1 | No |  | Distribution Board 18 WAY, 250A |  | DB-FLC | SWLV_014 | 510 | (__) |  | 02-009 |  |  |  | 2 |  | 3408.07 | 3408.07 | 29.25 | 26.325 | [17 empty] | 1 | DB-FLC
1 | No |  | Label Large |  |  | CONS_020 | 875 | (__) | [5 empty] | 3 | 1995-05-01 | 7 | 7 | 0.045 | 0.0405 | [17 empty] | 1
1 | No |  | Distribution Board Schedule |  |  | DOCS_011 | 880 | (__) | [5 empty] | 3 | 1997-01-13 | 4.194 | 4.194 |  | 0 | [17 empty] | 1
1 | No |  | Erection Material |  | Internal wiring | EMAT_063 | 501 | (__) |  | 01-002 |  |  |  | 1 |  | 50 | 50 |  | 0 | [17 empty] | 1 | Internal wiring
4 | No |  | Rawl Bolt 10mm |  |  | CONS_025 | 875 | (__) |  | 03-002 |  |  |  | 1 | 1994-12-01 | 0.58 | 2.32 |  | 0 | [17 empty] | 4
[17 empty] | 0 |  | 0
d> | 0 |  |  |  |  | ICOST |  |  |  | mu_H | ITEM | [5 empty] | 3471.584 |  | 26.3655 | [17 empty] | d>
|  |  |  | Sell Rate | Sell Total |  |  |  |  | IB | [17 empty] | U_M_Sell | T_M_Sell | U_L_Sell | T_L_Sell | Total_Sell | T_M_Cost | T_L_Phr | Mat/Lab=1 |  |  | Sell Total
1 | No |  | Item: 4.01600000000001 | 4855.05 | 4855.05 | ISELL |  |  |  | mu_H | ITEM | [7 empty] | mu: 1.18 | [8 empty] | 4044.46 | 4044.46 | 810.59 | 810.59 | 4855.05 | 3427.39 | 25.02 | 3452.41 |  | 1 | 5160.13
Distribution board 'DB-CRP' 22 Way 125A TP&N c/w all necessary circuit breakers, electrical accessories etc. as per schematic
1 | No |  | Distribution Board 22 WAY, 125A |  | DB-CRP | SWLV_014 | 510 | (__) |  | 02-009 |  |  |  | 2 |  | 3363.88 | 3363.88 | 27.75 | 24.975 | [17 empty] | 1 | DB-CRP
1 | No |  | Label Large |  |  | CONS_020 | 875 | (__) | [5 empty] | 3 | 1995-05-01 | 7 | 7 | 0.045 | 0.0405 | [17 empty] | 1
1 | No |  | Distribution Board Schedule |  |  | DOCS_011 | 880 | (__) | [5 empty] | 3 | 1997-01-13 | 4.194 | 4.194 |  | 0 | [17 empty] | 1
1 | No |  | Erection Material |  | Internal wiring | EMAT_063 | 501 | (__) |  | 01-002 |  |  |  | 1 |  | 50 | 50 |  | 0 | [17 empty] | 1 | Internal wiring
4 | No |  | Rawl Bolt 10mm |  |  | CONS_025 | 875 | (__) |  | 03-002 |  |  |  | 1 | 1994-12-01 | 0.58 | 2.32 |  | 0 | [17 empty] | 4
[17 empty] | 0 |  | 0
d> | 0 |  |  |  |  | ICOST |  |  |  | mu_H | ITEM | [5 empty] | 3427.394 |  | 25.0155 | [17 empty] | d>
|  |  |  | Sell Rate | Sell Total |  |  |  |  | IB | [17 empty] | U_M_Sell | T_M_Sell | U_L_Sell | T_L_Sell | Total_Sell | T_M_Cost | T_L_Phr | Mat/Lab=1 |  |  | Sell Total
1 | No |  | Item: 4.01700000000001 | 584.11 | 584.11 | ISELL |  |  |  | mu_H | ITEM | [7 empty] | mu: 1.18 | [8 empty] | 378.66 | 378.66 | 205.45 | 205.45 | 584.11 | 320.88 | 6.34 | 327.22 |  | 1 | 633.33
Distribution board 'DB-FLA' 4 Way 63A TP&N c/w all necessary circuit breakers, electrical accessories etc. as per schematic
1 | No |  | Distribution Board 4 WAY, 63A |  | DB-FLA | SWLV_014 | 510 | (__) |  | 02-009 |  |  |  | 2 |  | 287.37 | 287.37 | 7 | 6.3 | [17 empty] | 1 | DB-FLA
1 | No |  | Label Large |  |  | CONS_020 | 875 | (__) | [5 empty] | 3 | 1995-05-01 | 7 | 7 | 0.045 | 0.0405 | [17 empty] | 1
1 | No |  | Distribution Board Schedule |  |  | DOCS_011 | 880 | (__) | [5 empty] | 3 | 1997-01-13 | 4.194 | 4.194 |  | 0 | [17 empty] | 1
1 | No |  | Erection Material |  | Internal wiring | EMAT_063 | 501 | (__) |  | 01-002 |  |  |  | 1 |  | 20 | 20 |  | 0 | [17 empty] | 1 | Internal wiring
4 | No |  | Rawl Bolt 10mm |  |  | CONS_025 | 875 | (__) |  | 03-002 |  |  |  | 1 | 1994-12-01 | 0.58 | 2.32 |  | 0 | [17 empty] | 4
[17 empty] | 0 |  | 0
d> | 0 |  |  |  |  | ICOST |  |  |  | mu_H | ITEM | [5 empty] | 320.884 |  | 6.3405 | [17 empty] | d>
|  |  |  | Sell Rate | Sell Total |  |  |  |  | IB | [17 empty] | U_M_Sell | T_M_Sell | U_L_Sell | T_L_Sell | Total_Sell | T_M_Cost | T_L_Phr | Mat/Lab=1 |  |  | Sell Total
1 | No |  | Item: 4.01800000000001 | 1878.06 | 1878.06 | ISELL |  |  |  | mu_H | ITEM | [7 empty] | mu: 1.18 | [8 empty] | 1009.14 | 1009.14 | 868.92 | 868.92 | 1878.06 | 855.17 | 26.82 | 881.99 |  | 1 | 2060.46
Distribution board 'DB-EA' 8 Way 100A TP&N c/w all necessary circuit breakers, electrical accessories etc. as per schematic - to be complete with IP65 Weatherproof enclosure as per specs.
1 | No |  | Distribution Board 22 WAY, 125A |  | DB-EA | SWLV_014 | 510 | (__) |  | 02-009 |  |  |  | 2 |  | 791.66 | 791.66 | 29.75 | 26.775 | [17 empty] | 1 | DB-EA
1 | No |  | Label Large |  |  | CONS_020 | 875 | (__) | [5 empty] | 3 | 1995-05-01 | 7 | 7 | 0.045 | 0.0405 | [17 empty] | 1
1 | No |  | Distribution Board Schedule |  |  | DOCS_011 | 880 | (__) | [5 empty] | 3 | 1997-01-13 | 4.194 | 4.194 |  | 0 | [17 empty] | 1
1 | No |  | Erection Material |  | Internal wiring | EMAT_063 | 501 | (__) |  | 01-002 |  |  |  | 1 |  | 50 | 50 |  | 0 | [17 empty] | 1 | Internal wiring
4 | No |  | Rawl Bolt 10mm |  |  | CONS_025 | 875 | (__) |  | 03-002 |  |  |  | 1 | 1994-12-01 | 0.58 | 2.32 |  | 0 | [17 empty] | 4
[17 empty] | 0 |  | 0
d> | 0 |  |  |  |  | ICOST |  |  |  | mu_H | ITEM | [5 empty] | 855.174 |  | 26.8155 | [17 empty] | d>
|  |  |  | Sell Rate | Sell Total |  |  |  |  | IB | [17 empty] | U_M_Sell | T_M_Sell | U_L_Sell | T_L_Sell | Total_Sell | T_M_Cost | T_L_Phr | Mat/Lab=1 |  |  | Sell Total
1 | No |  | Item: 4.01900000000001 | 4728.4 | 4728.4 | ISELL |  |  |  | mu_H | ITEM | [7 empty] | mu: 1.18 | [8 empty] | 4318.8 | 4318.8 | 409.6 | 409.6 | 4728.4 | 3659.88 | 12.64 | 3672.52 |  | 1 | 4981.48
Distribution board 'DB-PL1' 8 Way 300A TP&N c/w all necessary circuit breakers, electrical accessories etc. as per schematic - to be complete with IP65 Weatherproof enclosure as per specs.
1 | No |  | Distribution Board 8 WAY, 300A |  | DB-PL1 | SWLV_014 | 510 | (__) |  | 02-009 |  |  |  | 2 |  | 3616.37 | 3616.37 | 14 | 12.6 | [17 empty] | 1 | DB-PL1
1 | No |  | Label Large |  |  | CONS_020 | 875 | (__) | [5 empty] | 3 | 1995-05-01 | 7 | 7 | 0.045 | 0.0405 | [17 empty] | 1
1 | No |  | Distribution Board Schedule |  |  | DOCS_011 | 880 | (__) | [5 empty] | 3 | 1997-01-13 | 4.194 | 4.194 |  | 0 | [17 empty] | 1
1 | No |  | Erection Material |  | Internal wiring | EMAT_063 | 501 | (__) |  | 01-002 |  |  |  | 1 |  | 30 | 30 |  | 0 | [17 empty] | 1 | Internal wiring
4 | No |  | Rawl Bolt 10mm |  |  | CONS_025 | 875 | (__) |  | 03-002 |  |  |  | 1 | 1994-12-01 | 0.58 | 2.32 |  | 0 | [17 empty] | 4
[17 empty] | 0 |  | 0
d> | 0 |  |  |  |  | ICOST |  |  |  | mu_H | ITEM | [5 empty] | 3659.884 |  | 12.6405 | [17 empty] | d>
|  |  |  | Sell Rate | Sell Total |  |  |  |  | IB | [17 empty] | U_M_Sell | T_M_Sell | U_L_Sell | T_L_Sell | Total_Sell | T_M_Cost | T_L_Phr | Mat/Lab=1 |  |  | Sell Total
1 | No |  | Item: 4.02000000000001 | 3673.7 | 3673.7 | ISELL |  |  |  | mu_H | ITEM | [7 empty] | mu: 1.18 | [8 empty] | 3307.84 | 3307.84 | 365.86 | 365.86 | 3673.7 | 2803.16 | 11.29 | 2814.45 |  | 1 | 3875.84
Distribution board 'DB-PL2' 6 Way 300A TP&N c/w all necessary circuit breakers, electrical accessories etc. as per schematic - to be complete with IP65 Weatherproof enclosure as per specs.
1 | No |  | Distribution Board 6 WAY, 300A |  | DB-PL2 | SWLV_014 | 510 | (__) |  | 02-009 |  |  |  | 2 |  | 2764.65 | 2764.65 | 12.5 | 11.25 | [17 empty] | 1 | DB-PL2
1 | No |  | Label Large |  |  | CONS_020 | 875 | (__) | [5 empty] | 3 | 1995-05-01 | 7 | 7 | 0.045 | 0.0405 | [17 empty] | 1
1 | No |  | Distribution Board Schedule |  |  | DOCS_011 | 880 | (__) | [5 empty] | 3 | 1997-01-13 | 4.194 | 4.194 |  | 0 | [17 empty] | 1
1 | No |  | Erection Material |  | Internal wiring | EMAT_063 | 501 | (__) |  | 01-002 |  |  |  | 1 |  | 25 | 25 |  | 0 | [17 empty] | 1 | Internal wiring
4 | No |  | Rawl Bolt 10mm |  |  | CONS_025 | 875 | (__) |  | 03-002 |  |  |  | 1 | 1994-12-01 | 0.58 | 2.32 |  | 0 | [17 empty] | 4
[17 empty] | 0 |  | 0
d> | 0 |  |  |  |  | ICOST |  |  |  | mu_H | ITEM | [5 empty] | 2803.164 |  | 11.2905 | [17 empty] | d>
|  |  |  | Sell Rate | Sell Total |  |  |  |  | IB | [17 empty] | U_M_Sell | T_M_Sell | U_L_Sell | T_L_Sell | Total_Sell | T_M_Cost | T_L_Phr | Mat/Lab=1 |  |  | Sell Total
1 | No |  | Item: 4.02100000000001 | 3958.64 | 3958.64 | ISELL |  |  |  | mu_H | ITEM | [7 empty] | mu: 1.18 | [8 empty] | 3148.04 | 3148.04 | 810.6 | 810.6 | 3958.64 | 2667.74 | 25.02 | 2692.76 |  | 1 | 4224.73
Distribution board 'DB-WH' 22 Way 125A TP&N c/w all necessary circuit breakers, electrical accessories etc. as per schematic
1 | No |  | Distribution Board 22 WAY, 125A |  | DB-WH | SWLV_014 | 510 | (__) |  | 02-009 |  |  |  | 2 |  | 2604.23 | 2604.23 | 27.75 | 24.975 | [17 empty] | 1 | DB-WH
1 | No |  | Label Large |  |  | CONS_020 | 875 | (__) | [5 empty] | 3 | 1995-05-01 | 7 | 7 | 0.045 | 0.0405 | [17 empty] | 1
1 | No |  | Distribution Board Schedule |  |  | DOCS_011 | 880 | (__) | [5 empty] | 3 | 1997-01-13 | 4.194 | 4.194 |  | 0 | [17 empty] | 1
1 | No |  | Erection Material |  | Internal wiring | EMAT_063 | 501 | (__) |  | 01-002 |  |  |  | 1 |  | 50 | 50 |  | 0 | [17 empty] | 1 | Internal wiring
4 | No |  | Rawl Bolt 10mm |  |  | CONS_025 | 875 | (__) |  | 03-002 |  |  |  | 1 | 1994-12-01 | 0.58 | 2.32 |  | 0 | [17 empty] | 4
[17 empty] | 0 |  | 0
d> | 0 |  |  |  |  | ICOST |  |  |  | mu_H | ITEM | [5 empty] | 2667.744 |  | 25.0155 | [17 empty] | d>
|  |  |  | Sell Rate | Sell Total |  |  |  |  | IB | [17 empty] | U_M_Sell | T_M_Sell | U_L_Sell | T_L_Sell | Total_Sell | T_M_Cost | T_L_Phr | Mat/Lab=1 |  |  | Sell Total
1 | No |  | Item: 4.02200000000001 | 1278.38 | 1278.38 | ISELL |  |  |  | mu_H | ITEM | [7 empty] | mu: 1.18 | [8 empty] | 897.94 | 897.94 | 380.44 | 380.44 | 1278.38 | 760.94 | 11.74 | 772.68 |  | 1 | 1378.07
Distribution board 'DB-OL1' 12 Way 63A TP&N c/w all necessary circuit breakers, electrical accessories etc. as per schematic
1 | No |  | Distribution Board 12 WAY, 63A |  | DB-OL1 | SWLV_014 | 510 | (__) |  | 02-009 |  |  |  | 2 |  | 727.43 | 727.43 | 13 | 11.7 | [17 empty] | 1 | DB-OL1
1 | No |  | Label Large |  |  | CONS_020 | 875 | (__) | [5 empty] | 3 | 1995-05-01 | 7 | 7 | 0.045 | 0.0405 | [17 empty] | 1
1 | No |  | Distribution Board Schedule |  |  | DOCS_011 | 880 | (__) | [5 empty] | 3 | 1997-01-13 | 4.194 | 4.194 |  | 0 | [17 empty] | 1
1 | No |  | Erection Material |  | Internal wiring | EMAT_063 | 501 | (__) |  | 01-002 |  |  |  | 1 |  | 20 | 20 |  | 0 | [17 empty] | 1 | Internal wiring
4 | No |  | Rawl Bolt 10mm |  |  | CONS_025 | 875 | (__) |  | 03-002 |  |  |  | 1 | 1994-12-01 | 0.58 | 2.32 |  | 0 | [17 empty] | 4
[17 empty] | 0 |  | 0
d> | 0 |  |  |  |  | ICOST |  |  |  | mu_H | ITEM | [5 empty] | 760.944 |  | 11.7405 | [17 empty] | d>
|  |  |  | Sell Rate | Sell Total |  |  |  |  | IB | [17 empty] | U_M_Sell | T_M_Sell | U_L_Sell | T_L_Sell | Total_Sell | T_M_Cost | T_L_Phr | Mat/Lab=1 |  |  | Sell Total
1 | No |  | Item: 4.02300000000001 | 1195.59 | 1195.59 | ISELL |  |  |  | mu_H | ITEM | [7 empty] | mu: 1.18 | [8 empty] | 858.9 | 858.9 | 336.69 | 336.69 | 1195.59 | 727.85 | 10.39 | 738.24 |  | 1 | 1286.61
Distribution board 'DB-AB' 10 Way 63A TP&N c/w all necessary circuit breakers, electrical accessories etc. as per schematic
1 | No |  | Distribution Board 10 WAY, 63A |  | DB-AB | SWLV_014 | 510 | (__) |  | 02-009 |  |  |  | 2 |  | 694.34 | 694.34 | 11.5 | 10.35 | [17 empty] | 1 | DB-AB
1 | No |  | Label Large |  |  | CONS_020 | 875 | (__) | [5 empty] | 3 | 1995-05-01 | 7 | 7 | 0.045 | 0.0405 | [17 empty] | 1
1 | No |  | Distribution Board Schedule |  |  | DOCS_011 | 880 | (__) | [5 empty] | 3 | 1997-01-13 | 4.194 | 4.194 |  | 0 | [17 empty] | 1
1 | No |  | Erection Material |  | Internal wiring | EMAT_063 | 501 | (__) |  | 01-002 |  |  |  | 1 |  | 20 | 20 |  | 0 | [17 empty] | 1 | Internal wiring
4 | No |  | Rawl Bolt 10mm |  |  | CONS_025 | 875 | (__) |  | 03-002 |  |  |  | 1 | 1994-12-01 | 0.58 | 2.32 |  | 0 | [17 empty] | 4
[17 empty] | 0 |  | 0
d> | 0 |  |  |  |  | ICOST |  |  |  | mu_H | ITEM | [5 empty] | 727.854 |  | 10.3905 | [17 empty] | d>
|  |  |  | Sell Rate | Sell Total |  |  |  |  | IB | [17 empty] | U_M_Sell | T_M_Sell | U_L_Sell | T_L_Sell | Total_Sell | T_M_Cost | T_L_Phr | Mat/Lab=1 |  |  | Sell Total
1 | No |  | Item: 4.02400000000001 | 1873.24 | 1873.24 | ISELL |  |  |  | mu_H | ITEM | [7 empty] | mu: 1.18 | [8 empty] | 1405.31 | 1405.31 | 467.93 | 467.93 | 1873.24 | 1190.9 | 14.44 | 1205.34 |  | 1 | 2008.94
Distribution board 'DB-OL2' 16 Way 63A TP&N c/w all necessary circuit breakers, electrical accessories etc. as per schematic
1 | No |  | Distribution Board 16 WAY, 63A |  | DB-OL2 | SWLV_014 | 510 | (__) |  | 02-009 |  |  |  | 2 |  | 1157.39 | 1157.39 | 16 | 14.4 | [17 empty] | 1 | DB-OL2
1 | No |  | Label Large |  |  | CONS_020 | 875 | (__) | [5 empty] | 3 | 1995-05-01 | 7 | 7 | 0.045 | 0.0405 | [17 empty] | 1
1 | No |  | Distribution Board Schedule |  |  | DOCS_011 | 880 | (__) | [5 empty] | 3 | 1997-01-13 | 4.194 | 4.194 |  | 0 | [17 empty] | 1
1 | No |  | Erection Material |  | Internal wiring | EMAT_063 | 501 | (__) |  | 01-002 |  |  |  | 1 |  | 20 | 20 |  | 0 | [17 empty] | 1 | Internal wiring
4 | No |  | Rawl Bolt 10mm |  |  | CONS_025 | 875 | (__) |  | 03-002 |  |  |  | 1 | 1994-12-01 | 0.58 | 2.32 |  | 0 | [17 empty] | 4
[17 empty] | 0 |  | 0
d> | 0 |  |  |  |  | ICOST |  |  |  | mu_H | ITEM | [5 empty] | 1190.904 |  | 14.4405 | [17 empty] | d>
|  |  |  | Sell Rate | Sell Total |  |  |  |  | IB | [17 empty] | U_M_Sell | T_M_Sell | U_L_Sell | T_L_Sell | Total_Sell | T_M_Cost | T_L_Phr | Mat/Lab=1 |  |  | Sell Total
1 | No |  | Item: 4.02500000000001 | 5705.4 | 5705.4 | ISELL |  |  |  | mu_H | ITEM | [7 empty] | mu: 1.18 | [8 empty] | 5310.38 | 5310.38 | 395.02 | 395.02 | 5705.4 | 4500.17 | 12.19 | 4512.36 |  | 1 | 5999.26
Distribution board 'DB-PL3' 10 Way 400A TP&N c/w all necessary circuit breakers, electrical accessories etc. as per schematic - to be complete with IP65 Weatherproof enclosure as per specs.
1 | No |  | Distribution Board 10 WAY, 400A |  | DB-PL3 | SWLV_014 | 510 | (__) |  | 02-009 |  |  |  | 2 |  | 4466.66 | 4466.66 | 13.5 | 12.15 | [17 empty] | 1 | DB-PL3
1 | No |  | Label Large |  |  | CONS_020 | 875 | (__) | [5 empty] | 3 | 1995-05-01 | 7 | 7 | 0.045 | 0.0405 | [17 empty] | 1
1 | No |  | Distribution Board Schedule |  |  | DOCS_011 | 880 | (__) | [5 empty] | 3 | 1997-01-13 | 4.194 | 4.194 |  | 0 | [17 empty] | 1
1 | No |  | Erection Material |  | Internal wiring | EMAT_063 | 501 | (__) |  | 01-002 |  |  |  | 1 |  | 20 | 20 |  | 0 | [17 empty] | 1 | Internal wiring
4 | No |  | Rawl Bolt 10mm |  |  | CONS_025 | 875 | (__) |  | 03-002 |  |  |  | 1 | 1994-12-01 | 0.58 | 2.32 |  | 0 | [17 empty] | 4
[17 empty] | 0 |  | 0
d> | 0 |  |  |  |  | ICOST |  |  |  | mu_H | ITEM | [5 empty] | 4500.174 |  | 12.1905 | [17 empty] | d>
|  |  |  | Sell Rate | Sell Total |  |  |  |  | IB | [17 empty] | U_M_Sell | T_M_Sell | U_L_Sell | T_L_Sell | Total_Sell | T_M_Cost | T_L_Phr | Mat/Lab=1 |  |  | Sell Total
1 | No |  | Item: 4.02600000000001 | 1368.06 | 1368.06 | ISELL |  |  |  | mu_H | ITEM | [7 empty] | mu: 1.18 | [8 empty] | 987.63 | 987.63 | 380.43 | 380.43 | 1368.06 | 836.94 | 11.74 | 848.68 |  | 1 | 1471.65
Distribution board 'DB-OL3' 12 Way 63A TP&N c/w all necessary circuit breakers, electrical accessories etc. as per schematic
1 | No |  | Distribution Board 12 WAY, 63A |  | DB-OL3 | SWLV_014 | 510 | (__) |  | 02-009 |  |  |  | 2 |  | 803.43 | 803.43 | 13 | 11.7 | [17 empty] | 1 | DB-OL3
1 | No |  | Label Large |  |  | CONS_020 | 875 | (__) | [5 empty] | 3 | 1995-05-01 | 7 | 7 | 0.045 | 0.0405 | [17 empty] | 1
1 | No |  | Distribution Board Schedule |  |  | DOCS_011 | 880 | (__) | [5 empty] | 3 | 1997-01-13 | 4.194 | 4.194 |  | 0 | [17 empty] | 1
1 | No |  | Erection Material |  | Internal wiring | EMAT_063 | 501 | (__) |  | 01-002 |  |  |  | 1 |  | 20 | 20 |  | 0 | [17 empty] | 1 | Internal wiring
4 | No |  | Rawl Bolt 10mm |  |  | CONS_025 | 875 | (__) |  | 03-002 |  |  |  | 1 | 1994-12-01 | 0.58 | 2.32 |  | 0 | [17 empty] | 4
[17 empty] | 0 |  | 0
d> | 0 |  |  |  |  | ICOST |  |  |  | mu_H | ITEM | [5 empty] | 836.944 |  | 11.7405 | [17 empty] | d>
|  |  |  | Sell Rate | Sell Total |  |  |  |  | IB | [17 empty] | U_M_Sell | T_M_Sell | U_L_Sell | T_L_Sell | Total_Sell | T_M_Cost | T_L_Phr | Mat/Lab=1 |  |  | Sell Total
1 | No |  | Item: 4.02700000000001 | 3325.52 | 3325.52 | ISELL |  |  |  | mu_H | ITEM | [7 empty] | mu: 1.18 | [8 empty] | 2886.76 | 2886.76 | 438.76 | 438.76 | 3325.52 | 2446.32 | 13.54 | 2459.86 |  | 1 | 3520.98
Distribution board 'DB-OL4' 12 Way 200A TP&N c/w all necessary circuit breakers, electrical accessories etc. as per schematic - to be complete with IP65 Weatherproof enclosure as per specs.
1 | No |  | Distribution Board 12 WAY, 200A |  | DB-OL4 | SWLV_014 | 510 | (__) |  | 02-009 |  |  |  | 2 |  | 2412.81 | 2412.81 | 15 | 13.5 | [17 empty] | 1 | DB-OL4
1 | No |  | Label Large |  |  | CONS_020 | 875 | (__) | [5 empty] | 3 | 1995-05-01 | 7 | 7 | 0.045 | 0.0405 | [17 empty] | 1
1 | No |  | Distribution Board Schedule |  |  | DOCS_011 | 880 | (__) | [5 empty] | 3 | 1997-01-13 | 4.194 | 4.194 |  | 0 | [17 empty] | 1
1 | No |  | Erection Material |  | Internal wiring | EMAT_063 | 501 | (__) |  | 01-002 |  |  |  | 1 |  | 20 | 20 |  | 0 | [17 empty] | 1 | Internal wiring
4 | No |  | Rawl Bolt 10mm |  |  | CONS_025 | 875 | (__) |  | 03-002 |  |  |  | 1 | 1994-12-01 | 0.58 | 2.32 |  | 0 | [17 empty] | 4
[17 empty] | 0 |  | 0
d> | 0 |  |  |  |  | ICOST |  |  |  | mu_H | ITEM | [5 empty] | 2446.324 |  | 13.5405 | [17 empty] | d>
SB | [36 empty] | SB
| -16595.8547 |  | PAGE: 9 |  | 364362.21 | [5 empty] | PAGE | [5 empty] | 293244.344 |  | 587.7495 | [18 empty] | 472878.79
| Discy: |  |  |  | PAGE SELL | [11 empty] | PAGE MAT |  | PAGE LAB | [18 empty] | PAGE SELL
TB
t
Supply, install and connect the following:
|  |  |  | Sell Rate | Sell Total |  |  |  |  | IB | [17 empty] | U_M_Sell | T_M_Sell | U_L_Sell | T_L_Sell | Total_Sell | T_M_Cost | T_L_Phr | Mat/Lab=1 |  |  | Sell Total
1 | L.S. |  | Item: 4.02800000000001 | 4516.43 | 4516.43 | ISELL |  |  |  |  | ITEM | [7 empty] | mu :1.26 | [8 empty] | 3488.3 | 3488.3 | 1028.13 | 1028.13 | 4516.43 | 2832.91 | 27.29 | 2860.2 |  | 1 | 4630.67
Supply, install and connect Control Panel 'CP-B1P' c/w all necessary circuit breakers, electrical accessories, controls, control cabling and all other necessary items required for a complete system as per schematic and specifications
|  |  |  | 0 | Discrepancy | [32 empty] | Discrepancy
|  |  | Electrical | 1289.23 | 1289.23 |  |  |  |  | mu_A | SUBI | [26 empty] | 1371.46
1 | No |  | Control Panel 1 | Install only | CP-B1P | CPAN_259 | 570 | (__) | [5 empty] | 2 | 2005-04-01 |  | 0 | 6 | 5.4 | NoMat? | [16 empty] | 1 | CP-B1P
1 | No |  | Erection Material |  |  | EMAT_063 | 501 | (__) |  | 01-002 |  |  |  | 1 |  | 20 | 20 |  | 0 | [17 empty] | 1
2No. Fans
10 | m |  | Power Cable 5c 4.0 mm2 PVC SWA-PVC | Fire Rated | Cleveland | CAMC_077 | 616 | (__) | 4.0mm2 | 06-018 |  |  |  | 2 | 2005-01-19 | 10.7424 | 107.424 | 0.07 | 0.63 | [17 empty] | 10 | Cleveland
10 | No |  | Cable Tie 225mm |  |  | CONS_009 | 875 | (__) |  | 01-003 |  |  |  | 1 | 1994-12-01 | 0.05 | 0.5 |  | 0 | [17 empty] | 10
4 | No |  | Gland Indoor 20 BWL 4*4/6mm2 |  |  | CAAC_040 | 620 | CMP | [5 empty] | 2 | 1997-01-01 | 4.71 | 18.84 | 0.35 | 1.26 | [17 empty] | 4
4 | m |  | Cable Marker 8 digit c/w Carrier Strip |  |  | CAAC_091 | 620 | (__) | [5 empty] | 2 | 2004-06-10 | 1.5 | 6 | 0.08 | 0.288 | [17 empty] | 4
20 | No |  | Cable Lug 4.0 mm2 |  |  | CAAC_006 | 620 | CTT | [5 empty] | 2 | 1994-12-01 | 0.05 | 1 | 0.02 | 0.36 | [17 empty] | 20
2 | No |  | Control Panel 1 | Variable speed drives | Installation Only | CPAN_259 | 570 | (__) | [5 empty] | 2 | 2005-04-01 | 10 | 20 | 2 | 3.6 | [17 empty] | 2 | Installation Only
2No. Float switches as per schematic
40 | m |  | Conduit Galv. 20mm RATE |  |  | COGV_011 | 690 | BAR | 20mm |  |  |  |  | 1 | 1994-12-01 | 3.03 | 121.2 | 0.2 | 7.2 | [17 empty] | 40
40 | m |  | Indoor Screened 3c Cable 1.0mm |  |  | CASP_018 | 617 | LAPP | 110CY |  |  |  |  | 2 |  | 0.775 | 31 | 0.05 | 1.8 | [17 empty] | 40
2 | No |  | Enclosure Polyester IP65 |  | Joint box | CPAN_214 | 570 | (__) | [5 empty] | 2 | 2004-10-28 | 10 | 20 | 0.25 | 0.45 | [17 empty] | 2 | Joint box
2 | No |  | Float Switch General |  |  | CPAN_222 | 570 | (__) | [5 empty] | 2 | 2004-11-21 | 50 | 100 | 0.5 | 0.9 | [17 empty] | 2
[17 empty] | 0 |  | 0
d> | 0 | [8 empty] | mu_A | SUBI | [5 empty] | 445.964 |  | 21.888 | [8 empty] | 549.14 | [8 empty] | d>
|  |  | Controls ECA | 3227.2 | 3227.2 |  |  |  |  | mu_D | SUBI | [26 empty] | 3259.21
1 | No |  | Control Panel 1 | Supply only | CP-B1P | CPAN_259 | 570 | (__) | [5 empty] | 2 | 2005-04-01 | 2386.95 | 2386.95 |  | 0 | NoMat? | [16 empty] | 1 | CP-B1P
1 | No |  | Control Panel 1 | Labour | Technician | CPAN_259 | 570 | (__) | [5 empty] | 2 | 2005-04-01 |  | 0 | 6 | 5.4 | NoMat? | [16 empty] | 1 | Technician
[17 empty] | 0 |  | 0
d> | 0 | [8 empty] | mu_D | SUBI | [5 empty] | 2386.95 |  | 5.4 | [8 empty] | 2939.16 | [8 empty] | d>
[6 empty] | ICOST |  |  |  |  | ITEM | [5 empty] | 2832.914 |  | 27.288
|  |  |  | Sell Rate | Sell Total |  |  |  |  | IB | [17 empty] | U_M_Sell | T_M_Sell | U_L_Sell | T_L_Sell | Total_Sell | T_M_Cost | T_L_Phr | Mat/Lab=1 |  |  | Sell Total
1 | L.S. |  | Item: 4.02900000000001 | 881.44 | 881.44 | ISELL |  |  |  |  | ITEM | [7 empty] | mu :1.23 | [8 empty] | 470.62 | 470.62 | 410.82 | 410.82 | 881.44 | 382.2 | 12.15 | 394.35 |  | 1 | 927.09
Supply, install and connect Control Panel 'CP-CW' c/w all necessary circuit breakers, electrical accessories, controls, control cabling and all other necessary items required for a complete system as per schematic and specifications
|  |  |  | 0 | Discrepancy | [32 empty] | Discrepancy
|  |  | Electrical | 758.31 | 758.31 |  |  |  |  | mu_A | SUBI | [26 empty] | 803.96
1 | No |  | Control Panel 1 | Install only | CP-CW | CPAN_259 | 570 | (__) | [5 empty] | 2 | 2005-04-01 |  | 0 | 2 | 1.8 | NoMat? | [16 empty] | 1 | CP-CW
1 | No |  | Erection Material |  |  | EMAT_063 | 501 | (__) |  | 01-002 |  |  |  | 1 |  | 10 | 10 |  | 0 | [17 empty] | 1
2No. Float switches as per schematic
40 | m |  | Conduit Galv. 20mm RATE |  |  | COGV_011 | 690 | BAR | 20mm |  |  |  |  | 1 | 1994-12-01 | 3.03 | 121.2 | 0.2 | 7.2 | [17 empty] | 40
40 | m |  | Indoor Screened 3c Cable 1.0mm |  |  | CASP_018 | 617 | LAPP | 110CY |  |  |  |  | 2 |  | 0.775 | 31 | 0.05 | 1.8 | [17 empty] | 40
2 | No |  | Enclosure Polyester IP65 |  | Joint box | CPAN_214 | 570 | (__) | [5 empty] | 2 | 2004-10-28 | 10 | 20 | 0.25 | 0.45 | [17 empty] | 2 | Joint box
2 | No |  | Float Switch General |  |  | CPAN_222 | 570 | (__) | [5 empty] | 2 | 2004-11-21 | 50 | 100 | 0.5 | 0.9 | [17 empty] | 2
[17 empty] | 0 |  | 0
d> | 0 | [8 empty] | mu_A | SUBI | [5 empty] | 282.2 |  | 12.15 | [8 empty] | 347.49 | [8 empty] | d>
|  |  | Controls ECA | 123.13 | 123.13 |  |  |  |  | mu_D | SUBI | [26 empty] | 123.13
1 | No |  | Control Panel 1 | Supply only | CP-CW (contingency - Not quoted by Raymond Muscat) | CPAN_259 | 570 | (__) | [5 empty] | 2 | 2005-04-01 | 100 | 100 |  | 0 | NoMat? | [16 empty] | 1 | CP-CW (contingency - Not quoted by Raymond Muscat)
1 | No |  | Control Panel 1 | Labour | Technician | CPAN_259 | 570 | (__) | [5 empty] | 2 | 2005-04-01 |  | 0 | 0 | 0 | NoMat? | [16 empty] | 1 | Technician
[17 empty] | 0 |  | 0
d> | 0 | [8 empty] | mu_D | SUBI | [5 empty] | 100 |  | 0 | [8 empty] | 123.13 | [8 empty] | d>
[6 empty] | ICOST |  |  |  |  | ITEM | [5 empty] | 382.2 |  | 12.15
|  |  |  | Sell Rate | Sell Total |  |  |  |  | IB | [17 empty] | U_M_Sell | T_M_Sell | U_L_Sell | T_L_Sell | Total_Sell | T_M_Cost | T_L_Phr | Mat/Lab=1 |  |  | Sell Total
1 | No |  | Item: 4.029a | 877.93 | 877.93 | ISELL |  |  |  | mu_H | ITEM | [7 empty] | mu: 1.18 | [8 empty] | 832.73 | 832.73 | 45.2 | 45.2 | 877.93 | 705.68 | 1.4 | 707.08 |  | 1 | 921.34
|  |  | 40A Automatic Transfer Switch as per specs | [6 empty] | n
1 | No |  | 63A Automatic Transfer Switch as per specs |  | ESS | SWLV_201 | 510 | FED |  | 11 |  |  |  | 2 | 1997-09-23 | 700.52 | 700.52 | 1.5 | 1.35 | [17 empty] | 1 | ESS
4 | No |  | Screw Wood S6 |  |  | CONS_035 | 875 | (__) |  | 02-008 |  |  |  | 1 | 1994-12-01 | 0.02 | 0.08 |  | 0 | [17 empty] | 4
4 | No |  | Rawl Plug S6 |  |  | CONS_030 | 875 | (__) |  | 02-009 |  |  |  | 1 | 1994-12-01 | 0.02 | 0.08 |  | 0 | [17 empty] | 4
1 | No |  | Label Small |  |  | CONS_021 | 875 | (__) |  | 05-002 |  |  |  | 3 | 1995-05-01 | 5 | 5 | 0.05 | 0.045 | [17 empty] | 1
[17 empty] | 0 |  | 0
d> | 0 |  |  |  |  | ICOST |  |  |  | mu_H | ITEM | [5 empty] | 705.68 |  | 1.395 | [17 empty] | d>
|  |  |  | Sell Rate | Sell Total |  |  |  |  | IB | [17 empty] | U_M_Sell | T_M_Sell | U_L_Sell | T_L_Sell | Total_Sell | T_M_Cost | T_L_Phr | Mat/Lab=1 |  |  | Sell Total
1 | No |  | Item: 4.03000000000001 | 877.93 | 877.93 | ISELL |  |  |  | mu_H | ITEM | [7 empty] | mu: 1.18 | [8 empty] | 832.73 | 832.73 | 45.2 | 45.2 | 877.93 | 705.68 | 1.4 | 707.08 |  | 1 | 921.34
|  |  | 63A Automatic Transfer Switch as per specs | [6 empty] | n
1 | No |  | 63A Automatic Transfer Switch as per specs |  | ESS | SWLV_201 | 510 | FED |  | 11 |  |  |  | 2 | 1997-09-23 | 700.52 | 700.52 | 1.5 | 1.35 | [17 empty] | 1 | ESS
4 | No |  | Screw Wood S6 |  |  | CONS_035 | 875 | (__) |  | 02-008 |  |  |  | 1 | 1994-12-01 | 0.02 | 0.08 |  | 0 | [17 empty] | 4
4 | No |  | Rawl Plug S6 |  |  | CONS_030 | 875 | (__) |  | 02-009 |  |  |  | 1 | 1994-12-01 | 0.02 | 0.08 |  | 0 | [17 empty] | 4
1 | No |  | Label Small |  |  | CONS_021 | 875 | (__) |  | 05-002 |  |  |  | 3 | 1995-05-01 | 5 | 5 | 0.05 | 0.045 | [17 empty] | 1
[17 empty] | 0 |  | 0
d> | 0 |  |  |  |  | ICOST |  |  |  | mu_H | ITEM | [5 empty] | 705.68 |  | 1.395 | [17 empty] | d>
|  |  |  | Sell Rate | Sell Total |  |  |  |  | IB | [17 empty] | U_M_Sell | T_M_Sell | U_L_Sell | T_L_Sell | Total_Sell | T_M_Cost | T_L_Phr | Mat/Lab=1 |  |  | Sell Total
2 | No |  | Item: 4.03100000000001 | 2289.72 | 4579.44 | ISELL |  |  |  | mu_H | ITEM | [7 empty] | mu: 1.18 | [8 empty] | 2222.65 | 4445.3 | 67.07 | 134.14 | 4579.44 | 3767.08 | 4.14 | 7542.44 |  | 2 | 4794.1
|  |  | 125A Automatic Transfer Switch as per specs | [6 empty] | n
2 | No |  | 125A Automatic Transfer Switch as per specs |  | ESS | SWLV_204 | 510 | FED |  | 11 |  |  |  | 2 | 1997-09-23 | 1876.22 | 3752.44 | 2.25 | 4.05 | [17 empty] | 2 | ESS
8 | No |  | Rawl Bolt 10mm |  |  | CONS_025 | 875 | (__) |  | 03-002 |  |  |  | 1 | 1994-12-01 | 0.58 | 4.64 |  | 0 | [17 empty] | 8
2 | No |  | Label Small |  |  | CONS_021 | 875 | (__) |  | 05-002 |  |  |  | 3 | 1995-05-01 | 5 | 10 | 0.05 | 0.09 | [17 empty] | 2
[17 empty] | 0 |  | 0
d> | 0 |  |  |  |  | ICOST |  |  |  | mu_H | ITEM | [5 empty] | 3767.08 |  | 4.14 | [17 empty] | d>
|  |  |  | Sell Rate | Sell Total |  |  |  |  | IB | [17 empty] | U_M_Sell | T_M_Sell | U_L_Sell | T_L_Sell | Total_Sell | T_M_Cost | T_L_Phr | Mat/Lab=1 |  |  | Sell Total
1 | No |  | Item: 4.03200000000001 | 2434.67 | 2434.67 | ISELL |  |  |  | mu_H | ITEM | [7 empty] | mu: 1.18 | [8 empty] | 2360.3 | 2360.3 | 74.37 | 74.37 | 2434.67 | 2000.19 | 2.3 | 2002.49 |  | 1 | 2549.14
|  |  | 200A Automatic Transfer Switch as per specs | [6 empty] | n
1 | No |  | 200A Automatic Transfer Switch as per specs |  | ESS | SWLV_205 | 510 | FED |  | 11 |  |  |  | 2 | 1997-09-23 | 1992.87 | 1992.87 | 2.5 | 2.25 | [17 empty] | 1 | ESS
4 | No |  | Rawl Bolt 10mm |  |  | CONS_025 | 875 | (__) |  | 03-002 |  |  |  | 1 | 1994-12-01 | 0.58 | 2.32 |  | 0 | [17 empty] | 4
1 | No |  | Label Small |  |  | CONS_021 | 875 | (__) |  | 05-002 |  |  |  | 3 | 1995-05-01 | 5 | 5 | 0.05 | 0.045 | [17 empty] | 1
[17 empty] | 0 |  | 0
d> | 0 |  |  |  |  | ICOST |  |  |  | mu_H | ITEM | [5 empty] | 2000.19 |  | 2.295 | [17 empty] | d>
|  |  |  | Sell Rate | Sell Total |  |  |  |  | IB | [17 empty] | U_M_Sell | T_M_Sell | U_L_Sell | T_L_Sell | Total_Sell | T_M_Cost | T_L_Phr | Mat/Lab=1 |  |  | Sell Total
1 | No |  | Item: 4.03300000000001 | 0 | 0 | ISELL |  |  |  | mu_H | ITEM |  |  |  |  | Omitted by consultant |  |  | 0.00 | [8 empty] | 0 | 0 | 0 | 0 | 0 | 0 | 0 | 0 |  | 1 | 4003.29
|  |  | 500A Automatic Transfer Switch as per specs | [6 empty] | n
0 | No |  | 500A Automatic Transfer Switch as per specs |  | ESS | SWLV_207 | 510 | FED |  | 11 |  |  |  | 2 | 1997-09-23 | 3075.02 | 0 | 6 | 0 | [17 empty] | 1 | ESS
0 | No |  | Erection Material |  |  | EMAT_063 | 501 | (__) |  | 01-002 |  |  |  | 1 |  | 5 | 0 |  | 0 | [17 empty] | 1
0 | No |  | Label Small |  |  | CONS_021 | 875 | (__) |  | 05-002 |  |  |  | 3 | 1995-05-01 | 5 | 0 | 0.05 | 0 | [17 empty] | 1
[17 empty] | 0 |  | 0
d> | 0 |  |  |  |  | ICOST |  |  |  | mu_H | ITEM | [5 empty] | 0 |  | 0 | [17 empty] | d>
|  |  |  | Sell Rate | Sell Total |  |  |  |  | IB | [17 empty] | U_M_Sell | T_M_Sell | U_L_Sell | T_L_Sell | Total_Sell | T_M_Cost | T_L_Phr | Mat/Lab=1 |  |  | Sell Total
5 | No |  | Item: 4.03400000000001 | 3197.74 | 15988.7 | ISELL |  |  |  |  | ITEM | [7 empty] | mu :1.23 | [8 empty] | 2892.97 | 14464.85 | 304.77 | 1523.85 | 15988.7 | 11807.3 | 45.07 | 59261.85 |  | 9 | 27193.95
|  |  | Supply, install and connect 22kW EV Chargers as per specs | [6 empty] | n
|  |  |  | -0.02 | Discrepancy | [32 empty] | Discrepancy
|  |  | Electrical | 15174.85 | 15174.85 |  |  |  |  | mu_A | SUBI | [26 empty] | 25837.53
10 | m |  | Power Cable 5c 6.0 mm2 XLPE SWA-PVC |  | Cleveland | CAMC_070 | 616 | BATT | 6.0mm2 |  |  |  |  | 2 | 2011-08-12 | 5.2704 | 52.704 | 0.08 | 0.72 | [17 empty] | 18 | Cleveland
10 | No |  | Gland Indoor 20 BWL 4*4/6mm2 |  |  | CAAC_040 | 620 | CMP | [5 empty] | 2 | 1997-01-01 | 4.71 | 47.1 | 0.35 | 3.15 | [17 empty] | 18
10 | m |  | Cable Marker 8 digit c/w Carrier Strip |  |  | CAAC_091 | 620 | (__) | [5 empty] | 2 | 2004-06-10 | 1.5 | 15 | 0.08 | 0.72 | [17 empty] | 18
50 | No |  | Cable Lug 6.0 mm2 |  |  | CAAC_007 | 620 | CTT | [5 empty] | 2 | 1994-12-01 | 0.07 | 3.5 | 0.03 | 1.35 | [17 empty] | 90
Communication
Power supply to EV charge controller and installation complete with CTs and MFM
|  | h | [E25_0062_Quintano_Foods_Elec_ELV_As_Awarded.xlsx]Elec_Rates!$D$112 |  |  | RATE_AAA
1 | 1 | 1 | 009# Power points rate (Galvanised conduit) |  | Local Rate | RTLO_002 | [9 empty] | 64.07 | 64.07 | 3.02 | 3.02 | [17 empty] | 1 | Local Rate
1 | No |  | MC Fuse Conn.Unit 13A Neon | ESS | SC-CL052 | WACC_022 | 705 | CONT | 3367 |  |  |  |  | 3 | 1995-01-01 | 7.6 | 7.6 | 0.17 | 0.153 | [17 empty] | 1 | SC-CL052
1 | No |  | Labour only (FIX 3) |  | Installation of Controller/MFM anc CTs | LABO_007 | 900 | MISC | [5 empty] | 3 |  |  | 0 | 8 | 7.2 | NoMat? | [16 empty] | 1 | Installation of Controller/MFM anc CTs
1 | No |  | Erection Material |  |  | EMAT_063 | 501 | (__) |  | 01-002 |  |  |  | 1 |  | 100 | 100 |  | 0 | [17 empty] | 1
Data point at each EV charger and controller
|  | h | [E25_0062_Quintano_Foods_Elec_ELV_As_Awarded.xlsx]Elec_Rates!$D$1005 |  |  | RATE_AAA
6 | 1 | 6 | 089# Galvanised Conduit point for Data at level 0 |  | Local Rate | RTLO_001 | [9 empty] | 38 | 228 | 2.25 | 13.5 | [17 empty] | 10 | Local Rate
12 | No |  | Data Patch Leads CAT6 FTP 1m |  |  | DATA_037 | 821 | (__) | [5 empty] | 3 | 2005-12-21 | 15 | 180 | 0.1 | 1.08 | [17 empty] | 12
Installation of chargers
5 | No |  | 22kW EV Chargers |  | ESS | SWLV_207 | 510 | FED |  | 11 |  |  |  | 2 | 1997-09-23 | 1882.6544 | 9413.2722 | 2 | 9 | [17 empty] | 9 | ESS
5 | No |  | Erection Material |  |  | EMAT_063 | 501 | (__) |  | 01-002 |  |  |  | 1 |  | 20 | 100 |  | 0 | [17 empty] | 9
5 | No |  | Label Small |  |  | CONS_021 | 875 | (__) |  | 05-002 |  |  |  | 3 | 1995-05-01 | 5 | 25 | 0.05 | 0.225 | [17 empty] | 9
Under/over voltage relay on DB-EV mains
1 | No |  | OVR | To control DB incoming MCCB | See quotation from Dione Cassar ESS | SWLV_395 | 510 | (__) |  | 11 |  |  |  | 2 | 2007-04-05 | 500 | 500 | 4 | 3.6 | [17 empty] | 1 | See quotation from Dione Cassar ESS
Data Switch / 24volt power supply and OVR
1 | No |  | Data Switch 8 port |  |  | DATA_042 | 821 | (__) | [5 empty] | 3 | 2006-11-09 | 200 | 200 | 1 | 0.9 | [17 empty] | 1
1 | No |  | Erection Material |  |  | EMAT_063 | 501 | (__) |  | 01-002 |  |  |  | 1 |  | 50 | 50 |  | 0 | [17 empty] | 1
1 | No |  | Control Panel 1 |  | 24volt power supply | CPAN_259 | 570 | (__) | [5 empty] | 2 | 2005-04-01 | 100 | 100 | 0.5 | 0.45 | [17 empty] | 1 | 24volt power supply
0 | No |  | Control Panel 1 |  | OVR | CPAN_259 | 570 | (__) | [5 empty] | 2 | 2005-04-01 | 1000 | 0 | 2 | 0 | [17 empty] | 0 | OVR
[17 empty] | 0 |  | 0
d> | 0 | [8 empty] | mu_A | SUBI | [5 empty] | 11086.2462 |  | 45.068 | [8 empty] | 13650.98 | [8 empty] | d>
|  |  | ELV Installation (NAS Ltd) | 813.87 | 813.85 |  |  |  |  | mu_B | SUBI | [26 empty] | 1356.42
6 | LS |  | SUBCONTRACTING WORKS | Data point wiring | NAS Ltd. | SUBC_001 | 960 | MISC | [5 empty] | 4 | 2004-10-14 | 94.05 | 564.3 |  | 0 | [17 empty] | 10 | NAS Ltd.
6 | LS |  | SUBCONTRACTING WORKS | Termination | NAS Ltd. | SUBC_001 | 960 | MISC | [5 empty] | 4 | 2004-10-14 | 8.55 | 51.3 |  | 0 | [17 empty] | 10 | NAS Ltd.
6 | LS |  | SUBCONTRACTING WORKS | Testing | NAS Ltd. | SUBC_001 | 960 | MISC | [5 empty] | 4 | 2004-10-14 | 2.85 | 17.1 |  | 0 | [17 empty] | 10 | NAS Ltd.
6 | LS |  | SUBCONTRACTING WORKS | Wall Plates | NAS Ltd. | SUBC_001 | 960 | MISC | [5 empty] | 4 | 2004-10-14 | 14.725 | 88.35 |  | 0 | [17 empty] | 10 | NAS Ltd.
[17 empty] | 0 |  | 0
d> | 0 | [8 empty] | mu_B | SUBI | [5 empty] | 721.05 |  | 0 | [8 empty] | 813.87 | [8 empty] | d>
[6 empty] | ICOST |  |  |  |  | ITEM | [5 empty] | 11807.2962 |  | 45.068
TB
t
Supply, install and connect the following supply cables on cable tray, including all cleats, glands, terminal lugs etc., for a complete system
TB
t
From Enemalta energy meter to:
|  |  |  | Sell Rate | Sell Total |  |  |  |  | IB | [17 empty] | U_M_Sell | T_M_Sell | U_L_Sell | T_L_Sell | Total_Sell | T_M_Cost | T_L_Phr | Mat/Lab=1 |  |  | Sell Total
25 | m |  | Item: 4.03500000000001 | 1473.3 | 36832.5 | ISELL |  |  |  | mu_I | ITEM | [7 empty] | mu: 1.18 | [8 empty] | 1389.05 | 34726.25 | 84.25 | 2106.25 | 36832.5 | 29428 | 65 | 737325 |  | 25 | 39088
|  |  | Main Panel 'MP-Main' - (4 x 5 x 300mm2 F120 Fire Resistant Cable (BS7846) - XLPE/SWA/LSZH) | [6 empty] | n
|  | h | [E25_0062_Quintano_Foods_Elec_ELV_As_Awarded.xlsx]Elec_Rates!$D$237 |  |  | RATE_AAA
25 | 1 | 25 | 023# 5 x 300mm2 F120 Fire Resistant Cable (BS7846) - XLPE/SWA/LSZH |  | Local Rate | RTLO_001 | [9 empty] | 294.28 | 7357 | 0.65 | 16.25 | [17 empty] | 25 | Local Rate
|  | h | [E25_0062_Quintano_Foods_Elec_ELV_As_Awarded.xlsx]Elec_Rates!$D$237 |  |  | RATE_AAA
25 | 1 | 25 | 023# 5 x 300mm2 F120 Fire Resistant Cable (BS7846) - XLPE/SWA/LSZH |  | Local Rate | RTLO_001 | [9 empty] | 294.28 | 7357 | 0.65 | 16.25 | [17 empty] | 25 | Local Rate
|  | h | [E25_0062_Quintano_Foods_Elec_ELV_As_Awarded.xlsx]Elec_Rates!$D$237 |  |  | RATE_AAA
25 | 1 | 25 | 023# 5 x 300mm2 F120 Fire Resistant Cable (BS7846) - XLPE/SWA/LSZH |  | Local Rate | RTLO_001 | [9 empty] | 294.28 | 7357 | 0.65 | 16.25 | [17 empty] | 25 | Local Rate
|  | h | [E25_0062_Quintano_Foods_Elec_ELV_As_Awarded.xlsx]Elec_Rates!$D$237 |  |  | RATE_AAA
25 | 1 | 25 | 023# 5 x 300mm2 F120 Fire Resistant Cable (BS7846) - XLPE/SWA/LSZH |  | Local Rate | RTLO_001 | [9 empty] | 294.28 | 7357 | 0.65 | 16.25 | [17 empty] | 25 | Local Rate
[17 empty] | 0 |  | 0
d> | 0 |  |  |  |  | ICOST |  |  |  | mu_I | ITEM | [5 empty] | 29428 |  | 65 | [17 empty] | d>
TB
t
From Generator 01 to:
|  |  |  | Sell Rate | Sell Total |  |  |  |  | IB | [17 empty] | U_M_Sell | T_M_Sell | U_L_Sell | T_L_Sell | Total_Sell | T_M_Cost | T_L_Phr | Mat/Lab=1 |  |  | Sell Total
15 | m |  | Item: 4.03600000000001 | 0 | 0 | ISELL |  |  |  | mu_I | ITEM |  |  |  |  | Omitted by consultant |  |  | 0.00 | [8 empty] | 0 | 0 | 0 | 0 | 0 | 0 | 0 | 0 |  | 15 | 8884.2
Synchronizing Bus Bar and Main Genset Panel 'MP-GEN' - (2 x 5 x 240mm2 F120 Fire Resistant Cable (BS7846) - XLPE/SWA/LSZH)
|  | h | [E25_0062_Quintano_Foods_Elec_ELV_As_Awarded.xlsx]Elec_Rates!$D$249 |  |  | RATE_AAA
0 | 1 | 0 | 024# 5 x 240mm2 F120 Fire Resistant Cable (BS7846) - XLPE/SWA/LSZH |  | Local Rate | RTLO_002 | [9 empty] | 209.82 | 0 | 0.43 | 0 | [17 empty] | 15 | Local Rate
|  | h | [E25_0062_Quintano_Foods_Elec_ELV_As_Awarded.xlsx]Elec_Rates!$D$249 |  |  | RATE_AAA
0 | 1 | 0 | 024# 5 x 240mm2 F120 Fire Resistant Cable (BS7846) - XLPE/SWA/LSZH |  | Local Rate | RTLO_002 | [9 empty] | 209.82 | 0 | 0.43 | 0 | [17 empty] | 15 | Local Rate
[17 empty] | 0 |  | 0
d> | 0 |  |  |  |  | ICOST |  |  |  | mu_I | ITEM | [5 empty] | 0 |  | 0 | [17 empty] | d>
|  |  |  | Sell Rate | Sell Total |  |  |  |  | IB | [17 empty] | U_M_Sell | T_M_Sell | U_L_Sell | T_L_Sell | Total_Sell | T_M_Cost | T_L_Phr | Mat/Lab=1 |  |  | Sell Total
15 | m |  | Item: 4.036a | 523.06 | 7845.9 | ISELL |  |  |  | mu_I | ITEM | [7 empty] | mu: 1.18 | [8 empty] | 495.19 | 7427.85 | 27.87 | 418.05 | 7845.9 | 6294.6 | 12.9 | 94612.5 |  | 15 | 8884.2
Synchronizing Bus Bar and Main Genset Panel 'MP-GEN' - (2 x 5 x 240mm2 F120 Fire Resistant Cable (BS7846) - XLPE/SWA/LSZH)
|  | h | [E25_0062_Quintano_Foods_Elec_ELV_As_Awarded.xlsx]Elec_Rates!$D$249 |  |  | RATE_AAA
15 | 1 | 15 | 024# 5 x 240mm2 F120 Fire Resistant Cable (BS7846) - XLPE/SWA/LSZH |  | Local Rate | RTLO_002 | [9 empty] | 209.82 | 3147.3 | 0.43 | 6.45 | [17 empty] | 15 | Local Rate
|  | h | [E25_0062_Quintano_Foods_Elec_ELV_As_Awarded.xlsx]Elec_Rates!$D$249 |  |  | RATE_AAA
15 | 1 | 15 | 024# 5 x 240mm2 F120 Fire Resistant Cable (BS7846) - XLPE/SWA/LSZH |  | Local Rate | RTLO_002 | [9 empty] | 209.82 | 3147.3 | 0.43 | 6.45 | [17 empty] | 15 | Local Rate
[17 empty] | 0 |  | 0
d> | 0 |  |  |  |  | ICOST |  |  |  | mu_I | ITEM | [5 empty] | 6294.6 |  | 12.9 | [17 empty] | d>
TB
t
From Generator 02 to:
|  |  |  | Sell Rate | Sell Total |  |  |  |  | IB | [17 empty] | U_M_Sell | T_M_Sell | U_L_Sell | T_L_Sell | Total_Sell | T_M_Cost | T_L_Phr | Mat/Lab=1 |  |  | Sell Total
15 | m |  | Item: 4.03700000000001 | 0 | 0 | ISELL |  |  |  | mu_I | ITEM |  |  |  |  | Omitted by consultant |  |  | 0.00 | [8 empty] | 0 | 0 | 0 | 0 | 0 | 0 | 0 | 0 |  | 15 | 8884.2
Synchronizing Bus Bar and Main Genset Panel 'MP-GEN' - (2 x 5 x 240mm2 F120 Fire Resistant Cable (BS7846) - XLPE/SWA/LSZH)
|  | h | [E25_0062_Quintano_Foods_Elec_ELV_As_Awarded.xlsx]Elec_Rates!$D$249 |  |  | RATE_AAA
0 | 1 | 0 | 024# 5 x 240mm2 F120 Fire Resistant Cable (BS7846) - XLPE/SWA/LSZH |  | Local Rate | RTLO_002 | [9 empty] | 209.82 | 0 | 0.43 | 0 | [17 empty] | 15 | Local Rate
|  | h | [E25_0062_Quintano_Foods_Elec_ELV_As_Awarded.xlsx]Elec_Rates!$D$249 |  |  | RATE_AAA
0 | 1 | 0 | 024# 5 x 240mm2 F120 Fire Resistant Cable (BS7846) - XLPE/SWA/LSZH |  | Local Rate | RTLO_002 | [9 empty] | 209.82 | 0 | 0.43 | 0 | [17 empty] | 15 | Local Rate
[17 empty] | 0 |  | 0
d> | 0 |  |  |  |  | ICOST |  |  |  | mu_I | ITEM | [5 empty] | 0 |  | 0 | [17 empty] | d>
TB
t
From Main Genset Panel 'MP-GEN' to:
|  |  |  | Sell Rate | Sell Total |  |  |  |  | IB | [17 empty] | U_M_Sell | T_M_Sell | U_L_Sell | T_L_Sell | Total_Sell | T_M_Cost | T_L_Phr | Mat/Lab=1 |  |  | Sell Total
155 | m |  | Item: 4.03800000000001 | 0 | 0 | ISELL |  |  |  | mu_I | ITEM |  |  |  |  | Omitted by consultant |  |  | 0.00 | [8 empty] | 0 | 0 | 0 | 0 | 0 | 0 | 0 | 0 |  | 155 | 91803.4
Main Fire Panel 'MP-FIRE' - (2 x 5 x 240mm2 F120 Fire Resistant Cable (BS7846) - XLPE/SWA/LSZH)
|  | h | [E25_0062_Quintano_Foods_Elec_ELV_As_Awarded.xlsx]Elec_Rates!$D$249 |  |  | RATE_AAA
0 | 1 | 0 | 024# 5 x 240mm2 F120 Fire Resistant Cable (BS7846) - XLPE/SWA/LSZH |  | Local Rate | RTLO_002 | [9 empty] | 209.82 | 0 | 0.43 | 0 | [17 empty] | 155 | Local Rate
|  | h | [E25_0062_Quintano_Foods_Elec_ELV_As_Awarded.xlsx]Elec_Rates!$D$249 |  |  | RATE_AAA
0 | 1 | 0 | 024# 5 x 240mm2 F120 Fire Resistant Cable (BS7846) - XLPE/SWA/LSZH |  | Local Rate | RTLO_002 | [9 empty] | 209.82 | 0 | 0.43 | 0 | [17 empty] | 155 | Local Rate
[17 empty] | 0 |  | 0
d> | 0 |  |  |  |  | ICOST |  |  |  | mu_I | ITEM | [5 empty] | 0 |  | 0 | [17 empty] | d>
|  |  |  | Sell Rate | Sell Total |  |  |  |  | IB | [17 empty] | U_M_Sell | T_M_Sell | U_L_Sell | T_L_Sell | Total_Sell | T_M_Cost | T_L_Phr | Mat/Lab=1 |  |  | Sell Total
55 | m |  | Item: 4.038a | 246.96 | 13582.8 | ISELL |  |  |  | mu_I | ITEM | [7 empty] | mu: 1.18 | [8 empty] | 233.35 | 12834.25 | 13.61 | 748.55 | 13582.8 | 10876.25 | 23.1 | 599464.25 |  | 155 | 91803.4
Main Fire Panel 'MP-FIRE' - (5 x 185mm2 F120 Fire Resistant Cable (BS7846) - XLPE/SWA/LSZH)
|  | h | [E25_0062_Quintano_Foods_Elec_ELV_As_Awarded.xlsx]Elec_Rates!$D$1057 |  |  | RATE_AAA
55 | 1 | 55 | 024# 5 x 185mm2 F120 Fire Resistant Cable (BS7846) - XLPE/SWA/LSZH |  | Local Rate | RTLO_001 | [9 empty] | 197.75 | 10876.25 | 0.42 | 23.1
[17 empty] | 0 |  | 0
d> | 0 |  |  |  |  | ICOST |  |  |  | mu_I | ITEM | [5 empty] | 10876.25 |  | 23.1 | [17 empty] | d>
|  |  |  | Sell Rate | Sell Total |  |  |  |  | IB | [17 empty] | U_M_Sell | T_M_Sell | U_L_Sell | T_L_Sell | Total_Sell | T_M_Cost | T_L_Phr | Mat/Lab=1 |  |  | Sell Total
115 | m |  | Item: 4.03900000000001 | 0 | 0 | ISELL |  |  |  | mu_I | ITEM |  |  |  |  | Omitted by consultant |  |  | 0.00 | [8 empty] | 0 | 0 | 0 | 0 | 0 | 0 | 0 | 0 |  | 115 | 9048.2
Automatic Transfer Switch 'TS-VB1U' - (5 x 50mm2 F120 Fire Resistant Cable (BS7846) - XLPE/SWA/LSZH)
|  | h | [E25_0062_Quintano_Foods_Elec_ELV_As_Awarded.xlsx]Elec_Rates!$D$335 |  |  | RATE_AAA
0 | 1 | 0 | 032# 5 x 50mm2 F120 Fire Resistant Cable (BS7846) - XLPE/SWA/LSZH |  | Local Rate | RTLO_002 | [9 empty] | 59.5 | 0 | 0.15 | 0 | [17 empty] | 115 | Local Rate
[17 empty] | 0 |  | 0
d> | 0 |  |  |  |  | ICOST |  |  |  | mu_I | ITEM | [5 empty] | 0 |  | 0 | [17 empty] | d>
|  |  |  | Sell Rate | Sell Total |  |  |  |  | IB | [17 empty] | U_M_Sell | T_M_Sell | U_L_Sell | T_L_Sell | Total_Sell | T_M_Cost | T_L_Phr | Mat/Lab=1 |  |  | Sell Total
90 | m |  | Item: 4.039a | 55.61 | 5004.9 | ISELL |  |  |  | mu_A | ITEM | [7 empty] | mu: 1.23 | [8 empty] | 47.49 | 4274.1 | 8.12 | 730.8 | 5004.9 | 3471.3 | 21.6 | 314361 |  | 115 | 9048.2
Automatic Transfer Switch 'TS-VB1U' - (5 x 35mm2 F120 Fire Resistant Cable (BS7846) - XLPE/SWA/LSZH)
|  | h | [E25_0062_Quintano_Foods_Elec_ELV_As_Awarded.xlsx]Elec_Rates!$D$345 |  |  | RATE_AAA
90 | 1 | 90 | 033# 5 x 35mm2 F120 Fire Resistant Cable (BS7846) - XLPE/SWA/LSZH |  | Local Rate | RTLO_002 | [9 empty] | 38.57 | 3471.3 | 0.24 | 21.6
[17 empty] | 0 |  | 0
d> | 0 |  |  |  |  | ICOST |  |  |  | mu_A | ITEM | [5 empty] | 3471.3 |  | 21.6 | [17 empty] | d>
|  |  |  | Sell Rate | Sell Total |  |  |  |  | IB | [17 empty] | U_M_Sell | T_M_Sell | U_L_Sell | T_L_Sell | Total_Sell | T_M_Cost | T_L_Phr | Mat/Lab=1 |  |  | Sell Total
15 | m |  | Item: 4.039b | 35.24 | 528.6 | ISELL |  |  |  | mu_A | ITEM | [7 empty] | mu: 1.23 | [8 empty] | 31.52 | 472.8 | 3.72 | 55.8 | 528.6 | 384 | 1.65 | 5784.75 |  | 115 | 9048.2
Automatic Transfer Switch 'TS-VGEN' - (5 x 16mm2 F120 Fire Resistant Cable (BS7846) - XLPE/SWA/LSZH)
|  | h | [E25_0062_Quintano_Foods_Elec_ELV_As_Awarded.xlsx]Elec_Rates!$D$385 |  |  | RATE_AAA
15 | 1 | 15 | 037# 5 x 16mm2 F120 Fire Resistant Cable (BS7846) - XLPE/SWA/LSZH |  | Local Rate | RTLO_001 | [9 empty] | 25.6 | 384 | 0.11 | 1.65
[17 empty] | 0 |  | 0
d> | 0 |  |  |  |  | ICOST |  |  |  | mu_A | ITEM | [5 empty] | 384 |  | 1.65 | [17 empty] | d>
|  |  |  | Sell Rate | Sell Total |  |  |  |  | IB | [17 empty] | U_M_Sell | T_M_Sell | U_L_Sell | T_L_Sell | Total_Sell | T_M_Cost | T_L_Phr | Mat/Lab=1 |  |  | Sell Total
110 | m |  | Item: 4.04000000000001 | 0 | 0 | ISELL |  |  |  | mu_I | ITEM |  |  |  |  | Omitted by consultant |  |  | 0.00 | [8 empty] | 0 | 0 | 0 | 0 | 0 | 0 | 0 | 0 |  | 110 | 130301.6
|  |  | Main Panel 'MP-Main' - (4 x 5 x 240mm2 F120 Fire Resistant Cable (BS7846) - XLPE/SWA/LSZH) | [6 empty] | n
|  | h | [E25_0062_Quintano_Foods_Elec_ELV_As_Awarded.xlsx]Elec_Rates!$D$249 |  |  | RATE_AAA
0 | 1 | 0 | 024# 5 x 240mm2 F120 Fire Resistant Cable (BS7846) - XLPE/SWA/LSZH |  | Local Rate | RTLO_002 | [9 empty] | 209.82 | 0 | 0.43 | 0 | [17 empty] | 110 | Local Rate
|  | h | [E25_0062_Quintano_Foods_Elec_ELV_As_Awarded.xlsx]Elec_Rates!$D$249 |  |  | RATE_AAA
0 | 1 | 0 | 024# 5 x 240mm2 F120 Fire Resistant Cable (BS7846) - XLPE/SWA/LSZH |  | Local Rate | RTLO_002 | [9 empty] | 209.82 | 0 | 0.43 | 0 | [17 empty] | 110 | Local Rate
|  | h | [E25_0062_Quintano_Foods_Elec_ELV_As_Awarded.xlsx]Elec_Rates!$D$249 |  |  | RATE_AAA
0 | 1 | 0 | 024# 5 x 240mm2 F120 Fire Resistant Cable (BS7846) - XLPE/SWA/LSZH |  | Local Rate | RTLO_002 | [9 empty] | 209.82 | 0 | 0.43 | 0 | [17 empty] | 110 | Local Rate
|  | h | [E25_0062_Quintano_Foods_Elec_ELV_As_Awarded.xlsx]Elec_Rates!$D$249 |  |  | RATE_AAA
0 | 1 | 0 | 024# 5 x 240mm2 F120 Fire Resistant Cable (BS7846) - XLPE/SWA/LSZH |  | Local Rate | RTLO_002 | [9 empty] | 209.82 | 0 | 0.43 | 0 | [17 empty] | 110 | Local Rate
[17 empty] | 0 |  | 0
d> | 0 |  |  |  |  | ICOST |  |  |  | mu_I | ITEM | [5 empty] | 0 |  | 0 | [17 empty] | d>
|  |  |  | Sell Rate | Sell Total |  |  |  |  | IB | [17 empty] | U_M_Sell | T_M_Sell | U_L_Sell | T_L_Sell | Total_Sell | T_M_Cost | T_L_Phr | Mat/Lab=1 |  |  | Sell Total
90 | m |  | Item: 4.040a | 784.59 | 70613.1 | ISELL |  |  |  | mu_I | ITEM | [7 empty] | mu: 1.18 | [8 empty] | 742.79 | 66851.1 | 41.8 | 3762 | 70613.1 | 56651.4 | 116.1 | 5109075 |  | 110 | 130301.6
|  |  | Main Panel 'MP-Main' - (3 x 5 x 240mm2 F120 Fire Resistant Cable (BS7846) - XLPE/SWA/LSZH) | [6 empty] | n
|  | h | [E25_0062_Quintano_Foods_Elec_ELV_As_Awarded.xlsx]Elec_Rates!$D$249 |  |  | RATE_AAA
90 | 1 | 90 | 024# 5 x 240mm2 F120 Fire Resistant Cable (BS7846) - XLPE/SWA/LSZH |  | Local Rate | RTLO_002 | [9 empty] | 209.82 | 18883.8 | 0.43 | 38.7 | [17 empty] | 110 | Local Rate
|  | h | [E25_0062_Quintano_Foods_Elec_ELV_As_Awarded.xlsx]Elec_Rates!$D$249 |  |  | RATE_AAA
90 | 1 | 90 | 024# 5 x 240mm2 F120 Fire Resistant Cable (BS7846) - XLPE/SWA/LSZH |  | Local Rate | RTLO_002 | [9 empty] | 209.82 | 18883.8 | 0.43 | 38.7 | [17 empty] | 110 | Local Rate
|  | h | [E25_0062_Quintano_Foods_Elec_ELV_As_Awarded.xlsx]Elec_Rates!$D$249 |  |  | RATE_AAA
90 | 1 | 90 | 024# 5 x 240mm2 F120 Fire Resistant Cable (BS7846) - XLPE/SWA/LSZH |  | Local Rate | RTLO_002 | [9 empty] | 209.82 | 18883.8 | 0.43 | 38.7 | [17 empty] | 110 | Local Rate
[17 empty] | 0 |  | 0
d> | 0 |  |  |  |  | ICOST |  |  |  | mu_I | ITEM | [5 empty] | 56651.4 |  | 116.1 | [17 empty] | d>
TB
t
From Main Fire Panel 'MP-FIRE' to:
|  |  |  | Sell Rate | Sell Total |  |  |  |  | IB | [17 empty] | U_M_Sell | T_M_Sell | U_L_Sell | T_L_Sell | Total_Sell | T_M_Cost | T_L_Phr | Mat/Lab=1 |  |  | Sell Total
25 | m |  | Item: 4.04100000000001 | 0 | 0 | ISELL |  |  |  | mu_I | ITEM |  |  |  |  | Omitted by consultant |  |  | 0.00 | [8 empty] | 0 | 0 | 0 | 0 | 0 | 0 | 0 | 0 |  | 25 | 7016.5
Automatic Transfer Switch for Sprinkler Pump Set 'TS-SP01' - (2 x 5 x 120mm2 F120 Fire Resistant Cable (BS7846) - XLPE/SWA/LSZH)
|  | h | [E25_0062_Quintano_Foods_Elec_ELV_As_Awarded.xlsx]Elec_Rates!$D$281 |  |  | RATE_AAA
0 | 1 | 0 | 027# 5 x 120mm2 F120 Fire Resistant Cable (BS7846) - XLPE/SWA/LSZH |  | Local Rate | RTLO_002 | [9 empty] | 104.63 | 0 | 0.31 | 0 | [17 empty] | 25 | Local Rate
|  | h | [E25_0062_Quintano_Foods_Elec_ELV_As_Awarded.xlsx]Elec_Rates!$D$281 |  |  | RATE_AAA
0 | 1 | 0 | 027# 5 x 120mm2 F120 Fire Resistant Cable (BS7846) - XLPE/SWA/LSZH |  | Local Rate | RTLO_002 | [9 empty] | 104.63 | 0 | 0.31 | 0 | [17 empty] | 25 | Local Rate
[17 empty] | 0 |  | 0
d> | 0 |  |  |  |  | ICOST |  |  |  | mu_I | ITEM | [5 empty] | 0 |  | 0 | [17 empty] | d>
|  |  |  | Sell Rate | Sell Total |  |  |  |  | IB | [17 empty] | U_M_Sell | T_M_Sell | U_L_Sell | T_L_Sell | Total_Sell | T_M_Cost | T_L_Phr | Mat/Lab=1 |  |  | Sell Total
20 | m |  | Item: 4.04200000000001 | 107.91 | 2158.2 | ISELL |  |  |  | mu_I | ITEM | [7 empty] | mu: 1.18 | [8 empty] | 99.16 | 1983.2 | 8.75 | 175 | 2158.2 | 1680.6 | 5.4 | 33720 |  | 20 | 2272.2
Automatic Transfer Switch for Fire Fighting Pump Set 'TS-FP01' - (5 x 95mm2 F120 Fire Resistant Cable (BS7846) - XLPE/SWA/LSZH)
|  | h | [E25_0062_Quintano_Foods_Elec_ELV_As_Awarded.xlsx]Elec_Rates!$D$303 |  |  | RATE_AAA
20 | 1 | 20 | 029# 5 x 95mm2 F120 Fire Resistant Cable (BS7846) - XLPE/SWA/LSZH |  | Local Rate | RTLO_002 | [9 empty] | 84.03 | 1680.6 | 0.27 | 5.4 | [17 empty] | 20 | Local Rate
[17 empty] | 0 |  | 0
d> | 0 |  |  |  |  | ICOST |  |  |  | mu_I | ITEM | [5 empty] | 1680.6 |  | 5.4 | [17 empty] | d>
|  |  |  | Sell Rate | Sell Total |  |  |  |  | IB | [17 empty] | U_M_Sell | T_M_Sell | U_L_Sell | T_L_Sell | Total_Sell | T_M_Cost | T_L_Phr | Mat/Lab=1 |  |  | Sell Total
20 | m |  | Item: 4.04300000000001 | 35.24 | 704.8 | ISELL |  |  |  | mu_A | ITEM | [7 empty] | mu: 1.23 | [8 empty] | 31.52 | 630.4 | 3.72 | 74.4 | 704.8 | 512 | 2.2 | 10284 |  | 20 | 711.6
Automatic Transfer Switch for Fire Appliance Pump Set 'TS-HP01' - (5 x 16mm2 F120 Fire Resistant Cable (BS7846) - XLPE/SWA/LSZH)
|  | h | [E25_0062_Quintano_Foods_Elec_ELV_As_Awarded.xlsx]Elec_Rates!$D$385 |  |  | RATE_AAA
20 | 1 | 20 | 037# 5 x 16mm2 F120 Fire Resistant Cable (BS7846) - XLPE/SWA/LSZH |  | Local Rate | RTLO_002 | [9 empty] | 25.6 | 512 | 0.11 | 2.2 | [17 empty] | 20 | Local Rate
[17 empty] | 0 |  | 0
d> | 0 |  |  |  |  | ICOST |  |  |  | mu_A | ITEM | [5 empty] | 512 |  | 2.2 | [17 empty] | d>
|  |  |  | Sell Rate | Sell Total |  |  |  |  | IB | [17 empty] | U_M_Sell | T_M_Sell | U_L_Sell | T_L_Sell | Total_Sell | T_M_Cost | T_L_Phr | Mat/Lab=1 |  |  | Sell Total
20 | m |  | Item: 4.04400000000001 | 55.61 | 1112.2 | ISELL |  |  |  | mu_A | ITEM | [7 empty] | mu: 1.23 | [8 empty] | 47.49 | 949.8 | 8.12 | 162.4 | 1112.2 | 771.4 | 4.8 | 15524 |  | 20 | 1125.6
Automatic Transfer Switch for Carpark Ventilation 'TS-VB1L' - (5 x 35mm2 F120 Fire Resistant Cable (BS7846) - XLPE/SWA/LSZH)
|  | h | [E25_0062_Quintano_Foods_Elec_ELV_As_Awarded.xlsx]Elec_Rates!$D$345 |  |  | RATE_AAA
20 | 1 | 20 | 033# 5 x 35mm2 F120 Fire Resistant Cable (BS7846) - XLPE/SWA/LSZH |  | Local Rate | RTLO_002 | [9 empty] | 38.57 | 771.4 | 0.24 | 4.8 | [17 empty] | 20 | Local Rate
[17 empty] | 0 |  | 0
d> | 0 |  |  |  |  | ICOST |  |  |  | mu_A | ITEM | [5 empty] | 771.4 |  | 4.8 | [17 empty] | d>
SB | [36 empty] | SB
| -6046.5179 |  | PAGE: 10 |  | 168539.54 | [5 empty] | PAGE | [5 empty] | 132270.5902 |  | 346.481 | [18 empty] | 344155.08
| Discy: |  |  |  | PAGE SELL | [11 empty] | PAGE MAT |  | PAGE LAB | [18 empty] | PAGE SELL
TB
t
Supply, install and connect the following supply cables on cable tray, including all cleats, glands, terminal lugs etc., for a complete system
TB
t
From Main Panel 'MP-Main' to:
|  |  |  | Sell Rate | Sell Total |  |  |  |  | IB | [17 empty] | U_M_Sell | T_M_Sell | U_L_Sell | T_L_Sell | Total_Sell | T_M_Cost | T_L_Phr | Mat/Lab=1 |  |  | Sell Total
15 | m |  | Item: 4.04500000000002 | 108.02 | 1620.3 | ISELL |  |  |  | mu_I | ITEM | [7 empty] | mu: 1.18 | [8 empty] | 96.35 | 1445.25 | 11.67 | 175.05 | 1620.3 | 1224.75 | 5.4 | 18452.25 |  | 15 | 1710.9
|  |  | Distribution Board 'DB-EV' (5 x 120mm2 XLPE/SWA/LSZH) | [6 empty] | n
|  | h | [E25_0062_Quintano_Foods_Elec_ELV_As_Awarded.xlsx]Elec_Rates!$D$293 |  |  | RATE_AAA
15 | 1 | 15 | 028# 5 x 120mm2 XLPE/SWA/LSZH |  | Local Rate | RTLO_002 | [9 empty] | 81.65 | 1224.75 | 0.36 | 5.4 | [17 empty] | 15 | Local Rate
[17 empty] | 0 |  | 0
d> | 0 |  |  |  |  | ICOST |  |  |  | mu_I | ITEM | [5 empty] | 1224.75 |  | 5.4 | [17 empty] | d>
|  |  |  | Sell Rate | Sell Total |  |  |  |  | IB | [17 empty] | U_M_Sell | T_M_Sell | U_L_Sell | T_L_Sell | Total_Sell | T_M_Cost | T_L_Phr | Mat/Lab=1 |  |  | Sell Total
20 | m |  | Item: 4.04600000000002 | 39.06 | 781.2 | ISELL |  |  |  | mu_A | ITEM | [7 empty] | mu: 1.23 | [8 empty] | 35.34 | 706.8 | 3.72 | 74.4 | 781.2 | 574 | 2.2 | 11524 |  | 20 | 794.8
|  |  | Distribution Board 'DB-B1U' (5 x 25mm2 F120 Fire Resistant Cable (BS7846) - XLPE/SWA/LSZH) | [6 empty] | n
|  | h | [E25_0062_Quintano_Foods_Elec_ELV_As_Awarded.xlsx]Elec_Rates!$D$365 |  |  | RATE_AAA
20 | 1 | 20 | 035# 5 x 25mm2 F120 Fire Resistant Cable (BS7846) - XLPE/SWA/LSZH |  | Local Rate | RTLO_002 | [9 empty] | 28.7 | 574 | 0.11 | 2.2 | [17 empty] | 20 | Local Rate
[17 empty] | 0 |  | 0
d> | 0 |  |  |  |  | ICOST |  |  |  | mu_A | ITEM | [5 empty] | 574 |  | 2.2 | [17 empty] | d>
|  |  |  | Sell Rate | Sell Total |  |  |  |  | IB | [17 empty] | U_M_Sell | T_M_Sell | U_L_Sell | T_L_Sell | Total_Sell | T_M_Cost | T_L_Phr | Mat/Lab=1 |  |  | Sell Total
25 | m |  | Item: 4.04700000000002 | 34.36 | 859 | ISELL |  |  |  | mu_A | ITEM | [7 empty] | mu: 1.23 | [8 empty] | 28.95 | 723.75 | 5.41 | 135.25 | 859 | 587.75 | 4 | 14793.75 |  | 25 | 876
|  |  | Distribution Board 'DB-LA2' (5 x 35mm2 XLPE/SWA/LSZH) | [6 empty] | n
|  | h | [E25_0062_Quintano_Foods_Elec_ELV_As_Awarded.xlsx]Elec_Rates!$D$355 |  |  | RATE_AAA
25 | 1 | 25 | 034# 5 x 35mm2 XLPE/SWA/LSZH |  | Local Rate | RTLO_002 | [9 empty] | 23.51 | 587.75 | 0.16 | 4 | [17 empty] | 25 | Local Rate
[17 empty] | 0 |  | 0
d> | 0 |  |  |  |  | ICOST |  |  |  | mu_A | ITEM | [5 empty] | 587.75 |  | 4 | [17 empty] | d>
|  |  |  | Sell Rate | Sell Total |  |  |  |  | IB | [17 empty] | U_M_Sell | T_M_Sell | U_L_Sell | T_L_Sell | Total_Sell | T_M_Cost | T_L_Phr | Mat/Lab=1 |  |  | Sell Total
155 | m |  | Item: 4.04800000000002 | 93.48 | 14489.4 | ISELL |  |  |  | mu_I | ITEM | [7 empty] | mu: 1.18 | [8 empty] | 88.29 | 13684.95 | 5.19 | 804.45 | 14489.4 | 11597.1 | 24.8 | 1801394.5 |  | 155 | 15224.1
|  |  | Distribution Board 'DB-B1L' (5 x 70mm2 F120 Fire Resistant Cable (BS7846) - XLPE/SWA/LSZH) | [6 empty] | n
|  | h | [E25_0062_Quintano_Foods_Elec_ELV_As_Awarded.xlsx]Elec_Rates!$D$325 |  |  | RATE_AAA
155 | 1 | 155 | 031# 5 x 70mm2 F120 Fire Resistant Cable (BS7846) - XLPE/SWA/LSZH |  | Local Rate | RTLO_002 | [9 empty] | 74.82 | 11597.1 | 0.16 | 24.8 | [17 empty] | 155 | Local Rate
[17 empty] | 0 |  | 0
d> | 0 |  |  |  |  | ICOST |  |  |  | mu_I | ITEM | [5 empty] | 11597.1 |  | 24.8 | [17 empty] | d>
|  |  |  | Sell Rate | Sell Total |  |  |  |  | IB | [17 empty] | U_M_Sell | T_M_Sell | U_L_Sell | T_L_Sell | Total_Sell | T_M_Cost | T_L_Phr | Mat/Lab=1 |  |  | Sell Total
120 | m |  | Item: 4.04900000000002 | 34.36 | 4123.2 | ISELL |  |  |  | mu_A | ITEM | [7 empty] | mu: 1.23 | [8 empty] | 28.95 | 3474 | 5.41 | 649.2 | 4123.2 | 2821.2 | 19.2 | 340848 |  | 120 | 4204.8
|  |  | Distribution Board 'DB-B1P' (5 x 35mm2 XLPE/SWA/LSZH) | [6 empty] | n
|  | h | [E25_0062_Quintano_Foods_Elec_ELV_As_Awarded.xlsx]Elec_Rates!$D$355 |  |  | RATE_AAA
120 | 1 | 120 | 034# 5 x 35mm2 XLPE/SWA/LSZH |  | Local Rate | RTLO_002 | [9 empty] | 23.51 | 2821.2 | 0.16 | 19.2 | [17 empty] | 120 | Local Rate
[17 empty] | 0 |  | 0
d> | 0 |  |  |  |  | ICOST |  |  |  | mu_A | ITEM | [5 empty] | 2821.2 |  | 19.2 | [17 empty] | d>
|  |  |  | Sell Rate | Sell Total |  |  |  |  | IB | [17 empty] | U_M_Sell | T_M_Sell | U_L_Sell | T_L_Sell | Total_Sell | T_M_Cost | T_L_Phr | Mat/Lab=1 |  |  | Sell Total
155 | m |  | Item: 4.05000000000002 | 119 | 18445 | ISELL |  |  |  | mu_I | ITEM | [7 empty] | mu: 1.18 | [8 empty] | 112.2 | 17391 | 6.8 | 1054 | 18445 | 14737.4 | 32.55 | 2289342.25 |  | 155 | 19404.45
|  |  | Distribution Board 'DB-TC' (5 x 150mm2 XLPE/SWA/LSZH) | [6 empty] | n
|  | h | [E25_0062_Quintano_Foods_Elec_ELV_As_Awarded.xlsx]Elec_Rates!$D$271 |  |  | RATE_AAA
155 | 1 | 155 | 026# 5 x 150mm2 XLPE/SWA/LSZH |  | Local Rate | RTLO_002 | [9 empty] | 95.08 | 14737.4 | 0.21 | 32.55 | [17 empty] | 155 | Local Rate
[17 empty] | 0 |  | 0
d> | 0 |  |  |  |  | ICOST |  |  |  | mu_I | ITEM | [5 empty] | 14737.4 |  | 32.55 | [17 empty] | d>
|  |  |  | Sell Rate | Sell Total |  |  |  |  | IB | [17 empty] | U_M_Sell | T_M_Sell | U_L_Sell | T_L_Sell | Total_Sell | T_M_Cost | T_L_Phr | Mat/Lab=1 |  |  | Sell Total
55 | m |  | Item: 4.05100000000002 | 35.24 | 1938.2 | ISELL |  |  |  | mu_A | ITEM | [7 empty] | mu: 1.23 | [8 empty] | 31.52 | 1733.6 | 3.72 | 204.6 | 1938.2 | 1408 | 6.05 | 77772.75 |  | 55 | 1956.9
|  |  | Distribution Board 'DB-OL0' (5 x 16mm2 F120 Fire Resistant Cable (BS7846) - XLPE/SWA/LSZH) | [6 empty] | n
|  | h | [E25_0062_Quintano_Foods_Elec_ELV_As_Awarded.xlsx]Elec_Rates!$D$385 |  |  | RATE_AAA
55 | 1 | 55 | 037# 5 x 16mm2 F120 Fire Resistant Cable (BS7846) - XLPE/SWA/LSZH |  | Local Rate | RTLO_002 | [9 empty] | 25.6 | 1408 | 0.11 | 6.05 | [17 empty] | 55 | Local Rate
[17 empty] | 0 |  | 0
d> | 0 |  |  |  |  | ICOST |  |  |  | mu_A | ITEM | [5 empty] | 1408 |  | 6.05 | [17 empty] | d>
|  |  |  | Sell Rate | Sell Total |  |  |  |  | IB | [17 empty] | U_M_Sell | T_M_Sell | U_L_Sell | T_L_Sell | Total_Sell | T_M_Cost | T_L_Phr | Mat/Lab=1 |  |  | Sell Total
130 | m |  | Item: 4.05200000000002 | 107.91 | 14028.3 | ISELL |  |  |  | mu_I | ITEM | [7 empty] | mu: 1.18 | [8 empty] | 99.16 | 12890.8 | 8.75 | 1137.5 | 14028.3 | 10923.9 | 35.1 | 1424670 |  | 130 | 14769.3
|  |  | Distribution Board 'DB-LA1' (5 x 95mm2 F120 Fire Resistant Cable (BS7846) - XLPE/SWA/LSZH) | [6 empty] | n
|  | h | [E25_0062_Quintano_Foods_Elec_ELV_As_Awarded.xlsx]Elec_Rates!$D$303 |  |  | RATE_AAA
130 | 1 | 130 | 029# 5 x 95mm2 F120 Fire Resistant Cable (BS7846) - XLPE/SWA/LSZH |  | Local Rate | RTLO_002 | [9 empty] | 84.03 | 10923.9 | 0.27 | 35.1 | [17 empty] | 130 | Local Rate
[17 empty] | 0 |  | 0
d> | 0 |  |  |  |  | ICOST |  |  |  | mu_I | ITEM | [5 empty] | 10923.9 |  | 35.1 | [17 empty] | d>
|  |  |  | Sell Rate | Sell Total |  |  |  |  | IB | [17 empty] | U_M_Sell | T_M_Sell | U_L_Sell | T_L_Sell | Total_Sell | T_M_Cost | T_L_Phr | Mat/Lab=1 |  |  | Sell Total
140 | m |  | Item: 4.05300000000002 | 148.19 | 20746.6 | ISELL |  |  |  | mu_I | ITEM | [7 empty] | mu: 1.18 | [8 empty] | 140.41 | 19657.4 | 7.78 | 1089.2 | 20746.6 | 16658.6 | 33.6 | 2336908 |  | 140 | 21791
|  |  | Distribution Board 'DB-FLC' (5 x 185mm2 XLPE/SWA/LSZH) | [6 empty] | n
|  | h | [E25_0062_Quintano_Foods_Elec_ELV_As_Awarded.xlsx]Elec_Rates!$D$261 |  |  | RATE_AAA
140 | 1 | 140 | 025# 5 x 185mm2 XLPE/SWA/LSZH |  | Local Rate | RTLO_002 | [9 empty] | 118.99 | 16658.6 | 0.24 | 33.6 | [17 empty] | 140 | Local Rate
[17 empty] | 0 |  | 0
d> | 0 |  |  |  |  | ICOST |  |  |  | mu_I | ITEM | [5 empty] | 16658.6 |  | 33.6 | [17 empty] | d>
|  |  |  | Sell Rate | Sell Total |  |  |  |  | IB | [17 empty] | U_M_Sell | T_M_Sell | U_L_Sell | T_L_Sell | Total_Sell | T_M_Cost | T_L_Phr | Mat/Lab=1 |  |  | Sell Total
140 | m |  | Item: 4.05400000000002 | 35.24 | 4933.6 | ISELL |  |  |  | mu_A | ITEM | [7 empty] | mu: 1.23 | [8 empty] | 31.52 | 4412.8 | 3.72 | 520.8 | 4933.6 | 3584 | 15.4 | 503916 |  | 140 | 4981.2
|  |  | Distribution Board 'DB-FLA' (5 x 16mm2 F120 Fire Resistant Cable (BS7846) - XLPE/SWA/LSZH) | [6 empty] | n
|  | h | [E25_0062_Quintano_Foods_Elec_ELV_As_Awarded.xlsx]Elec_Rates!$D$385 |  |  | RATE_AAA
140 | 1 | 140 | 037# 5 x 16mm2 F120 Fire Resistant Cable (BS7846) - XLPE/SWA/LSZH |  | Local Rate | RTLO_002 | [9 empty] | 25.6 | 3584 | 0.11 | 15.4 | [17 empty] | 140 | Local Rate
[17 empty] | 0 |  | 0
d> | 0 |  |  |  |  | ICOST |  |  |  | mu_A | ITEM | [5 empty] | 3584 |  | 15.4 | [17 empty] | d>
|  |  |  | Sell Rate | Sell Total |  |  |  |  | IB | [17 empty] | U_M_Sell | T_M_Sell | U_L_Sell | T_L_Sell | Total_Sell | T_M_Cost | T_L_Phr | Mat/Lab=1 |  |  | Sell Total
125 | m |  | Item: 4.05500000000002 | 75.07 | 9383.75 | ISELL |  |  |  | mu_I | ITEM | [7 empty] | mu: 1.18 | [8 empty] | 70.21 | 8776.25 | 4.86 | 607.5 | 9383.75 | 7437.5 | 18.75 | 932031.25 |  | 125 | 9835
|  |  | Distribution Board 'DB-WH' (5 x 50mm2 F120 Fire Resistant Cable (BS7846) - XLPE/SWA/LSZH) | [6 empty] | n
|  | h | [E25_0062_Quintano_Foods_Elec_ELV_As_Awarded.xlsx]Elec_Rates!$D$335 |  |  | RATE_AAA
125 | 1 | 125 | 032# 5 x 50mm2 F120 Fire Resistant Cable (BS7846) - XLPE/SWA/LSZH |  | Local Rate | RTLO_002 | [9 empty] | 59.5 | 7437.5 | 0.15 | 18.75 | [17 empty] | 125 | Local Rate
[17 empty] | 0 |  | 0
d> | 0 |  |  |  |  | ICOST |  |  |  | mu_I | ITEM | [5 empty] | 7437.5 |  | 18.75 | [17 empty] | d>
|  |  |  | Sell Rate | Sell Total |  |  |  |  | IB | [17 empty] | U_M_Sell | T_M_Sell | U_L_Sell | T_L_Sell | Total_Sell | T_M_Cost | T_L_Phr | Mat/Lab=1 |  |  | Sell Total
125 | m |  | Item: 4.05600000000002 | 75.07 | 9383.75 | ISELL |  |  |  | mu_I | ITEM | [7 empty] | mu: 1.18 | [8 empty] | 70.21 | 8776.25 | 4.86 | 607.5 | 9383.75 | 7437.5 | 18.75 | 932031.25 |  | 125 | 9835
|  |  | Distribution Board 'DB-CRP' (5 x 50mm2 F120 Fire Resistant Cable (BS7846) - XLPE/SWA/LSZH) | [6 empty] | n
|  | h | [E25_0062_Quintano_Foods_Elec_ELV_As_Awarded.xlsx]Elec_Rates!$D$335 |  |  | RATE_AAA
125 | 1 | 125 | 032# 5 x 50mm2 F120 Fire Resistant Cable (BS7846) - XLPE/SWA/LSZH |  | Local Rate | RTLO_002 | [9 empty] | 59.5 | 7437.5 | 0.15 | 18.75 | [17 empty] | 125 | Local Rate
[17 empty] | 0 |  | 0
d> | 0 |  |  |  |  | ICOST |  |  |  | mu_I | ITEM | [5 empty] | 7437.5 |  | 18.75 | [17 empty] | d>
|  |  |  | Sell Rate | Sell Total |  |  |  |  | IB | [17 empty] | U_M_Sell | T_M_Sell | U_L_Sell | T_L_Sell | Total_Sell | T_M_Cost | T_L_Phr | Mat/Lab=1 |  |  | Sell Total
105 | m |  | Item: 4.05700000000002 | 148.19 | 15559.95 | ISELL |  |  |  | mu_I | ITEM | [7 empty] | mu: 1.18 | [8 empty] | 140.41 | 14743.05 | 7.78 | 816.9 | 15559.95 | 12493.95 | 25.2 | 1314510.75 |  | 105 | 16343.25
|  |  | Distribution Board 'DB-PL1' (5 x 185mm2 XLPE/SWA/LSZH) | [6 empty] | n
|  | h | [E25_0062_Quintano_Foods_Elec_ELV_As_Awarded.xlsx]Elec_Rates!$D$261 |  |  | RATE_AAA
105 | 1 | 105 | 025# 5 x 185mm2 XLPE/SWA/LSZH |  | Local Rate | RTLO_002 | [9 empty] | 118.99 | 12493.95 | 0.24 | 25.2 | [17 empty] | 105 | Local Rate
[17 empty] | 0 |  | 0
d> | 0 |  |  |  |  | ICOST |  |  |  | mu_I | ITEM | [5 empty] | 12493.95 |  | 25.2 | [17 empty] | d>
|  |  |  | Sell Rate | Sell Total |  |  |  |  | IB | [17 empty] | U_M_Sell | T_M_Sell | U_L_Sell | T_L_Sell | Total_Sell | T_M_Cost | T_L_Phr | Mat/Lab=1 |  |  | Sell Total
85 | m |  | Item: 4.05800000000002 | 148.19 | 12596.15 | ISELL |  |  |  | mu_I | ITEM | [7 empty] | mu: 1.18 | [8 empty] | 140.41 | 11934.85 | 7.78 | 661.3 | 12596.15 | 10114.15 | 20.4 | 861436.75 |  | 85 | 13230.25
|  |  | Distribution Board 'DB-PL2' (5 x 185mm2 XLPE/SWA/LSZH) | [6 empty] | n
|  | h | [E25_0062_Quintano_Foods_Elec_ELV_As_Awarded.xlsx]Elec_Rates!$D$261 |  |  | RATE_AAA
85 | 1 | 85 | 025# 5 x 185mm2 XLPE/SWA/LSZH |  | Local Rate | RTLO_002 | [9 empty] | 118.99 | 10114.15 | 0.24 | 20.4 | [17 empty] | 85 | Local Rate
[17 empty] | 0 |  | 0
d> | 0 |  |  |  |  | ICOST |  |  |  | mu_I | ITEM | [5 empty] | 10114.15 |  | 20.4 | [17 empty] | d>
|  |  |  | Sell Rate | Sell Total |  |  |  |  | IB | [17 empty] | U_M_Sell | T_M_Sell | U_L_Sell | T_L_Sell | Total_Sell | T_M_Cost | T_L_Phr | Mat/Lab=1 |  |  | Sell Total
105 | m |  | Item: 4.05900000000002 | 34.36 | 3607.8 | ISELL |  |  |  | mu_A | ITEM | [7 empty] | mu: 1.23 | [8 empty] | 28.95 | 3039.75 | 5.41 | 568.05 | 3607.8 | 2468.55 | 16.8 | 260961.75 |  | 105 | 3679.2
|  |  | Distribution Board 'DB-EA' (5 x 35mm2 XLPE/SWA/LSZH) | [6 empty] | n
|  | h | [E25_0062_Quintano_Foods_Elec_ELV_As_Awarded.xlsx]Elec_Rates!$D$355 |  |  | RATE_AAA
105 | 1 | 105 | 034# 5 x 35mm2 XLPE/SWA/LSZH |  | Local Rate | RTLO_002 | [9 empty] | 23.51 | 2468.55 | 0.16 | 16.8 | [17 empty] | 105 | Local Rate
[17 empty] | 0 |  | 0
d> | 0 |  |  |  |  | ICOST |  |  |  | mu_A | ITEM | [5 empty] | 2468.55 |  | 16.8 | [17 empty] | d>
|  |  |  | Sell Rate | Sell Total |  |  |  |  | IB | [17 empty] | U_M_Sell | T_M_Sell | U_L_Sell | T_L_Sell | Total_Sell | T_M_Cost | T_L_Phr | Mat/Lab=1 |  |  | Sell Total
150 | m |  | Item: 4.06000000000002 | 39.06 | 5859 | ISELL |  |  |  | mu_A | ITEM | [7 empty] | mu: 1.23 | [8 empty] | 35.34 | 5301 | 3.72 | 558 | 5859 | 4305 | 16.5 | 648225 |  | 150 | 5961
|  |  | Distribution Board 'DB-AB' (5 x 25mm2 F120 Fire Resistant Cable (BS7846) - XLPE/SWA/LSZH) | [6 empty] | n
|  | h | [E25_0062_Quintano_Foods_Elec_ELV_As_Awarded.xlsx]Elec_Rates!$D$365 |  |  | RATE_AAA
150 | 1 | 150 | 035# 5 x 25mm2 F120 Fire Resistant Cable (BS7846) - XLPE/SWA/LSZH |  | Local Rate | RTLO_002 | [9 empty] | 28.7 | 4305 | 0.11 | 16.5 | [17 empty] | 150 | Local Rate
[17 empty] | 0 |  | 0
d> | 0 |  |  |  |  | ICOST |  |  |  | mu_A | ITEM | [5 empty] | 4305 |  | 16.5 | [17 empty] | d>
|  |  |  | Sell Rate | Sell Total |  |  |  |  | IB | [17 empty] | U_M_Sell | T_M_Sell | U_L_Sell | T_L_Sell | Total_Sell | T_M_Cost | T_L_Phr | Mat/Lab=1 |  |  | Sell Total
60 | m |  | Item: 4.06100000000002 | 18.22 | 1093.2 | ISELL |  |  |  | mu_A | ITEM | [7 empty] | mu: 1.23 | [8 empty] | 14.84 | 890.4 | 3.38 | 202.8 | 1093.2 | 723 | 6 | 43740 |  | 60 | 1113.6
|  |  | Distribution Board 'DB-OL1' (5 x 16mm2 XLPE/SWA/LSZH) | [6 empty] | n
|  | h | [E25_0062_Quintano_Foods_Elec_ELV_As_Awarded.xlsx]Elec_Rates!$D$395 |  |  | RATE_AAA
60 | 1 | 60 | 038# 5 x 16mm2 XLPE/SWA/LSZH |  | Local Rate | RTLO_002 | [9 empty] | 12.05 | 723 | 0.1 | 6 | [17 empty] | 60 | Local Rate
[17 empty] | 0 |  | 0
d> | 0 |  |  |  |  | ICOST |  |  |  | mu_A | ITEM | [5 empty] | 723 |  | 6 | [17 empty] | d>
|  |  |  | Sell Rate | Sell Total |  |  |  |  | IB | [17 empty] | U_M_Sell | T_M_Sell | U_L_Sell | T_L_Sell | Total_Sell | T_M_Cost | T_L_Phr | Mat/Lab=1 |  |  | Sell Total
60 | m |  | Item: 4.06200000000002 | 35.24 | 2114.4 | ISELL |  |  |  | mu_A | ITEM | [7 empty] | mu :1.23 | [8 empty] | 31.52 | 1891.2 | 3.72 | 223.2 | 2114.4 | 1536 | 6.6 | 92556 |  | 60 | 2134.8
|  |  | Distribution Board 'DB-OL2' (5 x 16mm2 F120 Fire Resistant Cable (BS7846) - XLPE/SWA/LSZH) | [6 empty] | n
|  | h | [E25_0062_Quintano_Foods_Elec_ELV_As_Awarded.xlsx]Elec_Rates!$D$385 |  |  | RATE_AAA
60 | 1 | 60 | 037# 5 x 16mm2 F120 Fire Resistant Cable (BS7846) - XLPE/SWA/LSZH |  | Local Rate | RTLO_002 | [9 empty] | 25.6 | 1536 | 0.11 | 6.6 | [17 empty] | 60 | Local Rate
[17 empty] | 0 |  | 0
d> | 0 |  |  |  |  | ICOST |  |  |  | mu_A | ITEM | [5 empty] | 1536 |  | 6.6 | [17 empty] | d>
|  |  |  | Sell Rate | Sell Total |  |  |  |  | IB | [17 empty] | U_M_Sell | T_M_Sell | U_L_Sell | T_L_Sell | Total_Sell | T_M_Cost | T_L_Phr | Mat/Lab=1 |  |  | Sell Total
85 | m |  | Item: 4.06300000000002 | 159.77 | 13580.45 | ISELL |  |  |  | mu_I | ITEM | [7 empty] | mu: 1.18 | [8 empty] | 147.46 | 12534.1 | 12.31 | 1046.35 | 13580.45 | 10621.6 | 32.3 | 905581.5 |  | 85 | 14285.95
|  |  | Distribution Board 'DB-PL3' (2 x 5 x 95mm2 XLPE/SWA/LSZH) | [6 empty] | n
|  | h | [E25_0062_Quintano_Foods_Elec_ELV_As_Awarded.xlsx]Elec_Rates!$D$315 |  |  | RATE_AAA
85 | 1 | 85 | 030# 5 x 95mm2 XLPE/SWA/LSZH |  | Local Rate | RTLO_002 | [9 empty] | 62.48 | 5310.8 | 0.19 | 16.15 | [17 empty] | 85 | Local Rate
|  | h | [E25_0062_Quintano_Foods_Elec_ELV_As_Awarded.xlsx]Elec_Rates!$D$315 |  |  | RATE_AAA
85 | 1 | 85 | 030# 5 x 95mm2 XLPE/SWA/LSZH |  | Local Rate | RTLO_002 | [9 empty] | 62.48 | 5310.8 | 0.19 | 16.15 | [17 empty] | 85 | Local Rate
[17 empty] | 0 |  | 0
d> | 0 |  |  |  |  | ICOST |  |  |  | mu_I | ITEM | [5 empty] | 10621.6 |  | 32.3 | [17 empty] | d>
|  |  |  | Sell Rate | Sell Total |  |  |  |  | IB | [17 empty] | U_M_Sell | T_M_Sell | U_L_Sell | T_L_Sell | Total_Sell | T_M_Cost | T_L_Phr | Mat/Lab=1 |  |  | Sell Total
120 | m |  | Item: 4.06400000000002 | 18.22 | 2186.4 | ISELL |  |  |  | mu_A | ITEM | [7 empty] | mu :1.23 | [8 empty] | 14.84 | 1780.8 | 3.38 | 405.6 | 2186.4 | 1446 | 12 | 174960 |  | 120 | 2227.2
|  |  | Distribution Board 'DB-OL3' (5 x 16mm2 XLPE/SWA/LSZH) | [6 empty] | n
|  | h | [E25_0062_Quintano_Foods_Elec_ELV_As_Awarded.xlsx]Elec_Rates!$D$395 |  |  | RATE_AAA
120 | 1 | 120 | 038# 5 x 16mm2 XLPE/SWA/LSZH |  | Local Rate | RTLO_002 | [9 empty] | 12.05 | 1446 | 0.1 | 12 | [17 empty] | 120 | Local Rate
[17 empty] | 0 |  | 0
d> | 0 |  |  |  |  | ICOST |  |  |  | mu_A | ITEM | [5 empty] | 1446 |  | 12 | [17 empty] | d>
|  |  |  | Sell Rate | Sell Total |  |  |  |  | IB | [17 empty] | U_M_Sell | T_M_Sell | U_L_Sell | T_L_Sell | Total_Sell | T_M_Cost | T_L_Phr | Mat/Lab=1 |  |  | Sell Total
120 | m |  | Item: 4.06500000000002 | 79.89 | 9586.8 | ISELL |  |  |  | mu_I | ITEM | [7 empty] | mu: 1.18 | [8 empty] | 73.73 | 8847.6 | 6.16 | 739.2 | 9586.8 | 7497.6 | 22.8 | 902448 |  | 120 | 10084.8
|  |  | Distribution Board 'DB-OL4' (5 x 95mm2 XLPE/SWA/LSZH) | [6 empty] | n
|  | h | [E25_0062_Quintano_Foods_Elec_ELV_As_Awarded.xlsx]Elec_Rates!$D$315 |  |  | RATE_AAA
120 | 1 | 120 | 030# 5 x 95mm2 XLPE/SWA/LSZH |  | Local Rate | RTLO_002 | [9 empty] | 62.48 | 7497.6 | 0.19 | 22.8 | [17 empty] | 120 | Local Rate
[17 empty] | 0 |  | 0
d> | 0 |  |  |  |  | ICOST |  |  |  | mu_I | ITEM | [5 empty] | 7497.6 |  | 22.8 | [17 empty] | d>
|  |  |  | Sell Rate | Sell Total |  |  |  |  | IB | [17 empty] | U_M_Sell | T_M_Sell | U_L_Sell | T_L_Sell | Total_Sell | T_M_Cost | T_L_Phr | Mat/Lab=1 |  |  | Sell Total
85 | m |  | Item: 4.06600000000002 | 14.65 | 1245.25 | ISELL |  |  |  | mu_A | ITEM | [7 empty] | mu :1.23 | [8 empty] | 10.59 | 900.15 | 4.06 | 345.1 | 1245.25 | 731 | 10.2 | 63002 |  | 85 | 1274.15
|  |  | Offices Lift (5 x 10mm2 XLPE/SWA/LSZH) | [6 empty] | n
|  | h | [E25_0062_Quintano_Foods_Elec_ELV_As_Awarded.xlsx]Elec_Rates!$D$417 |  |  | RATE_AAA
85 | 1 | 85 | 040# 5 x 10mm2 XLPE/SWA/LSZH |  | Local Rate | RTLO_002 | [9 empty] | 8.6 | 731 | 0.12 | 10.2 | [17 empty] | 85 | Local Rate
[17 empty] | 0 |  | 0
d> | 0 |  |  |  |  | ICOST |  |  |  | mu_A | ITEM | [5 empty] | 731 |  | 10.2 | [17 empty] | d>
|  |  |  | Sell Rate | Sell Total |  |  |  |  | IB | [17 empty] | U_M_Sell | T_M_Sell | U_L_Sell | T_L_Sell | Total_Sell | T_M_Cost | T_L_Phr | Mat/Lab=1 |  |  | Sell Total
125 | m |  | Item: 4.06700000000002 | 39.06 | 4882.5 | ISELL |  |  |  | mu_A | ITEM | [7 empty] | mu :1.23 | [8 empty] | 35.34 | 4417.5 | 3.72 | 465 | 4882.5 | 3587.5 | 13.75 | 450156.25 |  | 125 | 4967.5
Automatic Transfer Switch for Fire Appliance Pump Set 'TS-HP01' - (5 x 25mm2 F120 Fire Resistant Cable (BS7846) - XLPE/SWA/LSZH)
|  | h | [E25_0062_Quintano_Foods_Elec_ELV_As_Awarded.xlsx]Elec_Rates!$D$365 |  |  | RATE_AAA
125 | 1 | 125 | 035# 5 x 25mm2 F120 Fire Resistant Cable (BS7846) - XLPE/SWA/LSZH |  | Local Rate | RTLO_002 | [9 empty] | 28.7 | 3587.5 | 0.11 | 13.75 | [17 empty] | 125 | Local Rate
[17 empty] | 0 |  | 0
d> | 0 |  |  |  |  | ICOST |  |  |  | mu_A | ITEM | [5 empty] | 3587.5 |  | 13.75 | [17 empty] | d>
|  |  |  | Sell Rate | Sell Total |  |  |  |  | IB | [17 empty] | U_M_Sell | T_M_Sell | U_L_Sell | T_L_Sell | Total_Sell | T_M_Cost | T_L_Phr | Mat/Lab=1 |  |  | Sell Total
140 | m |  | Item: 4.06800000000002 | 0 | 0 | ISELL |  |  |  | mu_I | ITEM |  |  |  |  | Omitted by consultant |  |  | 0.00 | [8 empty] | 0 | 0 | 0 | 0 | 0 | 0 | 0 | 0 |  | 140 | 39292.4
Automatic Transfer Switch for Sprinkler Pump Set 'TS-SP01' - (2 x 5 x 120mm2 F120 Fire Resistant Cable (BS7846) - XLPE/SWA/LSZH)
|  | h | [E25_0062_Quintano_Foods_Elec_ELV_As_Awarded.xlsx]Elec_Rates!$D$281 |  |  | RATE_AAA
0 | 1 | 0 | 027# 5 x 120mm2 F120 Fire Resistant Cable (BS7846) - XLPE/SWA/LSZH |  | Local Rate | RTLO_002 | [9 empty] | 104.63 | 0 | 0.31 | 0 | [17 empty] | 140 | Local Rate
|  | h | [E25_0062_Quintano_Foods_Elec_ELV_As_Awarded.xlsx]Elec_Rates!$D$281 |  |  | RATE_AAA
0 | 1 | 0 | 027# 5 x 120mm2 F120 Fire Resistant Cable (BS7846) - XLPE/SWA/LSZH |  | Local Rate | RTLO_002 | [9 empty] | 104.63 | 0 | 0.31 | 0 | [17 empty] | 140 | Local Rate
[17 empty] | 0 |  | 0
d> | 0 |  |  |  |  | ICOST |  |  |  | mu_I | ITEM | [5 empty] | 0 |  | 0 | [17 empty] | d>
|  |  |  | Sell Rate | Sell Total |  |  |  |  | IB | [17 empty] | U_M_Sell | T_M_Sell | U_L_Sell | T_L_Sell | Total_Sell | T_M_Cost | T_L_Phr | Mat/Lab=1 |  |  | Sell Total
150 | m |  | Item: 4.06800000000002 | 267.03 | 40054.5 | ISELL |  |  |  | mu_I | ITEM | [7 empty] | mu: 1.18 | [8 empty] | 246.93 | 37039.5 | 20.1 | 3015 | 40054.5 | 31389 | 93 | 4722300 |  | 140 | 39292.4
Sprinkler Pump Set 'SP01' - (2 x 5 x 120mm2 F120 Fire Resistant Cable (BS7846) - XLPE/SWA/LSZH)
|  | h | [E25_0062_Quintano_Foods_Elec_ELV_As_Awarded.xlsx]Elec_Rates!$D$281 |  |  | RATE_AAA
150 | 1 | 150 | 027# 5 x 120mm2 F120 Fire Resistant Cable (BS7846) - XLPE/SWA/LSZH |  | Local Rate | RTLO_002 | [9 empty] | 104.63 | 15694.5 | 0.31 | 46.5 | [17 empty] | 140 | Local Rate
|  | h | [E25_0062_Quintano_Foods_Elec_ELV_As_Awarded.xlsx]Elec_Rates!$D$281 |  |  | RATE_AAA
150 | 1 | 150 | 027# 5 x 120mm2 F120 Fire Resistant Cable (BS7846) - XLPE/SWA/LSZH |  | Local Rate | RTLO_002 | [9 empty] | 104.63 | 15694.5 | 0.31 | 46.5 | [17 empty] | 140 | Local Rate
[17 empty] | 0 |  | 0
d> | 0 |  |  |  |  | ICOST |  |  |  | mu_I | ITEM | [5 empty] | 31389 |  | 93 | [17 empty] | d>
|  |  |  | Sell Rate | Sell Total |  |  |  |  | IB | [17 empty] | U_M_Sell | T_M_Sell | U_L_Sell | T_L_Sell | Total_Sell | T_M_Cost | T_L_Phr | Mat/Lab=1 |  |  | Sell Total
130 | m |  | Item: 4.06900000000002 | 107.91 | 14028.3 | ISELL |  |  |  | mu_I | ITEM | [7 empty] | mu: 1.18 | [8 empty] | 99.16 | 12890.8 | 8.75 | 1137.5 | 14028.3 | 10923.9 | 35.1 | 1424670 |  | 130 | 14769.3
Automatic Transfer Switch for Fire Fighting Pump Set 'TS-FP01' - (5 x 95mm2 F120 Fire Resistant Cable (BS7846) - XLPE/SWA/LSZH)
|  | h | [E25_0062_Quintano_Foods_Elec_ELV_As_Awarded.xlsx]Elec_Rates!$D$303 |  |  | RATE_AAA
130 | 1 | 130 | 029# 5 x 95mm2 F120 Fire Resistant Cable (BS7846) - XLPE/SWA/LSZH |  | Local Rate | RTLO_002 | [9 empty] | 84.03 | 10923.9 | 0.27 | 35.1 | [17 empty] | 130 | Local Rate
[17 empty] | 0 |  | 0
d> | 0 |  |  |  |  | ICOST |  |  |  | mu_I | ITEM | [5 empty] | 10923.9 |  | 35.1 | [17 empty] | d>
|  |  |  | Sell Rate | Sell Total |  |  |  |  | IB | [17 empty] | U_M_Sell | T_M_Sell | U_L_Sell | T_L_Sell | Total_Sell | T_M_Cost | T_L_Phr | Mat/Lab=1 |  |  | Sell Total
20 | m |  | Item: 4.07000000000002 | 55.61 | 1112.2 | ISELL |  |  |  | mu_A | ITEM | [7 empty] | mu :1.23 | [8 empty] | 47.49 | 949.8 | 8.12 | 162.4 | 1112.2 | 771.4 | 4.8 | 15524 |  | 20 | 1125.6
Automatic Transfer Switch 'TS-VB1U' - (5 x 35mm2 F120 Fire Resistant Cable (BS7846) - XLPE/SWA/LSZH)
|  | h | [E25_0062_Quintano_Foods_Elec_ELV_As_Awarded.xlsx]Elec_Rates!$D$345 |  |  | RATE_AAA
20 | 1 | 20 | 033# 5 x 35mm2 F120 Fire Resistant Cable (BS7846) - XLPE/SWA/LSZH |  | Local Rate | RTLO_002 | [9 empty] | 38.57 | 771.4 | 0.24 | 4.8 | [17 empty] | 20 | Local Rate
[17 empty] | 0 |  | 0
d> | 0 |  |  |  |  | ICOST |  |  |  | mu_A | ITEM | [5 empty] | 771.4 |  | 4.8 | [17 empty] | d>
|  |  |  | Sell Rate | Sell Total |  |  |  |  | IB | [17 empty] | U_M_Sell | T_M_Sell | U_L_Sell | T_L_Sell | Total_Sell | T_M_Cost | T_L_Phr | Mat/Lab=1 |  |  | Sell Total
115 | m |  | Item: 4.07100000000002 | 75.07 | 8633.05 | ISELL |  |  |  | mu_I | ITEM | [7 empty] | mu: 1.18 | [8 empty] | 70.21 | 8074.15 | 4.86 | 558.9 | 8633.05 | 6842.5 | 17.25 | 788871.25 |  | 115 | 9048.2
Automatic Transfer Switch for Carpark Ventilation 'TS-VB1L' - (5 x 50mm2 F120 Fire Resistant Cable (BS7846) - XLPE/SWA/LSZH)
|  | h | [E25_0062_Quintano_Foods_Elec_ELV_As_Awarded.xlsx]Elec_Rates!$D$335 |  |  | RATE_AAA
115 | 1 | 115 | 032# 5 x 50mm2 F120 Fire Resistant Cable (BS7846) - XLPE/SWA/LSZH |  | Local Rate | RTLO_002 | [9 empty] | 59.5 | 6842.5 | 0.15 | 17.25 | [17 empty] | 115 | Local Rate
[17 empty] | 0 |  | 0
d> | 0 |  |  |  |  | ICOST |  |  |  | mu_I | ITEM | [5 empty] | 6842.5 |  | 17.25 | [17 empty] | d>
|  |  |  | Sell Rate | Sell Total |  |  |  |  | IB | [17 empty] | U_M_Sell | T_M_Sell | U_L_Sell | T_L_Sell | Total_Sell | T_M_Cost | T_L_Phr | Mat/Lab=1 |  |  | Sell Total
85 | m |  | Item: 4.071a | 35.24 | 2995.4 | ISELL |  |  |  | mu_A | ITEM | [7 empty] | mu :1.23 | [8 empty] | 31.52 | 2679.2 | 3.72 | 316.2 | 2995.4 | 2176 | 9.35 | 185754.75 |  | 115 | 9048.2
Automatic Transfer Switch for Generator Room VCP 'TS-VGEN' - (5 x 16mm2 F120 Fire Resistant Cable (BS7846) - XLPE/SWA/LSZH)
|  | h | [E25_0062_Quintano_Foods_Elec_ELV_As_Awarded.xlsx]Elec_Rates!$D$385 |  |  | RATE_AAA
85 | 1 | 85 | 037# 5 x 16mm2 F120 Fire Resistant Cable (BS7846) - XLPE/SWA/LSZH |  | Local Rate | RTLO_002 | [9 empty] | 25.6 | 2176 | 0.11 | 9.35 | [17 empty] | 60 | Local Rate
[17 empty] | 0 |  | 0
d> | 0 |  |  |  |  | ICOST |  |  |  | mu_A | ITEM | [5 empty] | 2176 |  | 9.35 | [17 empty] | d>
|  |  |  | Sell Rate | Sell Total |  |  |  |  | IB | [17 empty] | U_M_Sell | T_M_Sell | U_L_Sell | T_L_Sell | Total_Sell | T_M_Cost | T_L_Phr | Mat/Lab=1 |  |  | Sell Total
145 | m |  | Item: 4.07200000000002 | 133.51 | 19358.95 | ISELL |  |  |  | mu_I | ITEM | [7 empty] | mu: 1.18 | [8 empty] | 123.47 | 17903.15 | 10.04 | 1455.8 | 19358.95 | 15171.35 | 44.95 | 2206363.5 |  | 145 | 20347.85
Ventilation Control Panel 'VCP-WH' - (5 x 120mm2 F120 Fire Resistant Cable (BS7846) - XLPE/SWA/LSZH)
|  | h | [E25_0062_Quintano_Foods_Elec_ELV_As_Awarded.xlsx]Elec_Rates!$D$281 |  |  | RATE_AAA
145 | 1 | 145 | 027# 5 x 120mm2 F120 Fire Resistant Cable (BS7846) - XLPE/SWA/LSZH |  | Local Rate | RTLO_002 | [9 empty] | 104.63 | 15171.35 | 0.31 | 44.95 | [17 empty] | 145 | Local Rate
[17 empty] | 0 |  | 0
d> | 0 |  |  |  |  | ICOST |  |  |  | mu_I | ITEM | [5 empty] | 15171.35 |  | 44.95 | [17 empty] | d>
TB
t
Supply, install and connect the following:
|  |  |  | Sell Rate | Sell Total |  |  |  |  | IB | [17 empty] | U_M_Sell | T_M_Sell | U_L_Sell | T_L_Sell | Total_Sell | T_M_Cost | T_L_Phr | Mat/Lab=1 |  |  | Sell Total
1 | No |  | Item: 4.07300000000002 | 104.97 | 104.97 | ISELL |  |  |  | mu_A | ITEM | [7 empty] | mu :1.23 | [8 empty] | 72.85 | 72.85 | 32.12 | 32.12 | 104.97 | 59.16 | 0.95 | 60.11 |  | 1 | 108.35
|  |  | 3-Phase 40A Isolator | [6 empty] | n
|  | h | [E25_0062_Quintano_Foods_Elec_ELV_As_Awarded.xlsx]Elec_Rates!$D$219 |  |  | RATE_AAA
1 | 1 | 1 | 021# 3-Phase 40A Isolator |  | Local Rate(A) | RTLO_001 | [9 empty] | 59.16 | 59.16 | 0.95 | 0.95 | [17 empty] | 1 | Local Rate(A)
[17 empty] | 0 |  | 0
d> | 0 |  |  |  |  | ICOST |  |  |  | mu_A | ITEM | [5 empty] | 59.16 |  | 0.95 | [17 empty] | d>
TB
t
Supply, install and connect the following supply cables on cable tray, including all cleats, glands, terminal lugs etc., for a complete system
TB
t
From Automatic Transfer Switch to:
|  |  |  | Sell Rate | Sell Total |  |  |  |  | IB | [17 empty] | U_M_Sell | T_M_Sell | U_L_Sell | T_L_Sell | Total_Sell | T_M_Cost | T_L_Phr | Mat/Lab=1 |  |  | Sell Total
10 | m |  | Item: 4.07400000000002 | 0 | 0 | ISELL |  |  |  | mu_I | ITEM |  |  |  |  | Omitted by consultant |  |  | 0.00 | [8 empty] | 0 | 0 | 0 | 0 | 0 | 0 | 0 | 0 |  | 10 | 2806.6
Sprinkler Pump Set 'SP-01' - (2 x 5 x 120mm2 F120 Fire Resistant Cable (BS7846) - XLPE/SWA/LSZH)
|  | h | [E25_0062_Quintano_Foods_Elec_ELV_As_Awarded.xlsx]Elec_Rates!$D$281 |  |  | RATE_AAA
0 | 1 | 0 | 027# 5 x 120mm2 F120 Fire Resistant Cable (BS7846) - XLPE/SWA/LSZH |  | Local Rate | RTLO_002 | [9 empty] | 104.63 | 0 | 0.31 | 0 | [17 empty] | 10 | Local Rate
|  | h | [E25_0062_Quintano_Foods_Elec_ELV_As_Awarded.xlsx]Elec_Rates!$D$281 |  |  | RATE_AAA
0 | 1 | 0 | 027# 5 x 120mm2 F120 Fire Resistant Cable (BS7846) - XLPE/SWA/LSZH |  | Local Rate | RTLO_002 | [9 empty] | 104.63 | 0 | 0.31 | 0 | [17 empty] | 10 | Local Rate
[17 empty] | 0 |  | 0
d> | 0 |  |  |  |  | ICOST |  |  |  | mu_I | ITEM | [5 empty] | 0 |  | 0 | [17 empty] | d>
|  |  |  | Sell Rate | Sell Total |  |  |  |  | IB | [17 empty] | U_M_Sell | T_M_Sell | U_L_Sell | T_L_Sell | Total_Sell | T_M_Cost | T_L_Phr | Mat/Lab=1 |  |  | Sell Total
10 | m |  | Item: 4.07500000000003 | 107.91 | 1079.1 | ISELL |  |  |  | mu_I | ITEM | [7 empty] | mu: 1.18 | [8 empty] | 99.16 | 991.6 | 8.75 | 87.5 | 1079.1 | 840.3 | 2.7 | 8430 |  | 10 | 1136.1
Fire Fighting Pump Set 'FP-01' - (5 x 95mm2 F120 Fire Resistant Cable (BS7846) - XLPE/SWA/LSZH)
|  | h | [E25_0062_Quintano_Foods_Elec_ELV_As_Awarded.xlsx]Elec_Rates!$D$303 |  |  | RATE_AAA
10 | 1 | 10 | 029# 5 x 95mm2 F120 Fire Resistant Cable (BS7846) - XLPE/SWA/LSZH |  | Local Rate | RTLO_002 | [9 empty] | 84.03 | 840.3 | 0.27 | 2.7 | [17 empty] | 10 | Local Rate
[17 empty] | 0 |  | 0
d> | 0 |  |  |  |  | ICOST |  |  |  | mu_I | ITEM | [5 empty] | 840.3 |  | 2.7 | [17 empty] | d>
|  |  |  | Sell Rate | Sell Total |  |  |  |  | IB | [17 empty] | U_M_Sell | T_M_Sell | U_L_Sell | T_L_Sell | Total_Sell | T_M_Cost | T_L_Phr | Mat/Lab=1 |  |  | Sell Total
10 | m |  | Item: 4.07600000000003 | 35.24 | 352.4 | ISELL |  |  |  | mu_A | ITEM | [7 empty] | mu :1.23 | [8 empty] | 31.52 | 315.2 | 3.72 | 37.2 | 352.4 | 256 | 1.1 | 2571 |  | 10 | 355.8
Fire Appliance Pump Set 'HP-01' - (5 x 16mm2 F120 Fire Resistant Cable (BS7846) - XLPE/SWA/LSZH)
|  | h | [E25_0062_Quintano_Foods_Elec_ELV_As_Awarded.xlsx]Elec_Rates!$D$385 |  |  | RATE_AAA
10 | 1 | 10 | 037# 5 x 16mm2 F120 Fire Resistant Cable (BS7846) - XLPE/SWA/LSZH |  | Local Rate | RTLO_002 | [9 empty] | 25.6 | 256 | 0.11 | 1.1 | [17 empty] | 10 | Local Rate
[17 empty] | 0 |  | 0
d> | 0 |  |  |  |  | ICOST |  |  |  | mu_A | ITEM | [5 empty] | 256 |  | 1.1 | [17 empty] | d>
|  |  |  | Sell Rate | Sell Total |  |  |  |  | IB | [17 empty] | U_M_Sell | T_M_Sell | U_L_Sell | T_L_Sell | Total_Sell | T_M_Cost | T_L_Phr | Mat/Lab=1 |  |  | Sell Total
10 | m |  | Item: 4.07700000000003 | 55.61 | 556.1 | ISELL |  |  |  | mu_A | ITEM | [7 empty] | mu :1.23 | [8 empty] | 47.49 | 474.9 | 8.12 | 81.2 | 556.1 | 385.7 | 2.4 | 3881 |  | 10 | 562.8
Ventilation Control Panel 'VCP-B1U' - (5 x 35mm2 F120 Fire Resistant Cable (BS7846) - XLPE/SWA/LSZH)
|  | h | [E25_0062_Quintano_Foods_Elec_ELV_As_Awarded.xlsx]Elec_Rates!$D$345 |  |  | RATE_AAA
10 | 1 | 10 | 033# 5 x 35mm2 F120 Fire Resistant Cable (BS7846) - XLPE/SWA/LSZH |  | Local Rate | RTLO_002 | [9 empty] | 38.57 | 385.7 | 0.24 | 2.4 | [17 empty] | 10 | Local Rate
[17 empty] | 0 |  | 0
d> | 0 |  |  |  |  | ICOST |  |  |  | mu_A | ITEM | [5 empty] | 385.7 |  | 2.4 | [17 empty] | d>
|  |  |  | Sell Rate | Sell Total |  |  |  |  | IB | [17 empty] | U_M_Sell | T_M_Sell | U_L_Sell | T_L_Sell | Total_Sell | T_M_Cost | T_L_Phr | Mat/Lab=1 |  |  | Sell Total
10 | m |  | Item: 4.07800000000003 | 55.61 | 556.1 | ISELL |  |  |  | mu_A | ITEM | [7 empty] | mu :1.23 | [8 empty] | 47.49 | 474.9 | 8.12 | 81.2 | 556.1 | 385.7 | 2.4 | 3881 |  | 10 | 562.8
Ventilation Control Panel 'VCP-B1L' - (5 x 35mm2 F120 Fire Resistant Cable (BS7846) - XLPE/SWA/LSZH)
|  | h | [E25_0062_Quintano_Foods_Elec_ELV_As_Awarded.xlsx]Elec_Rates!$D$345 |  |  | RATE_AAA
10 | 1 | 10 | 033# 5 x 35mm2 F120 Fire Resistant Cable (BS7846) - XLPE/SWA/LSZH |  | Local Rate | RTLO_002 | [9 empty] | 38.57 | 385.7 | 0.24 | 2.4 | [17 empty] | 10 | Local Rate
[17 empty] | 0 |  | 0
d> | 0 |  |  |  |  | ICOST |  |  |  | mu_A | ITEM | [5 empty] | 385.7 |  | 2.4 | [17 empty] | d>
|  |  |  | Sell Rate | Sell Total |  |  |  |  | IB | [17 empty] | U_M_Sell | T_M_Sell | U_L_Sell | T_L_Sell | Total_Sell | T_M_Cost | T_L_Phr | Mat/Lab=1 |  |  | Sell Total
10 | m |  | Item: 4.078a | 35.24 | 352.4 | ISELL |  |  |  | mu_A | ITEM | [7 empty] | mu :1.23 | [8 empty] | 31.52 | 315.2 | 3.72 | 37.2 | 352.4 | 256 | 1.1 | 2571 |  | 10 | 562.8
(5 x 16mm2 F120 Fire Resistant Cable (BS7846) - XLPE/SWA/LSZH)
|  | h | [E25_0062_Quintano_Foods_Elec_ELV_As_Awarded.xlsx]Elec_Rates!$D$385 |  |  | RATE_AAA
10 | 1 | 10 | 037# 5 x 16mm2 F120 Fire Resistant Cable (BS7846) - XLPE/SWA/LSZH |  | Local Rate | RTLO_002 | [9 empty] | 25.6 | 256 | 0.11 | 1.1 | [17 empty] | 10 | Local Rate
[17 empty] | 0 |  | 0
d> | 0 |  |  |  |  | ICOST |  |  |  | mu_A | ITEM | [5 empty] | 256 |  | 1.1 | [17 empty] | d>
TB
t
Supply, install and connect the following:
|  |  |  | Sell Rate | Sell Total |  |  |  |  | IB | [17 empty] | U_M_Sell | T_M_Sell | U_L_Sell | T_L_Sell | Total_Sell | T_M_Cost | T_L_Phr | Mat/Lab=1 |  |  | Sell Total
1 | No |  | Item: 4.07900000000003 | 104.97 | 104.97 | ISELL |  |  |  | mu_A | ITEM | [7 empty] | mu :1.23 | [8 empty] | 72.85 | 72.85 | 32.12 | 32.12 | 104.97 | 59.16 | 0.95 | 60.11 |  | 1 | 108.35
|  |  | 3-Phase 63A Isolator | [6 empty] | n
|  | h | [E25_0062_Quintano_Foods_Elec_ELV_As_Awarded.xlsx]Elec_Rates!$D$228 |  |  | RATE_AAA
1 | 1 | 1 | 022# 3-Phase 63A Isolator |  | Local Rate(A) | RTLO_001 | [9 empty] | 59.16 | 59.16 | 0.95 | 0.95 | [17 empty] | 1 | Local Rate(A)
[17 empty] | 0 |  | 0
d> | 0 |  |  |  |  | ICOST |  |  |  | mu_A | ITEM | [5 empty] | 59.16 |  | 0.95 | [17 empty] | d>
|  |  |  | Sell Rate | Sell Total |  |  |  |  | IB | [17 empty] | U_M_Sell | T_M_Sell | U_L_Sell | T_L_Sell | Total_Sell | T_M_Cost | T_L_Phr | Mat/Lab=1 |  |  | Sell Total
1 | No |  | Item: 4.08000000000003 | 479.59 | 479.59 | ISELL |  |  |  | mu_A | ITEM | [7 empty] | mu :1.23 | [8 empty] | 424.81 | 424.81 | 54.78 | 54.78 | 479.59 | 345 | 1.62 | 346.62 |  | 1 | 485.68
|  |  | 3-Phase 200A Isolator | [6 empty] | n
1 | No |  | Surface Isolator 200A 4-Pole |  |  | SWLV_317 | 510 | (__) |  | 10 |  |  |  | 2 | 2004-08-09 | 330 | 330 | 1.75 | 1.575 | [17 empty] | 1
1 | No |  | Erection Material |  |  | EMAT_063 | 501 | (__) |  | 01-002 |  |  |  | 1 |  | 10 | 10 |  | 0 | [17 empty] | 1
1 | No |  | Label Small |  |  | CONS_021 | 875 | (__) |  | 05-002 |  |  |  | 3 | 1995-05-01 | 5 | 5 | 0.05 | 0.045 | [17 empty] | 1
[17 empty] | 0 |  | 0
d> | 0 |  |  |  |  | ICOST |  |  |  | mu_A | ITEM | [5 empty] | 345 |  | 1.62 | [17 empty] | d>
|  |  |  | Sell Rate | Sell Total |  |  |  |  | IB | [17 empty] | U_M_Sell | T_M_Sell | U_L_Sell | T_L_Sell | Total_Sell | T_M_Cost | T_L_Phr | Mat/Lab=1 |  |  | Sell Total
1 | No |  | Item: 4.08100000000003 | 1607.31 | 1607.31 | ISELL |  |  |  | mu_A | ITEM | [7 empty] | mu :1.23 | [8 empty] | 1484.07 | 1484.07 | 123.24 | 123.24 | 1607.31 | 1205.24 | 3.65 | 1208.89 |  | 1 | 1621.01
|  |  | 3-Phase 500A Isolator | [6 empty] | n
1 | No |  | Surface Isolator 500A 4-Pole |  |  | SWLV_396 | 510 | (__) |  | 10 |  |  |  | 2 | 2007-05-31 | 1180.24 | 1180.24 | 4 | 3.6 | [17 empty] | 1
1 | No |  | Erection Material |  |  | EMAT_063 | 501 | (__) |  | 01-002 |  |  |  | 1 |  | 20 | 20 |  | 0 | [17 empty] | 1
1 | No |  | Label Small |  |  | CONS_021 | 875 | (__) |  | 05-002 |  |  |  | 3 | 1995-05-01 | 5 | 5 | 0.05 | 0.045 | [17 empty] | 1
[17 empty] | 0 |  | 0
d> | 0 |  |  |  |  | ICOST |  |  |  | mu_A | ITEM | [5 empty] | 1205.24 |  | 3.645 | [17 empty] | d>
SB | [36 empty] | SB
| -9675.7392 |  | PAGE: 11 |  | 264419.54 | [5 empty] | PAGE | [5 empty] | 205582.46 |  | 619.665 | [18 empty] | 273015.99
| Discy: |  |  |  | PAGE SELL | [11 empty] | PAGE MAT |  | PAGE LAB | [18 empty] | PAGE SELL
TB
t
Supply, install and connect the following supply cables on cable tray, including all cleats, glands, terminal lugs etc., for a complete system
TB
t
From Distribution Board 'DB-B1U' to:
|  |  |  | Sell Rate | Sell Total |  |  |  |  | IB | [17 empty] | U_M_Sell | T_M_Sell | U_L_Sell | T_L_Sell | Total_Sell | T_M_Cost | T_L_Phr | Mat/Lab=1 |  |  | Sell Total
30 | m |  | Item: 4.08200000000003 | 5.63 | 168.9 | ISELL |  |  |  | mu_A | ITEM | [7 empty] | mu :1.23 | [8 empty] | 3.26 | 97.8 | 2.37 | 71.1 | 168.9 | 79.5 | 2.1 | 2448 |  | 30 | 179.1
|  |  | Sump Pump 01 (3 x 4mm2 XLPE/SWA/LSZH) | [6 empty] | n
|  | h | [E25_0062_Quintano_Foods_Elec_ELV_As_Awarded.xlsx]Elec_Rates!$D$478 |  |  | RATE_AAA
30 | 1 | 30 | 046# 3 x 4mm2 XLPE/SWA/LSZH |  | Local Rate | RTLO_002 | [9 empty] | 2.65 | 79.5 | 0.07 | 2.1 | [17 empty] | 30 | Local Rate
[17 empty] | 0 |  | 0
d> | 0 |  |  |  |  | ICOST |  |  |  | mu_A | ITEM | [5 empty] | 79.5 |  | 2.1 | [17 empty] | d>
|  |  |  | Sell Rate | Sell Total |  |  |  |  | IB | [17 empty] | U_M_Sell | T_M_Sell | U_L_Sell | T_L_Sell | Total_Sell | T_M_Cost | T_L_Phr | Mat/Lab=1 |  |  | Sell Total
45 | m |  | Item: 4.08300000000003 | 5.63 | 253.35 | ISELL |  |  |  | mu_A | ITEM | [7 empty] | mu :1.23 | [8 empty] | 3.26 | 146.7 | 2.37 | 106.65 | 253.35 | 119.25 | 3.15 | 5508 |  | 45 | 268.65
|  |  | Sump Pump 02 (3 x 4mm2 XLPE/SWA/LSZH) | [6 empty] | n
|  | h | [E25_0062_Quintano_Foods_Elec_ELV_As_Awarded.xlsx]Elec_Rates!$D$478 |  |  | RATE_AAA
45 | 1 | 45 | 046# 3 x 4mm2 XLPE/SWA/LSZH |  | Local Rate | RTLO_002 | [9 empty] | 2.65 | 119.25 | 0.07 | 3.15 | [17 empty] | 45 | Local Rate
[17 empty] | 0 |  | 0
d> | 0 |  |  |  |  | ICOST |  |  |  | mu_A | ITEM | [5 empty] | 119.25 |  | 3.15 | [17 empty] | d>
|  |  |  | Sell Rate | Sell Total |  |  |  |  | IB | [17 empty] | U_M_Sell | T_M_Sell | U_L_Sell | T_L_Sell | Total_Sell | T_M_Cost | T_L_Phr | Mat/Lab=1 |  |  | Sell Total
40 | m |  | Item: 4.08400000000003 | 5.63 | 225.2 | ISELL |  |  |  | mu_A | ITEM | [7 empty] | mu :1.23 | [8 empty] | 3.26 | 130.4 | 2.37 | 94.8 | 225.2 | 106 | 2.8 | 4352 |  | 40 | 238.8
|  |  | Sump Pump 05 (3 x 4mm2 XLPE/SWA/LSZH) | [6 empty] | n
|  | h | [E25_0062_Quintano_Foods_Elec_ELV_As_Awarded.xlsx]Elec_Rates!$D$478 |  |  | RATE_AAA
40 | 1 | 40 | 046# 3 x 4mm2 XLPE/SWA/LSZH |  | Local Rate | RTLO_002 | [9 empty] | 2.65 | 106 | 0.07 | 2.8 | [17 empty] | 40 | Local Rate
[17 empty] | 0 |  | 0
d> | 0 |  |  |  |  | ICOST |  |  |  | mu_A | ITEM | [5 empty] | 106 |  | 2.8 | [17 empty] | d>
TB
t
Supply, install and connect the following:
|  |  |  | Sell Rate | Sell Total |  |  |  |  | IB | [17 empty] | U_M_Sell | T_M_Sell | U_L_Sell | T_L_Sell | Total_Sell | T_M_Cost | T_L_Phr | Mat/Lab=1 |  |  | Sell Total
3 | No |  | Item: 4.08500000000003 | 48.45 | 145.35 | ISELL |  |  |  | mu_A | ITEM | [7 empty] | mu :1.23 | [8 empty] | 31.55 | 94.65 | 16.9 | 50.7 | 145.35 | 76.86 | 1.5 | 235.08 |  | 3 | 150.42
|  |  | 1-Phase 25A Isolator | [6 empty] | n
|  | h | [E25_0062_Quintano_Foods_Elec_ELV_As_Awarded.xlsx]Elec_Rates!$D$192 |  |  | RATE_AAA
3 | 1 | 3 | 018# 1-Phase 25/32A Isolator |  | Local Rate(A) | RTLO_001 | [9 empty] | 25.62 | 76.86 | 0.5 | 1.5 | [17 empty] | 3 | Local Rate(A)
[17 empty] | 0 |  | 0
d> | 0 |  |  |  |  | ICOST |  |  |  | mu_A | ITEM | [5 empty] | 76.86 |  | 1.5 | [17 empty] | d>
TB
t
Supply, install and connect the following supply cables on cable tray, including all cleats, glands, terminal lugs etc., for a complete system
TB
t
From Ventilation Control Panel 'VCP-B1U' to:
|  |  |  | Sell Rate | Sell Total |  |  |  |  | IB | [17 empty] | U_M_Sell | T_M_Sell | U_L_Sell | T_L_Sell | Total_Sell | T_M_Cost | T_L_Phr | Mat/Lab=1 |  |  | Sell Total
40 | m |  | Item: 4.08600000000003 | 15.95 | 638 | ISELL |  |  |  | mu_A | ITEM | [7 empty] | mu :1.23 | [8 empty] | 13.58 | 543.2 | 2.37 | 94.8 | 638 | 441.2 | 2.8 | 17760 |  | 40 | 651.6
|  |  | Jet Fan 01 (5 x 2.5mm2 F120 Fire Resistant Cable (BS7846) - XLPE/SWA/LSZH) | [6 empty] | n
|  | h | [E25_0062_Quintano_Foods_Elec_ELV_As_Awarded.xlsx]Elec_Rates!$D$488 |  |  | RATE_AAA
40 | 1 | 40 | 047# 5 x 2.5mm2 F120 Fire Resistant Cable (BS7846) - XLPE/SWA/LSZH |  | Local Rate | RTLO_002 | [9 empty] | 11.03 | 441.2 | 0.07 | 2.8 | [17 empty] | 40 | Local Rate
[17 empty] | 0 |  | 0
d> | 0 |  |  |  |  | ICOST |  |  |  | mu_A | ITEM | [5 empty] | 441.2 |  | 2.8 | [17 empty] | d>
|  |  |  | Sell Rate | Sell Total |  |  |  |  | IB | [17 empty] | U_M_Sell | T_M_Sell | U_L_Sell | T_L_Sell | Total_Sell | T_M_Cost | T_L_Phr | Mat/Lab=1 |  |  | Sell Total
55 | m |  | Item: 4.08700000000003 | 15.95 | 877.25 | ISELL |  |  |  | mu_A | ITEM | [7 empty] | mu :1.23 | [8 empty] | 13.58 | 746.9 | 2.37 | 130.35 | 877.25 | 606.65 | 3.85 | 33577.5 |  | 55 | 895.95
|  |  | Jet Fan 02 (5 x 2.5mm2 F120 Fire Resistant Cable (BS7846) - XLPE/SWA/LSZH) | [6 empty] | n
|  | h | [E25_0062_Quintano_Foods_Elec_ELV_As_Awarded.xlsx]Elec_Rates!$D$488 |  |  | RATE_AAA
55 | 1 | 55 | 047# 5 x 2.5mm2 F120 Fire Resistant Cable (BS7846) - XLPE/SWA/LSZH |  | Local Rate | RTLO_002 | [9 empty] | 11.03 | 606.65 | 0.07 | 3.85 | [17 empty] | 55 | Local Rate
[17 empty] | 0 |  | 0
d> | 0 |  |  |  |  | ICOST |  |  |  | mu_A | ITEM | [5 empty] | 606.65 |  | 3.85 | [17 empty] | d>
|  |  |  | Sell Rate | Sell Total |  |  |  |  | IB | [17 empty] | U_M_Sell | T_M_Sell | U_L_Sell | T_L_Sell | Total_Sell | T_M_Cost | T_L_Phr | Mat/Lab=1 |  |  | Sell Total
50 | m |  | Item: 4.08800000000003 | 15.95 | 797.5 | ISELL |  |  |  | mu_A | ITEM | [7 empty] | mu :1.23 | [8 empty] | 13.58 | 679 | 2.37 | 118.5 | 797.5 | 551.5 | 3.5 | 27750 |  | 50 | 814.5
|  |  | Jet Fan 03 (5 x 2.5mm2 F120 Fire Resistant Cable (BS7846) - XLPE/SWA/LSZH) | [6 empty] | n
|  | h | [E25_0062_Quintano_Foods_Elec_ELV_As_Awarded.xlsx]Elec_Rates!$D$488 |  |  | RATE_AAA
50 | 1 | 50 | 047# 5 x 2.5mm2 F120 Fire Resistant Cable (BS7846) - XLPE/SWA/LSZH |  | Local Rate | RTLO_002 | [9 empty] | 11.03 | 551.5 | 0.07 | 3.5 | [17 empty] | 50 | Local Rate
[17 empty] | 0 |  | 0
d> | 0 |  |  |  |  | ICOST |  |  |  | mu_A | ITEM | [5 empty] | 551.5 |  | 3.5 | [17 empty] | d>
|  |  |  | Sell Rate | Sell Total |  |  |  |  | IB | [17 empty] | U_M_Sell | T_M_Sell | U_L_Sell | T_L_Sell | Total_Sell | T_M_Cost | T_L_Phr | Mat/Lab=1 |  |  | Sell Total
35 | m |  | Item: 4.08900000000003 | 15.95 | 558.25 | ISELL |  |  |  | mu_A | ITEM | [7 empty] | mu :1.23 | [8 empty] | 13.58 | 475.3 | 2.37 | 82.95 | 558.25 | 386.05 | 2.45 | 13597.5 |  | 35 | 570.15
|  |  | Jet Fan 04 (5 x 2.5mm2 F120 Fire Resistant Cable (BS7846) - XLPE/SWA/LSZH) | [6 empty] | n
|  | h | [E25_0062_Quintano_Foods_Elec_ELV_As_Awarded.xlsx]Elec_Rates!$D$488 |  |  | RATE_AAA
35 | 1 | 35 | 047# 5 x 2.5mm2 F120 Fire Resistant Cable (BS7846) - XLPE/SWA/LSZH |  | Local Rate | RTLO_002 | [9 empty] | 11.03 | 386.05 | 0.07 | 2.45 | [17 empty] | 35 | Local Rate
[17 empty] | 0 |  | 0
d> | 0 |  |  |  |  | ICOST |  |  |  | mu_A | ITEM | [5 empty] | 386.05 |  | 2.45 | [17 empty] | d>
|  |  |  | Sell Rate | Sell Total |  |  |  |  | IB | [17 empty] | U_M_Sell | T_M_Sell | U_L_Sell | T_L_Sell | Total_Sell | T_M_Cost | T_L_Phr | Mat/Lab=1 |  |  | Sell Total
25 | m |  | Item: 4.09000000000003 | 15.95 | 398.75 | ISELL |  |  |  | mu_A | ITEM | [7 empty] | mu :1.23 | [8 empty] | 13.58 | 339.5 | 2.37 | 59.25 | 398.75 | 275.75 | 1.75 | 6937.5 |  | 25 | 407.25
|  |  | Jet Fan 05 (5 x 2.5mm2 F120 Fire Resistant Cable (BS7846) - XLPE/SWA/LSZH) | [6 empty] | n
|  | h | [E25_0062_Quintano_Foods_Elec_ELV_As_Awarded.xlsx]Elec_Rates!$D$488 |  |  | RATE_AAA
25 | 1 | 25 | 047# 5 x 2.5mm2 F120 Fire Resistant Cable (BS7846) - XLPE/SWA/LSZH |  | Local Rate | RTLO_002 | [9 empty] | 11.03 | 275.75 | 0.07 | 1.75 | [17 empty] | 25 | Local Rate
[17 empty] | 0 |  | 0
d> | 0 |  |  |  |  | ICOST |  |  |  | mu_A | ITEM | [5 empty] | 275.75 |  | 1.75 | [17 empty] | d>
|  |  |  | Sell Rate | Sell Total |  |  |  |  | IB | [17 empty] | U_M_Sell | T_M_Sell | U_L_Sell | T_L_Sell | Total_Sell | T_M_Cost | T_L_Phr | Mat/Lab=1 |  |  | Sell Total
45 | m |  | Item: 4.09100000000003 | 15.95 | 717.75 | ISELL |  |  |  | mu_A | ITEM | [7 empty] | mu :1.23 | [8 empty] | 13.58 | 611.1 | 2.37 | 106.65 | 717.75 | 496.35 | 3.15 | 22477.5 |  | 45 | 733.05
|  |  | Jet Fan 06 (5 x 2.5mm2 F120 Fire Resistant Cable (BS7846) - XLPE/SWA/LSZH) | [6 empty] | n
|  | h | [E25_0062_Quintano_Foods_Elec_ELV_As_Awarded.xlsx]Elec_Rates!$D$488 |  |  | RATE_AAA
45 | 1 | 45 | 047# 5 x 2.5mm2 F120 Fire Resistant Cable (BS7846) - XLPE/SWA/LSZH |  | Local Rate | RTLO_002 | [9 empty] | 11.03 | 496.35 | 0.07 | 3.15 | [17 empty] | 45 | Local Rate
[17 empty] | 0 |  | 0
d> | 0 |  |  |  |  | ICOST |  |  |  | mu_A | ITEM | [5 empty] | 496.35 |  | 3.15 | [17 empty] | d>
|  |  |  | Sell Rate | Sell Total |  |  |  |  | IB | [17 empty] | U_M_Sell | T_M_Sell | U_L_Sell | T_L_Sell | Total_Sell | T_M_Cost | T_L_Phr | Mat/Lab=1 |  |  | Sell Total
65 | m |  | Item: 4.09200000000003 | 15.95 | 1036.75 | ISELL |  |  |  | mu_A | ITEM | [7 empty] | mu :1.23 | [8 empty] | 13.58 | 882.7 | 2.37 | 154.05 | 1036.75 | 716.95 | 4.55 | 46897.5 |  | 65 | 1058.85
|  |  | Jet Fan 07 (5 x 2.5mm2 F120 Fire Resistant Cable (BS7846) - XLPE/SWA/LSZH) | [6 empty] | n
|  | h | [E25_0062_Quintano_Foods_Elec_ELV_As_Awarded.xlsx]Elec_Rates!$D$488 |  |  | RATE_AAA
65 | 1 | 65 | 047# 5 x 2.5mm2 F120 Fire Resistant Cable (BS7846) - XLPE/SWA/LSZH |  | Local Rate | RTLO_002 | [9 empty] | 11.03 | 716.95 | 0.07 | 4.55 | [17 empty] | 65 | Local Rate
[17 empty] | 0 |  | 0
d> | 0 |  |  |  |  | ICOST |  |  |  | mu_A | ITEM | [5 empty] | 716.95 |  | 4.55 | [17 empty] | d>
|  |  |  | Sell Rate | Sell Total |  |  |  |  | IB | [17 empty] | U_M_Sell | T_M_Sell | U_L_Sell | T_L_Sell | Total_Sell | T_M_Cost | T_L_Phr | Mat/Lab=1 |  |  | Sell Total
40 | m |  | Item: 4.09300000000003 | 35.24 | 1409.6 | ISELL |  |  |  | mu_A | ITEM | [7 empty] | mu :1.23 | [8 empty] | 31.52 | 1260.8 | 3.72 | 148.8 | 1409.6 | 1024 | 4.4 | 41136 |  | 40 | 1423.2
|  |  | Extract Fan EF-B1U-01A (5 x 16mm2 F120 Fire Resistant Cable (BS7846) - XLPE/SWA/LSZH) | [6 empty] | n
|  | h | [E25_0062_Quintano_Foods_Elec_ELV_As_Awarded.xlsx]Elec_Rates!$D$385 |  |  | RATE_AAA
40 | 1 | 40 | 037# 5 x 16mm2 F120 Fire Resistant Cable (BS7846) - XLPE/SWA/LSZH |  | Local Rate | RTLO_002 | [9 empty] | 25.6 | 1024 | 0.11 | 4.4 | [17 empty] | 40 | Local Rate
[17 empty] | 0 |  | 0
d> | 0 |  |  |  |  | ICOST |  |  |  | mu_A | ITEM | [5 empty] | 1024 |  | 4.4 | [17 empty] | d>
|  |  |  | Sell Rate | Sell Total |  |  |  |  | IB | [17 empty] | U_M_Sell | T_M_Sell | U_L_Sell | T_L_Sell | Total_Sell | T_M_Cost | T_L_Phr | Mat/Lab=1 |  |  | Sell Total
40 | m |  | Item: 4.09400000000003 | 35.24 | 1409.6 | ISELL |  |  |  | mu_A | ITEM | [7 empty] | mu :1.23 | [8 empty] | 31.52 | 1260.8 | 3.72 | 148.8 | 1409.6 | 1024 | 4.4 | 41136 |  | 40 | 1423.2
|  |  | Extract Fan EF-B1U-01B (5 x 16mm2 F120 Fire Resistant Cable (BS7846) - XLPE/SWA/LSZH) | [6 empty] | n
|  | h | [E25_0062_Quintano_Foods_Elec_ELV_As_Awarded.xlsx]Elec_Rates!$D$385 |  |  | RATE_AAA
40 | 1 | 40 | 037# 5 x 16mm2 F120 Fire Resistant Cable (BS7846) - XLPE/SWA/LSZH |  | Local Rate | RTLO_002 | [9 empty] | 25.6 | 1024 | 0.11 | 4.4 | [17 empty] | 40 | Local Rate
[17 empty] | 0 |  | 0
d> | 0 |  |  |  |  | ICOST |  |  |  | mu_A | ITEM | [5 empty] | 1024 |  | 4.4 | [17 empty] | d>
|  |  |  | Sell Rate | Sell Total |  |  |  |  | IB | [17 empty] | U_M_Sell | T_M_Sell | U_L_Sell | T_L_Sell | Total_Sell | T_M_Cost | T_L_Phr | Mat/Lab=1 |  |  | Sell Total
40 | m |  | Item: 4.09500000000003 | 5.63 | 225.2 | ISELL |  |  |  | mu_A | ITEM | [7 empty] | mu :1.23 | [8 empty] | 3.26 | 130.4 | 2.37 | 94.8 | 225.2 | 106 | 2.8 | 4352 |  | 40 | 238.8
|  |  | Extract Fan EF-B1U-02 (3 x 4mm2 XLPE/SWA/LSZH) | [6 empty] | n
|  | h | [E25_0062_Quintano_Foods_Elec_ELV_As_Awarded.xlsx]Elec_Rates!$D$478 |  |  | RATE_AAA
40 | 1 | 40 | 046# 3 x 4mm2 XLPE/SWA/LSZH |  | Local Rate | RTLO_002 | [9 empty] | 2.65 | 106 | 0.07 | 2.8 | [17 empty] | 40 | Local Rate
[17 empty] | 0 |  | 0
d> | 0 |  |  |  |  | ICOST |  |  |  | mu_A | ITEM | [5 empty] | 106 |  | 2.8 | [17 empty] | d>
TB
t
Supply, install and connect the following:
|  |  |  | Sell Rate | Sell Total |  |  |  |  | IB | [17 empty] | U_M_Sell | T_M_Sell | U_L_Sell | T_L_Sell | Total_Sell | T_M_Cost | T_L_Phr | Mat/Lab=1 |  |  | Sell Total
7 | No |  | Item: 4.09600000000003 | 327.48 | 2292.36 | ISELL |  |  |  | mu_A | ITEM |  |  |  |  | Fire rated |  |  | mu :1.23 | [8 empty] | 295.52 | 2068.64 | 31.96 | 223.72 | 2292.36 | 1680 | 6.62 | 11806.34 |  | 7 | 2317.21
|  |  | 3-Phase 16A Isolator | [6 empty] | n
7 | No |  | Surface Isolator 16A 4-Pole (Lockable) |  | FIRE RATED | SWLV_148 | 510 | KM | T0-3-15680/I | 10-006 |  |  |  | 2 | 2000-12-20 | 225 | 1575 | 0.5 | 3.15 | [17 empty] | 7 | FIRE RATED
7 | No |  | Bracket Custom_1 |  |  | EMAT_070 | 501 | (__) |  | 01-007 |  |  |  | 1 | 2004-05-29 | 10 | 70 | 0.5 | 3.15 | [17 empty] | 7
7 | No |  | Label Small |  |  | CONS_021 | 875 | (__) |  | 05-002 |  |  |  | 3 | 1995-05-01 | 5 | 35 | 0.05 | 0.315 | [17 empty] | 7
[17 empty] | 0 |  | 0
d> | 0 |  |  |  |  | ICOST |  |  |  | mu_A | ITEM | [5 empty] | 1680 |  | 6.615 | [17 empty] | d>
|  |  |  | Sell Rate | Sell Total |  |  |  |  | IB | [17 empty] | U_M_Sell | T_M_Sell | U_L_Sell | T_L_Sell | Total_Sell | T_M_Cost | T_L_Phr | Mat/Lab=1 |  |  | Sell Total
2 | No |  | Item: 4.09700000000003 | 496.61 | 993.22 | ISELL |  |  |  | mu_A | ITEM |  |  |  |  | Fire rated |  |  | mu :1.23 | [8 empty] | 449.44 | 898.88 | 47.17 | 94.34 | 993.22 | 730 | 2.79 | 1465.58 |  | 2 | 1003.7
|  |  | 3-Phase 63A Isolator | [6 empty] | n
2 | No |  | Surface Isolator 63A 4-Pole (Lockable) |  | FIRE RATED | SWLV_180 | 510 | KM | P3-63/I/SVB/N | 10 |  |  |  | 2 | 2000-12-20 | 350 | 700 | 1 | 1.8 | [17 empty] | 2 | FIRE RATED
2 | No |  | Bracket Custom_1 |  |  | EMAT_070 | 501 | (__) |  | 01-007 |  |  |  | 1 | 2004-05-29 | 10 | 20 | 0.5 | 0.9 | [17 empty] | 2
2 | No |  | Label Small |  |  | CONS_021 | 875 | (__) |  | 05-002 |  |  |  | 3 | 1995-05-01 | 5 | 10 | 0.05 | 0.09 | [17 empty] | 2
[17 empty] | 0 |  | 0
d> | 0 |  |  |  |  | ICOST |  |  |  | mu_A | ITEM | [5 empty] | 730 |  | 2.79 | [17 empty] | d>
|  |  |  | Sell Rate | Sell Total |  |  |  |  | IB | [17 empty] | U_M_Sell | T_M_Sell | U_L_Sell | T_L_Sell | Total_Sell | T_M_Cost | T_L_Phr | Mat/Lab=1 |  |  | Sell Total
1 | No |  | Item: 4.09800000000003 | 48.45 | 48.45 | ISELL |  |  |  | mu_A | ITEM | [7 empty] | mu :1.23 | [8 empty] | 31.55 | 31.55 | 16.9 | 16.9 | 48.45 | 25.62 | 0.5 | 26.12 |  | 1 | 50.14
|  |  | 1-Phase 32A Isolator | [6 empty] | n
|  | h | [E25_0062_Quintano_Foods_Elec_ELV_As_Awarded.xlsx]Elec_Rates!$D$192 |  |  | RATE_AAA
1 | 1 | 1 | 018# 1-Phase 25/32A Isolator |  | Local Rate(A) | RTLO_001 | [9 empty] | 25.62 | 25.62 | 0.5 | 0.5 | [17 empty] | 1 | Local Rate(A)
[17 empty] | 0 |  | 0
d> | 0 |  |  |  |  | ICOST |  |  |  | mu_A | ITEM | [5 empty] | 25.62 |  | 0.5 | [17 empty] | d>
TB
t
Supply, install and connect the following supply cables on cable tray, including all cleats, glands, terminal lugs etc., for a complete system
TB
t
From Distribution Board 'DB-EV' to:
|  |  |  | Sell Rate | Sell Total |  |  |  |  | IB | [17 empty] | U_M_Sell | T_M_Sell | U_L_Sell | T_L_Sell | Total_Sell | T_M_Cost | T_L_Phr | Mat/Lab=1 |  |  | Sell Total
40 | m |  | Item: 4.09900000000003 | 9.95 | 398 | ISELL |  |  |  | mu_A | ITEM | [7 empty] | mu :1.23 | [8 empty] | 6.91 | 276.4 | 3.04 | 121.6 | 398 | 224.4 | 3.6 | 9120 |  | 40 | 411.6
|  |  | EV Charging Station 01 (5 x 6mm2 XLPE/SWA/LSZH) | [6 empty] | n
|  | h | [E25_0062_Quintano_Foods_Elec_ELV_As_Awarded.xlsx]Elec_Rates!$D$437 |  |  | RATE_AAA
40 | 1 | 40 | 042# 5 x 6mm2 XLPE/SWA/LSZH |  | Local Rate | RTLO_002 | [9 empty] | 5.61 | 224.4 | 0.09 | 3.6 | [17 empty] | 40 | Local Rate
[17 empty] | 0 |  | 0
d> | 0 |  |  |  |  | ICOST |  |  |  | mu_A | ITEM | [5 empty] | 224.4 |  | 3.6 | [17 empty] | d>
|  |  |  | Sell Rate | Sell Total |  |  |  |  | IB | [17 empty] | U_M_Sell | T_M_Sell | U_L_Sell | T_L_Sell | Total_Sell | T_M_Cost | T_L_Phr | Mat/Lab=1 |  |  | Sell Total
45 | m |  | Item: 4.10000000000003 | 0 | 0 | ISELL |  |  |  | mu_A | ITEM |  |  |  |  | Omitted by consultant |  |  | 0.00 | [8 empty] | 0 | 0 | 0 | 0 | 0 | 0 | 0 | 0 |  | 45 | 463.05
|  |  | EV Charging Station 02 (5 x 6mm2 XLPE/SWA/LSZH) | [6 empty] | n
|  | h | [E25_0062_Quintano_Foods_Elec_ELV_As_Awarded.xlsx]Elec_Rates!$D$437 |  |  | RATE_AAA
0 | 1 | 0 | 042# 5 x 6mm2 XLPE/SWA/LSZH |  | Local Rate | RTLO_002 | [9 empty] | 5.61 | 0 | 0.09 | 0 | [17 empty] | 45 | Local Rate
[17 empty] | 0 |  | 0
d> | 0 |  |  |  |  | ICOST |  |  |  | mu_A | ITEM | [5 empty] | 0 |  | 0 | [17 empty] | d>
|  |  |  | Sell Rate | Sell Total |  |  |  |  | IB | [17 empty] | U_M_Sell | T_M_Sell | U_L_Sell | T_L_Sell | Total_Sell | T_M_Cost | T_L_Phr | Mat/Lab=1 |  |  | Sell Total
50 | m |  | Item: 4.10100000000003 | 9.95 | 497.5 | ISELL |  |  |  | mu_A | ITEM | [7 empty] | mu :1.23 | [8 empty] | 6.91 | 345.5 | 3.04 | 152 | 497.5 | 280.5 | 4.5 | 14250 |  | 50 | 514.5
|  |  | EV Charging Station 03 (5 x 6mm2 XLPE/SWA/LSZH) | [6 empty] | n
|  | h | [E25_0062_Quintano_Foods_Elec_ELV_As_Awarded.xlsx]Elec_Rates!$D$437 |  |  | RATE_AAA
50 | 1 | 50 | 042# 5 x 6mm2 XLPE/SWA/LSZH |  | Local Rate | RTLO_002 | [9 empty] | 5.61 | 280.5 | 0.09 | 4.5 | [17 empty] | 50 | Local Rate
[17 empty] | 0 |  | 0
d> | 0 |  |  |  |  | ICOST |  |  |  | mu_A | ITEM | [5 empty] | 280.5 |  | 4.5 | [17 empty] | d>
|  |  |  | Sell Rate | Sell Total |  |  |  |  | IB | [17 empty] | U_M_Sell | T_M_Sell | U_L_Sell | T_L_Sell | Total_Sell | T_M_Cost | T_L_Phr | Mat/Lab=1 |  |  | Sell Total
55 | m |  | Item: 4.10200000000003 | 9.95 | 547.25 | ISELL |  |  |  | mu_A | ITEM | [7 empty] | mu :1.23 | [8 empty] | 6.91 | 380.05 | 3.04 | 167.2 | 547.25 | 308.55 | 4.95 | 17242.5 |  | 55 | 565.95
|  |  | EV Charging Station 04 (5 x 6mm2 XLPE/SWA/LSZH) | [6 empty] | n
|  | h | [E25_0062_Quintano_Foods_Elec_ELV_As_Awarded.xlsx]Elec_Rates!$D$437 |  |  | RATE_AAA
55 | 1 | 55 | 042# 5 x 6mm2 XLPE/SWA/LSZH |  | Local Rate | RTLO_002 | [9 empty] | 5.61 | 308.55 | 0.09 | 4.95 | [17 empty] | 55 | Local Rate
[17 empty] | 0 |  | 0
d> | 0 |  |  |  |  | ICOST |  |  |  | mu_A | ITEM | [5 empty] | 308.55 |  | 4.95 | [17 empty] | d>
|  |  |  | Sell Rate | Sell Total |  |  |  |  | IB | [17 empty] | U_M_Sell | T_M_Sell | U_L_Sell | T_L_Sell | Total_Sell | T_M_Cost | T_L_Phr | Mat/Lab=1 |  |  | Sell Total
20 | m |  | Item: 4.10300000000003 | 0 | 0 | ISELL |  |  |  | mu_A | ITEM |  |  |  |  | Omitted by consultant |  |  | 0.00 | [8 empty] | 0 | 0 | 0 | 0 | 0 | 0 | 0 | 0 |  | 20 | 205.8
|  |  | EV Charging Station 05 (5 x 6mm2 XLPE/SWA/LSZH) | [6 empty] | n
|  | h | [E25_0062_Quintano_Foods_Elec_ELV_As_Awarded.xlsx]Elec_Rates!$D$437 |  |  | RATE_AAA
0 | 1 | 0 | 042# 5 x 6mm2 XLPE/SWA/LSZH |  | Local Rate | RTLO_002 | [9 empty] | 5.61 | 0 | 0.09 | 0 | [17 empty] | 20 | Local Rate
[17 empty] | 0 |  | 0
d> | 0 |  |  |  |  | ICOST |  |  |  | mu_A | ITEM | [5 empty] | 0 |  | 0 | [17 empty] | d>
|  |  |  | Sell Rate | Sell Total |  |  |  |  | IB | [17 empty] | U_M_Sell | T_M_Sell | U_L_Sell | T_L_Sell | Total_Sell | T_M_Cost | T_L_Phr | Mat/Lab=1 |  |  | Sell Total
20 | m |  | Item: 4.10400000000003 | 9.95 | 199 | ISELL |  |  |  | mu_A | ITEM | [7 empty] | mu :1.23 | [8 empty] | 6.91 | 138.2 | 3.04 | 60.8 | 199 | 112.2 | 1.8 | 2280 |  | 20 | 205.8
|  |  | EV Charging Station 06 (5 x 6mm2 XLPE/SWA/LSZH) | [6 empty] | n
|  | h | [E25_0062_Quintano_Foods_Elec_ELV_As_Awarded.xlsx]Elec_Rates!$D$437 |  |  | RATE_AAA
20 | 1 | 20 | 042# 5 x 6mm2 XLPE/SWA/LSZH |  | Local Rate | RTLO_002 | [9 empty] | 5.61 | 112.2 | 0.09 | 1.8 | [17 empty] | 20 | Local Rate
[17 empty] | 0 |  | 0
d> | 0 |  |  |  |  | ICOST |  |  |  | mu_A | ITEM | [5 empty] | 112.2 |  | 1.8 | [17 empty] | d>
|  |  |  | Sell Rate | Sell Total |  |  |  |  | IB | [17 empty] | U_M_Sell | T_M_Sell | U_L_Sell | T_L_Sell | Total_Sell | T_M_Cost | T_L_Phr | Mat/Lab=1 |  |  | Sell Total
45 | m |  | Item: 4.10500000000004 | 0 | 0 | ISELL |  |  |  | mu_A | ITEM |  |  |  |  | Omitted by consultant |  |  | 0.00 | [8 empty] | 0 | 0 | 0 | 0 | 0 | 0 | 0 | 0 |  | 45 | 463.05
|  |  | EV Charging Station 07 (5 x 6mm2 XLPE/SWA/LSZH) | [6 empty] | n
|  | h | [E25_0062_Quintano_Foods_Elec_ELV_As_Awarded.xlsx]Elec_Rates!$D$437 |  |  | RATE_AAA
0 | 1 | 0 | 042# 5 x 6mm2 XLPE/SWA/LSZH |  | Local Rate | RTLO_002 | [9 empty] | 5.61 | 0 | 0.09 | 0 | [17 empty] | 45 | Local Rate
[17 empty] | 0 |  | 0
d> | 0 |  |  |  |  | ICOST |  |  |  | mu_A | ITEM | [5 empty] | 0 |  | 0 | [17 empty] | d>
|  |  |  | Sell Rate | Sell Total |  |  |  |  | IB | [17 empty] | U_M_Sell | T_M_Sell | U_L_Sell | T_L_Sell | Total_Sell | T_M_Cost | T_L_Phr | Mat/Lab=1 |  |  | Sell Total
50 | m |  | Item: 4.10600000000004 | 9.95 | 497.5 | ISELL |  |  |  | mu_A | ITEM | [7 empty] | mu :1.23 | [8 empty] | 6.91 | 345.5 | 3.04 | 152 | 497.5 | 280.5 | 4.5 | 14250 |  | 50 | 514.5
|  |  | EV Charging Station 08 (5 x 6mm2 XLPE/SWA/LSZH) | [6 empty] | n
|  | h | [E25_0062_Quintano_Foods_Elec_ELV_As_Awarded.xlsx]Elec_Rates!$D$437 |  |  | RATE_AAA
50 | 1 | 50 | 042# 5 x 6mm2 XLPE/SWA/LSZH |  | Local Rate | RTLO_002 | [9 empty] | 5.61 | 280.5 | 0.09 | 4.5 | [17 empty] | 50 | Local Rate
[17 empty] | 0 |  | 0
d> | 0 |  |  |  |  | ICOST |  |  |  | mu_A | ITEM | [5 empty] | 280.5 |  | 4.5 | [17 empty] | d>
|  |  |  | Sell Rate | Sell Total |  |  |  |  | IB | [17 empty] | U_M_Sell | T_M_Sell | U_L_Sell | T_L_Sell | Total_Sell | T_M_Cost | T_L_Phr | Mat/Lab=1 |  |  | Sell Total
50 | m |  | Item: 4.10700000000004 | 0 | 0 | ISELL |  |  |  | mu_A | ITEM |  |  |  |  | Omitted by consultant |  |  | 0.00 | [8 empty] | 0 | 0 | 0 | 0 | 0 | 0 | 0 | 0 |  | 50 | 514.5
|  |  | EV Charging Station 09 (5 x 6mm2 XLPE/SWA/LSZH) | [6 empty] | n
|  | h | [E25_0062_Quintano_Foods_Elec_ELV_As_Awarded.xlsx]Elec_Rates!$D$437 |  |  | RATE_AAA
0 | 1 | 0 | 042# 5 x 6mm2 XLPE/SWA/LSZH |  | Local Rate | RTLO_002 | [9 empty] | 5.61 | 0 | 0.09 | 0 | [17 empty] | 50 | Local Rate
[17 empty] | 0 |  | 0
d> | 0 |  |  |  |  | ICOST |  |  |  | mu_A | ITEM | [5 empty] | 0 |  | 0 | [17 empty] | d>
TB
t
Supply, install and connect the following:
|  |  |  | Sell Rate | Sell Total |  |  |  |  | IB | [17 empty] | U_M_Sell | T_M_Sell | U_L_Sell | T_L_Sell | Total_Sell | T_M_Cost | T_L_Phr | Mat/Lab=1 |  |  | Sell Total
5 | No |  | Item: 4.10800000000004 | 104.97 | 524.85 | ISELL |  |  |  | mu_A | ITEM | [7 empty] | mu :1.23 | [8 empty] | 72.85 | 364.25 | 32.12 | 160.6 | 524.85 | 295.8 | 4.75 | 1502.75 |  | 9 | 975.15
|  |  | 3-Phase 40A Isolator | [6 empty] | n
|  | h | [E25_0062_Quintano_Foods_Elec_ELV_As_Awarded.xlsx]Elec_Rates!$D$219 |  |  | RATE_AAA
5 | 1 | 5 | 021# 3-Phase 40A Isolator |  | Local Rate(A) | RTLO_001 | [9 empty] | 59.16 | 295.8 | 0.95 | 4.75 | [17 empty] | 9 | Local Rate(A)
[17 empty] | 0 |  | 0
d> | 0 |  |  |  |  | ICOST |  |  |  | mu_A | ITEM | [5 empty] | 295.8 |  | 4.75 | [17 empty] | d>
TB
t
Supply, install and connect the following supply cables on cable tray, including all cleats, glands, terminal lugs etc., for a complete system
TB
t
From Distribution Board 'DB-LA2' to:
|  |  |  | Sell Rate | Sell Total |  |  |  |  | IB | [17 empty] | U_M_Sell | T_M_Sell | U_L_Sell | T_L_Sell | Total_Sell | T_M_Cost | T_L_Phr | Mat/Lab=1 |  |  | Sell Total
35 | m |  | Item: 4.10900000000004 | 5.93 | 207.55 | ISELL |  |  |  | mu_A | ITEM | [7 empty] | mu :1.23 | [8 empty] | 3.56 | 124.6 | 2.37 | 82.95 | 207.55 | 101.15 | 2.45 | 3626 |  | 35 | 207.55
|  |  | Main Gate (5 x 2.5mm2 XLPE/SWA/LSZH) | [6 empty] | n
|  | h | [E25_0062_Quintano_Foods_Elec_ELV_As_Awarded.xlsx]Elec_Rates!$D$510 |  |  | RATE_AAA
35 | 1 | 35 | 048# 5 x 2.5mm2 XLPE/SWA/LSZH |  | Local Rate | RTLO_002 | [9 empty] | 2.89 | 101.15 | 0.07 | 2.45 | [17 empty] | 35 | Local Rate
[17 empty] | 0 |  | 0
d> | 0 |  |  |  |  | ICOST |  |  |  | mu_A | ITEM | [5 empty] | 101.15 |  | 2.45 | [17 empty] | d>
|  |  |  | Sell Rate | Sell Total |  |  |  |  | IB | [17 empty] | U_M_Sell | T_M_Sell | U_L_Sell | T_L_Sell | Total_Sell | T_M_Cost | T_L_Phr | Mat/Lab=1 |  |  | Sell Total
35 | m |  | Item: 4.11000000000004 | 5.93 | 207.55 | ISELL |  |  |  | mu_A | ITEM | [7 empty] | mu :1.23 | [8 empty] | 3.56 | 124.6 | 2.37 | 82.95 | 207.55 | 101.15 | 2.45 | 3626 |  | 35 | 207.55
|  |  | Truck Plugging Point 01 (5 x 2.5mm2 XLPE/SWA/LSZH) | [6 empty] | n
|  | h | [E25_0062_Quintano_Foods_Elec_ELV_As_Awarded.xlsx]Elec_Rates!$D$510 |  |  | RATE_AAA
35 | 1 | 35 | 048# 5 x 2.5mm2 XLPE/SWA/LSZH |  | Local Rate | RTLO_002 | [9 empty] | 2.89 | 101.15 | 0.07 | 2.45 | [17 empty] | 35 | Local Rate
[17 empty] | 0 |  | 0
d> | 0 |  |  |  |  | ICOST |  |  |  | mu_A | ITEM | [5 empty] | 101.15 |  | 2.45 | [17 empty] | d>
|  |  |  | Sell Rate | Sell Total |  |  |  |  | IB | [17 empty] | U_M_Sell | T_M_Sell | U_L_Sell | T_L_Sell | Total_Sell | T_M_Cost | T_L_Phr | Mat/Lab=1 |  |  | Sell Total
35 | m |  | Item: 4.11100000000004 | 5.93 | 207.55 | ISELL |  |  |  | mu_A | ITEM | [7 empty] | mu :1.23 | [8 empty] | 3.56 | 124.6 | 2.37 | 82.95 | 207.55 | 101.15 | 2.45 | 3626 |  | 35 | 207.55
|  |  | Truck Plugging Point 02 (5 x 2.5mm2 XLPE/SWA/LSZH) | [6 empty] | n
|  | h | [E25_0062_Quintano_Foods_Elec_ELV_As_Awarded.xlsx]Elec_Rates!$D$510 |  |  | RATE_AAA
35 | 1 | 35 | 048# 5 x 2.5mm2 XLPE/SWA/LSZH |  | Local Rate | RTLO_002 | [9 empty] | 2.89 | 101.15 | 0.07 | 2.45 | [17 empty] | 35 | Local Rate
[17 empty] | 0 |  | 0
d> | 0 |  |  |  |  | ICOST |  |  |  | mu_A | ITEM | [5 empty] | 101.15 |  | 2.45 | [17 empty] | d>
|  |  |  | Sell Rate | Sell Total |  |  |  |  | IB | [17 empty] | U_M_Sell | T_M_Sell | U_L_Sell | T_L_Sell | Total_Sell | T_M_Cost | T_L_Phr | Mat/Lab=1 |  |  | Sell Total
40 | m |  | Item: 4.11200000000004 | 5.93 | 237.2 | ISELL |  |  |  | mu_A | ITEM | [7 empty] | mu :1.23 | [8 empty] | 3.56 | 142.4 | 2.37 | 94.8 | 237.2 | 115.6 | 2.8 | 4736 |  | 40 | 237.2
|  |  | Trailers Plugging Point 01 (5 x 2.5mm2 XLPE/SWA/LSZH) | [6 empty] | n
|  | h | [E25_0062_Quintano_Foods_Elec_ELV_As_Awarded.xlsx]Elec_Rates!$D$510 |  |  | RATE_AAA
40 | 1 | 40 | 048# 5 x 2.5mm2 XLPE/SWA/LSZH |  | Local Rate | RTLO_002 | [9 empty] | 2.89 | 115.6 | 0.07 | 2.8 | [17 empty] | 40 | Local Rate
[17 empty] | 0 |  | 0
d> | 0 |  |  |  |  | ICOST |  |  |  | mu_A | ITEM | [5 empty] | 115.6 |  | 2.8 | [17 empty] | d>
|  |  |  | Sell Rate | Sell Total |  |  |  |  | IB | [17 empty] | U_M_Sell | T_M_Sell | U_L_Sell | T_L_Sell | Total_Sell | T_M_Cost | T_L_Phr | Mat/Lab=1 |  |  | Sell Total
45 | m |  | Item: 4.11300000000004 | 5.93 | 266.85 | ISELL |  |  |  | mu_A | ITEM | [7 empty] | mu :1.23 | [8 empty] | 3.56 | 160.2 | 2.37 | 106.65 | 266.85 | 130.05 | 3.15 | 5994 |  | 45 | 266.85
|  |  | Trailers Plugging Point 02 (5 x 2.5mm2 XLPE/SWA/LSZH) | [6 empty] | n
|  | h | [E25_0062_Quintano_Foods_Elec_ELV_As_Awarded.xlsx]Elec_Rates!$D$510 |  |  | RATE_AAA
45 | 1 | 45 | 048# 5 x 2.5mm2 XLPE/SWA/LSZH |  | Local Rate | RTLO_002 | [9 empty] | 2.89 | 130.05 | 0.07 | 3.15 | [17 empty] | 45 | Local Rate
[17 empty] | 0 |  | 0
d> | 0 |  |  |  |  | ICOST |  |  |  | mu_A | ITEM | [5 empty] | 130.05 |  | 3.15 | [17 empty] | d>
TB
t
Supply, install and connect the following:
|  |  |  | Sell Rate | Sell Total |  |  |  |  | IB | [17 empty] | U_M_Sell | T_M_Sell | U_L_Sell | T_L_Sell | Total_Sell | T_M_Cost | T_L_Phr | Mat/Lab=1 |  |  | Sell Total
1 | No |  | Item: 4.11400000000004 | 48.53 | 48.53 | ISELL |  |  |  | mu_A | ITEM | [7 empty] | mu :1.23 | [8 empty] | 31.62 | 31.62 | 16.91 | 16.91 | 48.53 | 25.68 | 0.5 | 26.18 |  | 1 | 50.22
|  |  | 3-Phase 16A Isolator | [6 empty] | n
|  | h | [E25_0062_Quintano_Foods_Elec_ELV_As_Awarded.xlsx]Elec_Rates!$D$201 |  |  | RATE_AAA
1 | 1 | 1 | 019# 3-Phase 16A Isolator |  | Local Rate | RTLO_001 | [9 empty] | 25.68 | 25.68 | 0.5 | 0.5 | [17 empty] | 1 | Local Rate
[17 empty] | 0 |  | 0
d> | 0 |  |  |  |  | ICOST |  |  |  | mu_A | ITEM | [5 empty] | 25.68 |  | 0.5 | [17 empty] | d>
|  |  |  | Sell Rate | Sell Total |  |  |  |  | IB | [17 empty] | U_M_Sell | T_M_Sell | U_L_Sell | T_L_Sell | Total_Sell | T_M_Cost | T_L_Phr | Mat/Lab=1 |  |  | Sell Total
4 | No |  | Item: 4.11500000000004 | 54.11 | 216.44 | ISELL |  |  |  | mu_A | ITEM | [7 empty] | mu :1.23 | [8 empty] | 43.29 | 173.16 | 10.82 | 43.28 | 216.44 | 140.64 | 1.28 | 567.68 |  | 4 | 220.52
|  |  | 16A 3-Phase Industrial Socket Outlet c/w Rotary Switch | [6 empty] | n
|  | h | [E25_0062_Quintano_Foods_Elec_ELV_As_Awarded.xlsx]Elec_Rates!$D$174 |  |  | RATE_AAA
4 | 1 | 4 | 016# 5Pin 16Amp IP67 Interlocked Socket outlet |  | Local Rate | RTLO_002 | [9 empty] | 35.16 | 140.64 | 0.32 | 1.28 | [17 empty] | 4 | Local Rate
[17 empty] | 0 |  | 0
d> | 0 |  |  |  |  | ICOST |  |  |  | mu_A | ITEM | [5 empty] | 140.64 |  | 1.28 | [17 empty] | d>
TB
t
Supply, install and connect the following supply cables on cable tray, including all cleats, glands, terminal lugs etc., for a complete system
TB
t
From Distribution Board 'DB-B1L' to:
|  |  |  | Sell Rate | Sell Total |  |  |  |  | IB | [17 empty] | U_M_Sell | T_M_Sell | U_L_Sell | T_L_Sell | Total_Sell | T_M_Cost | T_L_Phr | Mat/Lab=1 |  |  | Sell Total
75 | m |  | Item: 4.11600000000004 | 9.95 | 746.25 | ISELL |  |  |  | mu_A | ITEM | [7 empty] | mu :1.23 | [8 empty] | 6.91 | 518.25 | 3.04 | 228 | 746.25 | 420.75 | 6.75 | 32062.5 |  | 75 | 771.75
|  |  | Sump Pump 03 (5 x 6mm2 XLPE/SWA/LSZH) | [6 empty] | n
|  | h | [E25_0062_Quintano_Foods_Elec_ELV_As_Awarded.xlsx]Elec_Rates!$D$437 |  |  | RATE_AAA
75 | 1 | 75 | 042# 5 x 6mm2 XLPE/SWA/LSZH |  | Local Rate | RTLO_002 | [9 empty] | 5.61 | 420.75 | 0.09 | 6.75 | [17 empty] | 75 | Local Rate
[17 empty] | 0 |  | 0
d> | 0 |  |  |  |  | ICOST |  |  |  | mu_A | ITEM | [5 empty] | 420.75 |  | 6.75 | [17 empty] | d>
|  |  |  | Sell Rate | Sell Total |  |  |  |  | IB | [17 empty] | U_M_Sell | T_M_Sell | U_L_Sell | T_L_Sell | Total_Sell | T_M_Cost | T_L_Phr | Mat/Lab=1 |  |  | Sell Total
35 | m |  | Item: 4.11700000000004 | 8.18 | 286.3 | ISELL |  |  |  | mu_A | ITEM | [7 empty] | mu :1.23 | [8 empty] | 5.13 | 179.55 | 3.05 | 106.75 | 286.3 | 145.95 | 3.15 | 5218.5 |  | 35 | 298.2
|  |  | Sump Pump 04A (5 x 4mm2 XLPE/SWA/LSZH) | [6 empty] | n
|  | h | [E25_0062_Quintano_Foods_Elec_ELV_As_Awarded.xlsx]Elec_Rates!$D$468 |  |  | RATE_AAA
35 | 1 | 35 | 045# 5 x 4mm2 XLPE/SWA/LSZH |  | Local Rate | RTLO_002 | [9 empty] | 4.17 | 145.95 | 0.09 | 3.15 | [17 empty] | 35 | Local Rate
[17 empty] | 0 |  | 0
d> | 0 |  |  |  |  | ICOST |  |  |  | mu_A | ITEM | [5 empty] | 145.95 |  | 3.15 | [17 empty] | d>
|  |  |  | Sell Rate | Sell Total |  |  |  |  | IB | [17 empty] | U_M_Sell | T_M_Sell | U_L_Sell | T_L_Sell | Total_Sell | T_M_Cost | T_L_Phr | Mat/Lab=1 |  |  | Sell Total
35 | m |  | Item: 4.11800000000004 | 8.18 | 286.3 | ISELL |  |  |  | mu_A | ITEM | [7 empty] | mu :1.23 | [8 empty] | 5.13 | 179.55 | 3.05 | 106.75 | 286.3 | 145.95 | 3.15 | 5218.5 |  | 35 | 298.2
|  |  | Sump Pump 04B (5 x 4mm2 XLPE/SWA/LSZH) | [6 empty] | n
|  | h | [E25_0062_Quintano_Foods_Elec_ELV_As_Awarded.xlsx]Elec_Rates!$D$468 |  |  | RATE_AAA
35 | 1 | 35 | 045# 5 x 4mm2 XLPE/SWA/LSZH |  | Local Rate | RTLO_002 | [9 empty] | 4.17 | 145.95 | 0.09 | 3.15 | [17 empty] | 35 | Local Rate
[17 empty] | 0 |  | 0
d> | 0 |  |  |  |  | ICOST |  |  |  | mu_A | ITEM | [5 empty] | 145.95 |  | 3.15 | [17 empty] | d>
|  |  |  | Sell Rate | Sell Total |  |  |  |  | IB | [17 empty] | U_M_Sell | T_M_Sell | U_L_Sell | T_L_Sell | Total_Sell | T_M_Cost | T_L_Phr | Mat/Lab=1 |  |  | Sell Total
80 | m |  | Item: 4.11900000000004 | 9.95 | 796 | ISELL |  |  |  | mu_A | ITEM | [7 empty] | mu :1.23 | [8 empty] | 6.91 | 552.8 | 3.04 | 243.2 | 796 | 448.8 | 7.2 | 36480 |  | 80 | 823.2
|  |  | Sump Pump 08 (5 x 6mm2 XLPE/SWA/LSZH) | [6 empty] | n
|  | h | [E25_0062_Quintano_Foods_Elec_ELV_As_Awarded.xlsx]Elec_Rates!$D$437 |  |  | RATE_AAA
80 | 1 | 80 | 042# 5 x 6mm2 XLPE/SWA/LSZH |  | Local Rate | RTLO_002 | [9 empty] | 5.61 | 448.8 | 0.09 | 7.2 | [17 empty] | 80 | Local Rate
[17 empty] | 0 |  | 0
d> | 0 |  |  |  |  | ICOST |  |  |  | mu_A | ITEM | [5 empty] | 448.8 |  | 7.2 | [17 empty] | d>
|  |  |  | Sell Rate | Sell Total |  |  |  |  | IB | [17 empty] | U_M_Sell | T_M_Sell | U_L_Sell | T_L_Sell | Total_Sell | T_M_Cost | T_L_Phr | Mat/Lab=1 |  |  | Sell Total
35 | m |  | Item: 4.12000000000004 | 5.63 | 197.05 | ISELL |  |  |  | mu_A | ITEM | [7 empty] | mu :1.23 | [8 empty] | 3.26 | 114.1 | 2.37 | 82.95 | 197.05 | 92.75 | 2.45 | 3332 |  | 35 | 208.95
|  |  | Cesspit Pump A (3 x 4mm2 XLPE/SWA/LSZH) | [6 empty] | n
|  | h | [E25_0062_Quintano_Foods_Elec_ELV_As_Awarded.xlsx]Elec_Rates!$D$478 |  |  | RATE_AAA
35 | 1 | 35 | 046# 3 x 4mm2 XLPE/SWA/LSZH |  | Local Rate | RTLO_002 | [9 empty] | 2.65 | 92.75 | 0.07 | 2.45 | [17 empty] | 35 | Local Rate
[17 empty] | 0 |  | 0
d> | 0 |  |  |  |  | ICOST |  |  |  | mu_A | ITEM | [5 empty] | 92.75 |  | 2.45 | [17 empty] | d>
|  |  |  | Sell Rate | Sell Total |  |  |  |  | IB | [17 empty] | U_M_Sell | T_M_Sell | U_L_Sell | T_L_Sell | Total_Sell | T_M_Cost | T_L_Phr | Mat/Lab=1 |  |  | Sell Total
35 | m |  | Item: 4.12100000000004 | 5.63 | 197.05 | ISELL |  |  |  | mu_A | ITEM | [7 empty] | mu :1.23 | [8 empty] | 3.26 | 114.1 | 2.37 | 82.95 | 197.05 | 92.75 | 2.45 | 3332 |  | 35 | 208.95
|  |  | Cesspit Pump B (3 x 4mm2 XLPE/SWA/LSZH) | [6 empty] | n
|  | h | [E25_0062_Quintano_Foods_Elec_ELV_As_Awarded.xlsx]Elec_Rates!$D$478 |  |  | RATE_AAA
35 | 1 | 35 | 046# 3 x 4mm2 XLPE/SWA/LSZH |  | Local Rate | RTLO_002 | [9 empty] | 2.65 | 92.75 | 0.07 | 2.45 | [17 empty] | 35 | Local Rate
[17 empty] | 0 |  | 0
d> | 0 |  |  |  |  | ICOST |  |  |  | mu_A | ITEM | [5 empty] | 92.75 |  | 2.45 | [17 empty] | d>
|  |  |  | Sell Rate | Sell Total |  |  |  |  | IB | [17 empty] | U_M_Sell | T_M_Sell | U_L_Sell | T_L_Sell | Total_Sell | T_M_Cost | T_L_Phr | Mat/Lab=1 |  |  | Sell Total
40 | m |  | Item: 4.12200000000004 | 5.63 | 225.2 | ISELL |  |  |  | mu_A | ITEM | [7 empty] | mu :1.23 | [8 empty] | 3.26 | 130.4 | 2.37 | 94.8 | 225.2 | 106 | 2.8 | 4352 |  | 40 | 238.8
|  |  | SCW Submersible Pump (3 x 4mm2 XLPE/SWA/LSZH) | [6 empty] | n
|  | h | [E25_0062_Quintano_Foods_Elec_ELV_As_Awarded.xlsx]Elec_Rates!$D$478 |  |  | RATE_AAA
40 | 1 | 40 | 046# 3 x 4mm2 XLPE/SWA/LSZH |  | Local Rate | RTLO_002 | [9 empty] | 2.65 | 106 | 0.07 | 2.8 | [17 empty] | 40 | Local Rate
[17 empty] | 0 |  | 0
d> | 0 |  |  |  |  | ICOST |  |  |  | mu_A | ITEM | [5 empty] | 106 |  | 2.8 | [17 empty] | d>
TB
t
Supply, install and connect the following:
|  |  |  | Sell Rate | Sell Total |  |  |  |  | IB | [17 empty] | U_M_Sell | T_M_Sell | U_L_Sell | T_L_Sell | Total_Sell | T_M_Cost | T_L_Phr | Mat/Lab=1 |  |  | Sell Total
2 | No |  | Item: 4.12300000000004 | 57.79 | 115.58 | ISELL |  |  |  | mu_A | ITEM | [7 empty] | mu :1.23 | [8 empty] | 33.44 | 66.88 | 24.35 | 48.7 | 115.58 | 54.32 | 1.44 | 111.52 |  | 2 | 120.98
|  |  | 3-Phase 25A Isolator | [6 empty] | n
|  | h | [E25_0062_Quintano_Foods_Elec_ELV_As_Awarded.xlsx]Elec_Rates!$D$210 |  |  | RATE_AAA
2 | 1 | 2 | 020# 3-Phase 20/25/32A Isolator |  | Local Rate | RTLO_002 | [9 empty] | 27.16 | 54.32 | 0.72 | 1.44 | [17 empty] | 2 | Local Rate
[17 empty] | 0 |  | 0
d> | 0 |  |  |  |  | ICOST |  |  |  | mu_A | ITEM | [5 empty] | 54.32 |  | 1.44 | [17 empty] | d>
|  |  |  | Sell Rate | Sell Total |  |  |  |  | IB | [17 empty] | U_M_Sell | T_M_Sell | U_L_Sell | T_L_Sell | Total_Sell | T_M_Cost | T_L_Phr | Mat/Lab=1 |  |  | Sell Total
2 | No |  | Item: 4.12400000000004 | 57.79 | 115.58 | ISELL |  |  |  | mu_A | ITEM | [7 empty] | mu :1.23 | [8 empty] | 33.44 | 66.88 | 24.35 | 48.7 | 115.58 | 54.32 | 1.44 | 111.52 |  | 2 | 120.98
|  |  | 3-Phase 32A Isolator | [6 empty] | n
|  | h | [E25_0062_Quintano_Foods_Elec_ELV_As_Awarded.xlsx]Elec_Rates!$D$210 |  |  | RATE_AAA
2 | 1 | 2 | 020# 3-Phase 20/25/32A Isolator |  | Local Rate | RTLO_002 | [9 empty] | 27.16 | 54.32 | 0.72 | 1.44 | [17 empty] | 2 | Local Rate
[17 empty] | 0 |  | 0
d> | 0 |  |  |  |  | ICOST |  |  |  | mu_A | ITEM | [5 empty] | 54.32 |  | 1.44 | [17 empty] | d>
|  |  |  | Sell Rate | Sell Total |  |  |  |  | IB | [17 empty] | U_M_Sell | T_M_Sell | U_L_Sell | T_L_Sell | Total_Sell | T_M_Cost | T_L_Phr | Mat/Lab=1 |  |  | Sell Total
3 | No |  | Item: 4.12500000000004 | 48.45 | 145.35 | ISELL |  |  |  | mu_A | ITEM | [7 empty] | mu :1.23 | [8 empty] | 31.55 | 94.65 | 16.9 | 50.7 | 145.35 | 76.86 | 1.5 | 235.08 |  | 3 | 150.42
|  |  | 1-Phase 25A Isolator | [6 empty] | n
|  | h | [E25_0062_Quintano_Foods_Elec_ELV_As_Awarded.xlsx]Elec_Rates!$D$192 |  |  | RATE_AAA
3 | 1 | 3 | 018# 1-Phase 25/32A Isolator |  | Local Rate(A) | RTLO_001 | [9 empty] | 25.62 | 76.86 | 0.5 | 1.5 | [17 empty] | 3 | Local Rate(A)
[17 empty] | 0 |  | 0
d> | 0 |  |  |  |  | ICOST |  |  |  | mu_A | ITEM | [5 empty] | 76.86 |  | 1.5 | [17 empty] | d>
SB | [36 empty] | SB
| 0.9614 |  | PAGE: 12 |  | 19361.91 | [5 empty] | PAGE | [5 empty] | 12301.5 |  | 124.615 | [18 empty] | 21896.34
| Discy: |  |  |  | PAGE SELL | [11 empty] | PAGE MAT |  | PAGE LAB | [18 empty] | PAGE SELL
TB
t
Supply, install and connect the following supply cables on cable tray, including all cleats, glands, terminal lugs etc., for a complete system
TB
t
From Ventilation Control Panel 'VCP-B1L' to:
|  |  |  | Sell Rate | Sell Total |  |  |  |  | IB | [17 empty] | U_M_Sell | T_M_Sell | U_L_Sell | T_L_Sell | Total_Sell | T_M_Cost | T_L_Phr | Mat/Lab=1 |  |  | Sell Total
25 | m |  | Item: 4.12600000000004 | 15.95 | 398.75 | ISELL |  |  |  | mu_A | ITEM | [7 empty] | mu :1.23 | [8 empty] | 13.58 | 339.5 | 2.37 | 59.25 | 398.75 | 275.75 | 1.75 | 6937.5 |  | 25 | 407.25
|  |  | Jet Fan 01 (5 x 2.5mm2 F120 Fire Resistant Cable (BS7846) - XLPE/SWA/LSZH) | [6 empty] | n
|  | h | [E25_0062_Quintano_Foods_Elec_ELV_As_Awarded.xlsx]Elec_Rates!$D$488 |  |  | RATE_AAA
25 | 1 | 25 | 047# 5 x 2.5mm2 F120 Fire Resistant Cable (BS7846) - XLPE/SWA/LSZH |  | Local Rate | RTLO_002 | [9 empty] | 11.03 | 275.75 | 0.07 | 1.75 | [17 empty] | 25 | Local Rate
[17 empty] | 0 |  | 0
d> | 0 |  |  |  |  | ICOST |  |  |  | mu_A | ITEM | [5 empty] | 275.75 |  | 1.75 | [17 empty] | d>
|  |  |  | Sell Rate | Sell Total |  |  |  |  | IB | [17 empty] | U_M_Sell | T_M_Sell | U_L_Sell | T_L_Sell | Total_Sell | T_M_Cost | T_L_Phr | Mat/Lab=1 |  |  | Sell Total
20 | m |  | Item: 4.12700000000004 | 15.95 | 319 | ISELL |  |  |  | mu_A | ITEM | [7 empty] | mu :1.23 | [8 empty] | 13.58 | 271.6 | 2.37 | 47.4 | 319 | 220.6 | 1.4 | 4440 |  | 20 | 325.8
|  |  | Jet Fan 02 (5 x 2.5mm2 F120 Fire Resistant Cable (BS7846) - XLPE/SWA/LSZH) | [6 empty] | n
|  | h | [E25_0062_Quintano_Foods_Elec_ELV_As_Awarded.xlsx]Elec_Rates!$D$488 |  |  | RATE_AAA
20 | 1 | 20 | 047# 5 x 2.5mm2 F120 Fire Resistant Cable (BS7846) - XLPE/SWA/LSZH |  | Local Rate | RTLO_002 | [9 empty] | 11.03 | 220.6 | 0.07 | 1.4 | [17 empty] | 20 | Local Rate
[17 empty] | 0 |  | 0
d> | 0 |  |  |  |  | ICOST |  |  |  | mu_A | ITEM | [5 empty] | 220.6 |  | 1.4 | [17 empty] | d>
|  |  |  | Sell Rate | Sell Total |  |  |  |  | IB | [17 empty] | U_M_Sell | T_M_Sell | U_L_Sell | T_L_Sell | Total_Sell | T_M_Cost | T_L_Phr | Mat/Lab=1 |  |  | Sell Total
55 | m |  | Item: 4.12800000000004 | 15.95 | 877.25 | ISELL |  |  |  | mu_A | ITEM | [7 empty] | mu :1.23 | [8 empty] | 13.58 | 746.9 | 2.37 | 130.35 | 877.25 | 606.65 | 3.85 | 33577.5 |  | 55 | 895.95
|  |  | Jet Fan 03 (5 x 2.5mm2 F120 Fire Resistant Cable (BS7846) - XLPE/SWA/LSZH) | [6 empty] | n
|  | h | [E25_0062_Quintano_Foods_Elec_ELV_As_Awarded.xlsx]Elec_Rates!$D$488 |  |  | RATE_AAA
55 | 1 | 55 | 047# 5 x 2.5mm2 F120 Fire Resistant Cable (BS7846) - XLPE/SWA/LSZH |  | Local Rate | RTLO_002 | [9 empty] | 11.03 | 606.65 | 0.07 | 3.85 | [17 empty] | 55 | Local Rate
[17 empty] | 0 |  | 0
d> | 0 |  |  |  |  | ICOST |  |  |  | mu_A | ITEM | [5 empty] | 606.65 |  | 3.85 | [17 empty] | d>
|  |  |  | Sell Rate | Sell Total |  |  |  |  | IB | [17 empty] | U_M_Sell | T_M_Sell | U_L_Sell | T_L_Sell | Total_Sell | T_M_Cost | T_L_Phr | Mat/Lab=1 |  |  | Sell Total
45 | m |  | Item: 4.12900000000004 | 15.95 | 717.75 | ISELL |  |  |  | mu_A | ITEM | [7 empty] | mu :1.23 | [8 empty] | 13.58 | 611.1 | 2.37 | 106.65 | 717.75 | 496.35 | 3.15 | 22477.5 |  | 45 | 733.05
|  |  | Jet Fan 04 (5 x 2.5mm2 F120 Fire Resistant Cable (BS7846) - XLPE/SWA/LSZH) | [6 empty] | n
|  | h | [E25_0062_Quintano_Foods_Elec_ELV_As_Awarded.xlsx]Elec_Rates!$D$488 |  |  | RATE_AAA
45 | 1 | 45 | 047# 5 x 2.5mm2 F120 Fire Resistant Cable (BS7846) - XLPE/SWA/LSZH |  | Local Rate | RTLO_002 | [9 empty] | 11.03 | 496.35 | 0.07 | 3.15 | [17 empty] | 45 | Local Rate
[17 empty] | 0 |  | 0
d> | 0 |  |  |  |  | ICOST |  |  |  | mu_A | ITEM | [5 empty] | 496.35 |  | 3.15 | [17 empty] | d>
|  |  |  | Sell Rate | Sell Total |  |  |  |  | IB | [17 empty] | U_M_Sell | T_M_Sell | U_L_Sell | T_L_Sell | Total_Sell | T_M_Cost | T_L_Phr | Mat/Lab=1 |  |  | Sell Total
30 | m |  | Item: 4.13000000000004 | 15.95 | 478.5 | ISELL |  |  |  | mu_A | ITEM | [7 empty] | mu :1.23 | [8 empty] | 13.58 | 407.4 | 2.37 | 71.1 | 478.5 | 330.9 | 2.1 | 9990 |  | 30 | 488.7
|  |  | Jet Fan 05 (5 x 2.5mm2 F120 Fire Resistant Cable (BS7846) - XLPE/SWA/LSZH) | [6 empty] | n
|  | h | [E25_0062_Quintano_Foods_Elec_ELV_As_Awarded.xlsx]Elec_Rates!$D$488 |  |  | RATE_AAA
30 | 1 | 30 | 047# 5 x 2.5mm2 F120 Fire Resistant Cable (BS7846) - XLPE/SWA/LSZH |  | Local Rate | RTLO_002 | [9 empty] | 11.03 | 330.9 | 0.07 | 2.1 | [17 empty] | 30 | Local Rate
[17 empty] | 0 |  | 0
d> | 0 |  |  |  |  | ICOST |  |  |  | mu_A | ITEM | [5 empty] | 330.9 |  | 2.1 | [17 empty] | d>
|  |  |  | Sell Rate | Sell Total |  |  |  |  | IB | [17 empty] | U_M_Sell | T_M_Sell | U_L_Sell | T_L_Sell | Total_Sell | T_M_Cost | T_L_Phr | Mat/Lab=1 |  |  | Sell Total
50 | m |  | Item: 4.13100000000004 | 15.95 | 797.5 | ISELL |  |  |  | mu_A | ITEM | [7 empty] | mu :1.23 | [8 empty] | 13.58 | 679 | 2.37 | 118.5 | 797.5 | 551.5 | 3.5 | 27750 |  | 50 | 814.5
|  |  | Jet Fan 06 (5 x 2.5mm2 F120 Fire Resistant Cable (BS7846) - XLPE/SWA/LSZH) | [6 empty] | n
|  | h | [E25_0062_Quintano_Foods_Elec_ELV_As_Awarded.xlsx]Elec_Rates!$D$488 |  |  | RATE_AAA
50 | 1 | 50 | 047# 5 x 2.5mm2 F120 Fire Resistant Cable (BS7846) - XLPE/SWA/LSZH |  | Local Rate | RTLO_002 | [9 empty] | 11.03 | 551.5 | 0.07 | 3.5 | [17 empty] | 50 | Local Rate
[17 empty] | 0 |  | 0
d> | 0 |  |  |  |  | ICOST |  |  |  | mu_A | ITEM | [5 empty] | 551.5 |  | 3.5 | [17 empty] | d>
|  |  |  | Sell Rate | Sell Total |  |  |  |  | IB | [17 empty] | U_M_Sell | T_M_Sell | U_L_Sell | T_L_Sell | Total_Sell | T_M_Cost | T_L_Phr | Mat/Lab=1 |  |  | Sell Total
60 | m |  | Item: 4.13200000000004 | 15.95 | 957 | ISELL |  |  |  | mu_A | ITEM | [7 empty] | mu :1.23 | [8 empty] | 13.58 | 814.8 | 2.37 | 142.2 | 957 | 661.8 | 4.2 | 39960 |  | 60 | 977.4
|  |  | Jet Fan 07 (5 x 2.5mm2 F120 Fire Resistant Cable (BS7846) - XLPE/SWA/LSZH) | [6 empty] | n
|  | h | [E25_0062_Quintano_Foods_Elec_ELV_As_Awarded.xlsx]Elec_Rates!$D$488 |  |  | RATE_AAA
60 | 1 | 60 | 047# 5 x 2.5mm2 F120 Fire Resistant Cable (BS7846) - XLPE/SWA/LSZH |  | Local Rate | RTLO_002 | [9 empty] | 11.03 | 661.8 | 0.07 | 4.2 | [17 empty] | 60 | Local Rate
[17 empty] | 0 |  | 0
d> | 0 |  |  |  |  | ICOST |  |  |  | mu_A | ITEM | [5 empty] | 661.8 |  | 4.2 | [17 empty] | d>
|  |  |  | Sell Rate | Sell Total |  |  |  |  | IB | [17 empty] | U_M_Sell | T_M_Sell | U_L_Sell | T_L_Sell | Total_Sell | T_M_Cost | T_L_Phr | Mat/Lab=1 |  |  | Sell Total
75 | m |  | Item: 4.13300000000004 | 15.95 | 1196.25 | ISELL |  |  |  | mu_A | ITEM | [7 empty] | mu :1.23 | [8 empty] | 13.58 | 1018.5 | 2.37 | 177.75 | 1196.25 | 827.25 | 5.25 | 62437.5 |  | 75 | 1221.75
|  |  | Jet Fan 08 (5 x 2.5mm2 F120 Fire Resistant Cable (BS7846) - XLPE/SWA/LSZH) | [6 empty] | n
|  | h | [E25_0062_Quintano_Foods_Elec_ELV_As_Awarded.xlsx]Elec_Rates!$D$488 |  |  | RATE_AAA
75 | 1 | 75 | 047# 5 x 2.5mm2 F120 Fire Resistant Cable (BS7846) - XLPE/SWA/LSZH |  | Local Rate | RTLO_002 | [9 empty] | 11.03 | 827.25 | 0.07 | 5.25 | [17 empty] | 75 | Local Rate
[17 empty] | 0 |  | 0
d> | 0 |  |  |  |  | ICOST |  |  |  | mu_A | ITEM | [5 empty] | 827.25 |  | 5.25 | [17 empty] | d>
|  |  |  | Sell Rate | Sell Total |  |  |  |  | IB | [17 empty] | U_M_Sell | T_M_Sell | U_L_Sell | T_L_Sell | Total_Sell | T_M_Cost | T_L_Phr | Mat/Lab=1 |  |  | Sell Total
50 | m |  | Item: 4.13400000000004 | 35.24 | 1762 | ISELL |  |  |  | mu_A | ITEM | [7 empty] | mu :1.23 | [8 empty] | 31.52 | 1576 | 3.72 | 186 | 1762 | 1280 | 5.5 | 64275 |  | 50 | 1779
|  |  | Extract Fan EF-B1L-01A (5 x 16mm2 F120 Fire Resistant Cable (BS7846) - XLPE/SWA/LSZH) | [6 empty] | n
|  | h | [E25_0062_Quintano_Foods_Elec_ELV_As_Awarded.xlsx]Elec_Rates!$D$385 |  |  | RATE_AAA
50 | 1 | 50 | 037# 5 x 16mm2 F120 Fire Resistant Cable (BS7846) - XLPE/SWA/LSZH |  | Local Rate | RTLO_002 | [9 empty] | 25.6 | 1280 | 0.11 | 5.5 | [17 empty] | 50 | Local Rate
[17 empty] | 0 |  | 0
d> | 0 |  |  |  |  | ICOST |  |  |  | mu_A | ITEM | [5 empty] | 1280 |  | 5.5 | [17 empty] | d>
|  |  |  | Sell Rate | Sell Total |  |  |  |  | IB | [17 empty] | U_M_Sell | T_M_Sell | U_L_Sell | T_L_Sell | Total_Sell | T_M_Cost | T_L_Phr | Mat/Lab=1 |  |  | Sell Total
50 | m |  | Item: 4.13500000000005 | 35.24 | 1762 | ISELL |  |  |  | mu_A | ITEM | [7 empty] | mu :1.23 | [8 empty] | 31.52 | 1576 | 3.72 | 186 | 1762 | 1280 | 5.5 | 64275 |  | 50 | 1779
|  |  | Extract Fan EF-B1L-01B (5 x 16mm2 F120 Fire Resistant Cable (BS7846) - XLPE/SWA/LSZH) | [6 empty] | n
|  | h | [E25_0062_Quintano_Foods_Elec_ELV_As_Awarded.xlsx]Elec_Rates!$D$385 |  |  | RATE_AAA
50 | 1 | 50 | 037# 5 x 16mm2 F120 Fire Resistant Cable (BS7846) - XLPE/SWA/LSZH |  | Local Rate | RTLO_002 | [9 empty] | 25.6 | 1280 | 0.11 | 5.5 | [17 empty] | 50 | Local Rate
[17 empty] | 0 |  | 0
d> | 0 |  |  |  |  | ICOST |  |  |  | mu_A | ITEM | [5 empty] | 1280 |  | 5.5 | [17 empty] | d>
TB
t
Supply, install and connect the following:
|  |  |  | Sell Rate | Sell Total |  |  |  |  | IB | [17 empty] | U_M_Sell | T_M_Sell | U_L_Sell | T_L_Sell | Total_Sell | T_M_Cost | T_L_Phr | Mat/Lab=1 |  |  | Sell Total
8 | No |  | Item: 4.13600000000005 | 327.48 | 2619.84 | ISELL |  |  |  | mu_A | ITEM |  |  |  |  | Fire rated |  |  | mu :1.23 | [8 empty] | 295.52 | 2364.16 | 31.96 | 255.68 | 2619.84 | 1920 | 7.56 | 15420.48 |  | 8 | 2648.24
|  |  | 3-Phase 16A Isolator | [6 empty] | n
8 | No |  | Surface Isolator 16A 4-Pole (Lockable) |  | FIRE RATED | SWLV_148 | 510 | KM | T0-3-15680/I | 10-006 |  |  |  | 2 | 2000-12-20 | 225 | 1800 | 0.5 | 3.6 | [17 empty] | 8 | FIRE RATED
8 | No |  | Bracket Custom_1 |  |  | EMAT_070 | 501 | (__) |  | 01-007 |  |  |  | 1 | 2004-05-29 | 10 | 80 | 0.5 | 3.6 | [17 empty] | 8
8 | No |  | Label Small |  |  | CONS_021 | 875 | (__) |  | 05-002 |  |  |  | 3 | 1995-05-01 | 5 | 40 | 0.05 | 0.36 | [17 empty] | 8
[17 empty] | 0 |  | 0
d> | 0 |  |  |  |  | ICOST |  |  |  | mu_A | ITEM | [5 empty] | 1920 |  | 7.56 | [17 empty] | d>
|  |  |  | Sell Rate | Sell Total |  |  |  |  | IB | [17 empty] | U_M_Sell | T_M_Sell | U_L_Sell | T_L_Sell | Total_Sell | T_M_Cost | T_L_Phr | Mat/Lab=1 |  |  | Sell Total
2 | No |  | Item: 4.13700000000005 | 496.61 | 993.22 | ISELL |  |  |  | mu_A | ITEM |  |  |  |  | Fire rated |  |  | mu :1.23 | [8 empty] | 449.44 | 898.88 | 47.17 | 94.34 | 993.22 | 730 | 2.79 | 1465.58 |  | 2 | 1003.7
|  |  | 3-Phase 63A Isolator | [6 empty] | n
2 | No |  | Surface Isolator 63A 4-Pole (Lockable) |  | FIRE RATED | SWLV_180 | 510 | KM | P3-63/I/SVB/N | 10 |  |  |  | 2 | 2000-12-20 | 350 | 700 | 1 | 1.8 | [17 empty] | 2 | FIRE RATED
2 | No |  | Bracket Custom_1 |  |  | EMAT_070 | 501 | (__) |  | 01-007 |  |  |  | 1 | 2004-05-29 | 10 | 20 | 0.5 | 0.9 | [17 empty] | 2
2 | No |  | Label Small |  |  | CONS_021 | 875 | (__) |  | 05-002 |  |  |  | 3 | 1995-05-01 | 5 | 10 | 0.05 | 0.09 | [17 empty] | 2
[17 empty] | 0 |  | 0
d> | 0 |  |  |  |  | ICOST |  |  |  | mu_A | ITEM | [5 empty] | 730 |  | 2.79 | [17 empty] | d>
TB
|  | t | Item:
Supply, install and connect the following supply cables on cable tray, including all cleats, glands, terminal lugs etc., for a complete system
TB
|  | t | Item:
From Ventilation Control Panel 'VCP-GEN' to:
|  |  |  | Sell Rate | Sell Total |  |  |  |  | IB | [17 empty] | U_M_Sell | T_M_Sell | U_L_Sell | T_L_Sell | Total_Sell | T_M_Cost | T_L_Phr | Mat/Lab=1
20 | No |  | Item: 4.137a | 8.18 | 163.6 | ISELL |  |  |  | mu_A | ITEM | [7 empty] | mu :1.23 | [8 empty] | 5.13 | 102.6 | 3.05 | 61 | 163.6 | 83.4 | 1.8 | 1704
|  |  | Supply Fan SF-GEN-01 (5 x 4mm2 XLPE/SWA/LSZH) | [6 empty] | n
|  | h | [E25_0062_Quintano_Foods_Elec_ELV_As_Awarded.xlsx]Elec_Rates!$D$468 |  |  | RATE_AAA
20 | 1 | 20 | 045# 5 x 4mm2 XLPE/SWA/LSZH |  | Local Rate | RTLO_002 | [9 empty] | 4.17 | 83.4 | 0.09 | 1.8 | [17 empty] | 35 | Local Rate
[17 empty] | 0 |  | 0
d> | 0 |  |  |  |  | ICOST |  |  |  | mu_A | ITEM | [5 empty] | 83.4 |  | 1.8
|  |  |  | Sell Rate | Sell Total |  |  |  |  | IB | [17 empty] | U_M_Sell | T_M_Sell | U_L_Sell | T_L_Sell | Total_Sell | T_M_Cost | T_L_Phr | Mat/Lab=1
20 | No |  | Item: 4.137b | 8.18 | 163.6 | ISELL |  |  |  | mu_A | ITEM | [7 empty] | mu :1.23 | [8 empty] | 5.13 | 102.6 | 3.05 | 61 | 163.6 | 83.4 | 1.8 | 1704
|  |  | Extract Fan EF-GEN-01 (5 x 4mm2 XLPE/SWA/LSZH) | [6 empty] | n
|  | h | [E25_0062_Quintano_Foods_Elec_ELV_As_Awarded.xlsx]Elec_Rates!$D$468 |  |  | RATE_AAA
20 | 1 | 20 | 045# 5 x 4mm2 XLPE/SWA/LSZH |  | Local Rate | RTLO_002 | [9 empty] | 4.17 | 83.4 | 0.09 | 1.8 | [17 empty] | 35 | Local Rate
[17 empty] | 0 |  | 0
d> | 0 |  |  |  |  | ICOST |  |  |  | mu_A | ITEM | [5 empty] | 83.4 |  | 1.8
TB
|  | t | Item:
Supply, install and connect the following:
|  |  |  | Sell Rate | Sell Total |  |  |  |  | IB | [17 empty] | U_M_Sell | T_M_Sell | U_L_Sell | T_L_Sell | Total_Sell | T_M_Cost | T_L_Phr | Mat/Lab=1
2 | No |  | Item: 4.137c | 57.79 | 115.58 | ISELL |  |  |  | mu_A | ITEM | [7 empty] | mu :1.23 | [8 empty] | 33.44 | 66.88 | 24.35 | 48.7 | 115.58 | 54.32 | 1.44 | 111.52
|  |  | 3-Phase 25A Isolator | [6 empty] | n
|  | h | [E25_0062_Quintano_Foods_Elec_ELV_As_Awarded.xlsx]Elec_Rates!$D$210 |  |  | RATE_AAA
2 | 1 | 2 | 020# 3-Phase 20/25/32A Isolator |  | Local Rate | RTLO_002 | [9 empty] | 27.16 | 54.32 | 0.72 | 1.44 | [17 empty] | 2 | Local Rate
[17 empty] | 0 |  | 0
d> | 0 |  |  |  |  | ICOST |  |  |  | mu_A | ITEM | [5 empty] | 54.32 |  | 1.44
t
Supply, install and connect the following supply cables on cable tray, including all cleats, glands, terminal lugs etc., for a complete system
TB
t
From Distribution Board 'DB-B1P' to:
|  |  |  | Sell Rate | Sell Total |  |  |  |  | IB | [17 empty] | U_M_Sell | T_M_Sell | U_L_Sell | T_L_Sell | Total_Sell | T_M_Cost | T_L_Phr | Mat/Lab=1 |  |  | Sell Total
10 | m |  | Item: 4.13800000000005 | 18.22 | 182.2 | ISELL |  |  |  | mu_A | ITEM | [7 empty] | mu :1.23 | [8 empty] | 14.84 | 148.4 | 3.38 | 33.8 | 182.2 | 120.5 | 1 | 1215 |  | 10 | 185.6
|  |  | Plant Room Control Panel 'CP-B1P' (5 x 16mm2 XLPE/SWA/LSZH) | [6 empty] | n
|  | h | [E25_0062_Quintano_Foods_Elec_ELV_As_Awarded.xlsx]Elec_Rates!$D$395 |  |  | RATE_AAA
10 | 1 | 10 | 038# 5 x 16mm2 XLPE/SWA/LSZH |  | Local Rate | RTLO_002 | [9 empty] | 12.05 | 120.5 | 0.1 | 1 | [17 empty] | 10 | Local Rate
[17 empty] | 0 |  | 0
d> | 0 |  |  |  |  | ICOST |  |  |  | mu_A | ITEM | [5 empty] | 120.5 |  | 1 | [17 empty] | d>
|  |  |  | Sell Rate | Sell Total |  |  |  |  | IB | [17 empty] | U_M_Sell | T_M_Sell | U_L_Sell | T_L_Sell | Total_Sell | T_M_Cost | T_L_Phr | Mat/Lab=1 |  |  | Sell Total
50 | m |  | Item: 4.13900000000005 | 14.65 | 732.5 | ISELL |  |  |  | mu_A | ITEM | [7 empty] | mu :1.23 | [8 empty] | 10.59 | 529.5 | 4.06 | 203 | 732.5 | 430 | 6 | 21800 |  | 50 | 749.5
|  |  | Cold Water Control Panel 'CP-CW' (5 x 10mm2 XLPE/SWA/LSZH) | [6 empty] | n
|  | h | [E25_0062_Quintano_Foods_Elec_ELV_As_Awarded.xlsx]Elec_Rates!$D$417 |  |  | RATE_AAA
50 | 1 | 50 | 040# 5 x 10mm2 XLPE/SWA/LSZH |  | Local Rate | RTLO_002 | [9 empty] | 8.6 | 430 | 0.12 | 6 | [17 empty] | 50 | Local Rate
[17 empty] | 0 |  | 0
d> | 0 |  |  |  |  | ICOST |  |  |  | mu_A | ITEM | [5 empty] | 430 |  | 6 | [17 empty] | d>
TB
t
From Control Panel 'CP-B1P' to:
|  |  |  | Sell Rate | Sell Total |  |  |  |  | IB | [17 empty] | U_M_Sell | T_M_Sell | U_L_Sell | T_L_Sell | Total_Sell | T_M_Cost | T_L_Phr | Mat/Lab=1 |  |  | Sell Total
20 | m |  | Item: 4.14000000000005 | 8.18 | 163.6 | ISELL |  |  |  | mu_A | ITEM | [7 empty] | mu :1.23 | [8 empty] | 5.13 | 102.6 | 3.05 | 61 | 163.6 | 83.4 | 1.8 | 1704 |  | 20 | 170.4
|  |  | Supply Fan SF-B1L-01 (5 x 4mm2 XLPE/SWA/LSZH) | [6 empty] | n
|  | h | [E25_0062_Quintano_Foods_Elec_ELV_As_Awarded.xlsx]Elec_Rates!$D$468 |  |  | RATE_AAA
20 | 1 | 20 | 045# 5 x 4mm2 XLPE/SWA/LSZH |  | Local Rate | RTLO_002 | [9 empty] | 4.17 | 83.4 | 0.09 | 1.8 | [17 empty] | 20 | Local Rate
[17 empty] | 0 |  | 0
d> | 0 |  |  |  |  | ICOST |  |  |  | mu_A | ITEM | [5 empty] | 83.4 |  | 1.8 | [17 empty] | d>
|  |  |  | Sell Rate | Sell Total |  |  |  |  | IB | [17 empty] | U_M_Sell | T_M_Sell | U_L_Sell | T_L_Sell | Total_Sell | T_M_Cost | T_L_Phr | Mat/Lab=1 |  |  | Sell Total
45 | m |  | Item: 4.14100000000005 | 8.18 | 368.1 | ISELL |  |  |  | mu_A | ITEM | [7 empty] | mu :1.23 | [8 empty] | 5.13 | 230.85 | 3.05 | 137.25 | 368.1 | 187.65 | 4.05 | 8626.5 |  | 45 | 383.4
|  |  | Extract Fan EF-B1L-02 (5 x 4mm2 XLPE/SWA/LSZH) | [6 empty] | n
|  | h | [E25_0062_Quintano_Foods_Elec_ELV_As_Awarded.xlsx]Elec_Rates!$D$468 |  |  | RATE_AAA
45 | 1 | 45 | 045# 5 x 4mm2 XLPE/SWA/LSZH |  | Local Rate | RTLO_002 | [9 empty] | 4.17 | 187.65 | 0.09 | 4.05 | [17 empty] | 45 | Local Rate
[17 empty] | 0 |  | 0
d> | 0 |  |  |  |  | ICOST |  |  |  | mu_A | ITEM | [5 empty] | 187.65 |  | 4.05 | [17 empty] | d>
|  |  |  | Sell Rate | Sell Total |  |  |  |  | IB | [17 empty] | U_M_Sell | T_M_Sell | U_L_Sell | T_L_Sell | Total_Sell | T_M_Cost | T_L_Phr | Mat/Lab=1 |  |  | Sell Total
25 | m |  | Item: 4.14200000000005 | 8.18 | 204.5 | ISELL |  |  |  | mu_A | ITEM | [7 empty] | mu :1.23 | [8 empty] | 5.13 | 128.25 | 3.05 | 76.25 | 204.5 | 104.25 | 2.25 | 2662.5 |  | 25 | 213
|  |  | Second Class Water Pump Set (5 x 4mm2 XLPE/SWA/LSZH) | [6 empty] | n
|  | h | [E25_0062_Quintano_Foods_Elec_ELV_As_Awarded.xlsx]Elec_Rates!$D$468 |  |  | RATE_AAA
25 | 1 | 25 | 045# 5 x 4mm2 XLPE/SWA/LSZH |  | Local Rate | RTLO_002 | [9 empty] | 4.17 | 104.25 | 0.09 | 2.25 | [17 empty] | 25 | Local Rate
[17 empty] | 0 |  | 0
d> | 0 |  |  |  |  | ICOST |  |  |  | mu_A | ITEM | [5 empty] | 104.25 |  | 2.25 | [17 empty] | d>
TB
t
Supply, install and connect the following:
|  |  |  | Sell Rate | Sell Total |  |  |  |  | IB | [17 empty] | U_M_Sell | T_M_Sell | U_L_Sell | T_L_Sell | Total_Sell | T_M_Cost | T_L_Phr | Mat/Lab=1 |  |  | Sell Total
3 | No |  | Item: 4.14300000000005 | 57.79 | 173.37 | ISELL |  |  |  | mu_A | ITEM | [7 empty] | mu :1.23 | [8 empty] | 33.44 | 100.32 | 24.35 | 73.05 | 173.37 | 81.48 | 2.16 | 250.92 |  | 3 | 181.47
|  |  | 3-Phase 25A Isolator | [6 empty] | n
|  | h | [E25_0062_Quintano_Foods_Elec_ELV_As_Awarded.xlsx]Elec_Rates!$D$210 |  |  | RATE_AAA
3 | 1 | 3 | 020# 3-Phase 20/25/32A Isolator |  | Local Rate | RTLO_002 | [9 empty] | 27.16 | 81.48 | 0.72 | 2.16 | [17 empty] | 3 | Local Rate
[17 empty] | 0 |  | 0
d> | 0 |  |  |  |  | ICOST |  |  |  | mu_A | ITEM | [5 empty] | 81.48 |  | 2.16 | [17 empty] | d>
TB
t
Supply, install and connect the following supply cables on cable tray, including all cleats, glands, terminal lugs etc., for a complete system
TB
t
From Distribution Board 'DB-TC' to:
|  |  |  | Sell Rate | Sell Total |  |  |  |  | IB | [17 empty] | U_M_Sell | T_M_Sell | U_L_Sell | T_L_Sell | Total_Sell | T_M_Cost | T_L_Phr | Mat/Lab=1 |  |  | Sell Total
75 | m |  | Item: 4.14400000000005 | 0 | 0 | ISELL |  |  |  | mu_A | ITEM |  |  |  |  | Omitted by consultant |  |  | 0.00 | [8 empty] | 0 | 0 | 0 | 0 | 0 | 0 | 0 | 0 |  | 75 | 771.75
|  |  | Truck Plugging Point 01 (5 x 6mm2 XLPE/SWA/LSZH) | [6 empty] | n
|  | h | [E25_0062_Quintano_Foods_Elec_ELV_As_Awarded.xlsx]Elec_Rates!$D$437 |  |  | RATE_AAA
0 | 1 | 0 | 042# 5 x 6mm2 XLPE/SWA/LSZH |  | Local Rate | RTLO_002 | [9 empty] | 5.61 | 0 | 0.09 | 0 | [17 empty] | 75 | Local Rate
[17 empty] | 0 |  | 0
d> | 0 |  |  |  |  | ICOST |  |  |  | mu_A | ITEM | [5 empty] | 0 |  | 0 | [17 empty] | d>
|  |  |  | Sell Rate | Sell Total |  |  |  |  | IB | [17 empty] | U_M_Sell | T_M_Sell | U_L_Sell | T_L_Sell | Total_Sell | T_M_Cost | T_L_Phr | Mat/Lab=1 |  |  | Sell Total
75 | m |  | Item: 4.14500000000005 | 0 | 0 | ISELL |  |  |  | mu_A | ITEM |  |  |  |  | Omitted by consultant |  |  | 0.00 | [8 empty] | 0 | 0 | 0 | 0 | 0 | 0 | 0 | 0 |  | 75 | 771.75
|  |  | Truck Plugging Point 02 (5 x 6mm2 XLPE/SWA/LSZH) | [6 empty] | n
|  | h | [E25_0062_Quintano_Foods_Elec_ELV_As_Awarded.xlsx]Elec_Rates!$D$437 |  |  | RATE_AAA
0 | 1 | 0 | 042# 5 x 6mm2 XLPE/SWA/LSZH |  | Local Rate | RTLO_002 | [9 empty] | 5.61 | 0 | 0.09 | 0 | [17 empty] | 75 | Local Rate
[17 empty] | 0 |  | 0
d> | 0 |  |  |  |  | ICOST |  |  |  | mu_A | ITEM | [5 empty] | 0 |  | 0 | [17 empty] | d>
|  |  |  | Sell Rate | Sell Total |  |  |  |  | IB | [17 empty] | U_M_Sell | T_M_Sell | U_L_Sell | T_L_Sell | Total_Sell | T_M_Cost | T_L_Phr | Mat/Lab=1 |  |  | Sell Total
70 | m |  | Item: 4.14600000000005 | 9.95 | 696.5 | ISELL |  |  |  | mu_A | ITEM | [7 empty] | mu :1.23 | [8 empty] | 6.91 | 483.7 | 3.04 | 212.8 | 696.5 | 392.7 | 6.3 | 27930 |  | 70 | 720.3
|  |  | Truck Plugging Point 03 (5 x 6mm2 XLPE/SWA/LSZH) | [6 empty] | n
|  | h | [E25_0062_Quintano_Foods_Elec_ELV_As_Awarded.xlsx]Elec_Rates!$D$437 |  |  | RATE_AAA
70 | 1 | 70 | 042# 5 x 6mm2 XLPE/SWA/LSZH |  | Local Rate | RTLO_002 | [9 empty] | 5.61 | 392.7 | 0.09 | 6.3 | [17 empty] | 70 | Local Rate
[17 empty] | 0 |  | 0
d> | 0 |  |  |  |  | ICOST |  |  |  | mu_A | ITEM | [5 empty] | 392.7 |  | 6.3 | [17 empty] | d>
|  |  |  | Sell Rate | Sell Total |  |  |  |  | IB | [17 empty] | U_M_Sell | T_M_Sell | U_L_Sell | T_L_Sell | Total_Sell | T_M_Cost | T_L_Phr | Mat/Lab=1 |  |  | Sell Total
65 | m |  | Item: 4.14700000000005 | 0 | 0 | ISELL |  |  |  | mu_A | ITEM |  |  |  |  | Omitted by consultant |  |  | 0.00 | [8 empty] | 0 | 0 | 0 | 0 | 0 | 0 | 0 | 0 |  | 65 | 668.85
|  |  | Truck Plugging Point 04 (5 x 6mm2 XLPE/SWA/LSZH) | [6 empty] | n
|  | h | [E25_0062_Quintano_Foods_Elec_ELV_As_Awarded.xlsx]Elec_Rates!$D$437 |  |  | RATE_AAA
0 | 1 | 0 | 042# 5 x 6mm2 XLPE/SWA/LSZH |  | Local Rate | RTLO_002 | [9 empty] | 5.61 | 0 | 0.09 | 0 | [17 empty] | 65 | Local Rate
[17 empty] | 0 |  | 0
d> | 0 |  |  |  |  | ICOST |  |  |  | mu_A | ITEM | [5 empty] | 0 |  | 0 | [17 empty] | d>
|  |  |  | Sell Rate | Sell Total |  |  |  |  | IB | [17 empty] | U_M_Sell | T_M_Sell | U_L_Sell | T_L_Sell | Total_Sell | T_M_Cost | T_L_Phr | Mat/Lab=1 |  |  | Sell Total
60 | m |  | Item: 4.14800000000005 | 9.95 | 597 | ISELL |  |  |  | mu_A | ITEM | [7 empty] | mu :1.23 | [8 empty] | 6.91 | 414.6 | 3.04 | 182.4 | 597 | 336.6 | 5.4 | 20520 |  | 60 | 617.4
|  |  | Truck Plugging Point 05 (5 x 6mm2 XLPE/SWA/LSZH) | [6 empty] | n
|  | h | [E25_0062_Quintano_Foods_Elec_ELV_As_Awarded.xlsx]Elec_Rates!$D$437 |  |  | RATE_AAA
60 | 1 | 60 | 042# 5 x 6mm2 XLPE/SWA/LSZH |  | Local Rate | RTLO_002 | [9 empty] | 5.61 | 336.6 | 0.09 | 5.4 | [17 empty] | 60 | Local Rate
[17 empty] | 0 |  | 0
d> | 0 |  |  |  |  | ICOST |  |  |  | mu_A | ITEM | [5 empty] | 336.6 |  | 5.4 | [17 empty] | d>
|  |  |  | Sell Rate | Sell Total |  |  |  |  | IB | [17 empty] | U_M_Sell | T_M_Sell | U_L_Sell | T_L_Sell | Total_Sell | T_M_Cost | T_L_Phr | Mat/Lab=1 |  |  | Sell Total
70 | m |  | Item: 4.14900000000005 | 0 | 0 | ISELL |  |  |  | mu_A | ITEM |  |  |  |  | Omitted by consultant |  |  | 0.00 | [8 empty] | 0 | 0 | 0 | 0 | 0 | 0 | 0 | 0 |  | 70 | 720.3
|  |  | Truck Plugging Point 06 (5 x 6mm2 XLPE/SWA/LSZH) | [6 empty] | n
|  | h | [E25_0062_Quintano_Foods_Elec_ELV_As_Awarded.xlsx]Elec_Rates!$D$437 |  |  | RATE_AAA
0 | 1 | 0 | 042# 5 x 6mm2 XLPE/SWA/LSZH |  | Local Rate | RTLO_002 | [9 empty] | 5.61 | 0 | 0.09 | 0 | [17 empty] | 70 | Local Rate
[17 empty] | 0 |  | 0
d> | 0 |  |  |  |  | ICOST |  |  |  | mu_A | ITEM | [5 empty] | 0 |  | 0 | [17 empty] | d>
|  |  |  | Sell Rate | Sell Total |  |  |  |  | IB | [17 empty] | U_M_Sell | T_M_Sell | U_L_Sell | T_L_Sell | Total_Sell | T_M_Cost | T_L_Phr | Mat/Lab=1 |  |  | Sell Total
70 | m |  | Item: 4.15000000000005 | 0 | 0 | ISELL |  |  |  | mu_A | ITEM |  |  |  |  | Omitted by consultant |  |  | 0.00 | [8 empty] | 0 | 0 | 0 | 0 | 0 | 0 | 0 | 0 |  | 70 | 720.3
|  |  | Truck Plugging Point 07 (5 x 6mm2 XLPE/SWA/LSZH) | [6 empty] | n
|  | h | [E25_0062_Quintano_Foods_Elec_ELV_As_Awarded.xlsx]Elec_Rates!$D$437 |  |  | RATE_AAA
0 | 1 | 0 | 042# 5 x 6mm2 XLPE/SWA/LSZH |  | Local Rate | RTLO_002 | [9 empty] | 5.61 | 0 | 0.09 | 0 | [17 empty] | 70 | Local Rate
[17 empty] | 0 |  | 0
d> | 0 |  |  |  |  | ICOST |  |  |  | mu_A | ITEM | [5 empty] | 0 |  | 0 | [17 empty] | d>
|  |  |  | Sell Rate | Sell Total |  |  |  |  | IB | [17 empty] | U_M_Sell | T_M_Sell | U_L_Sell | T_L_Sell | Total_Sell | T_M_Cost | T_L_Phr | Mat/Lab=1 |  |  | Sell Total
65 | m |  | Item: 4.15100000000005 | 9.95 | 646.75 | ISELL |  |  |  | mu_A | ITEM | [7 empty] | mu :1.23 | [8 empty] | 6.91 | 449.15 | 3.04 | 197.6 | 646.75 | 364.65 | 5.85 | 24082.5 |  | 65 | 668.85
|  |  | Truck Plugging Point 08 (5 x 6mm2 XLPE/SWA/LSZH) | [6 empty] | n
|  | h | [E25_0062_Quintano_Foods_Elec_ELV_As_Awarded.xlsx]Elec_Rates!$D$437 |  |  | RATE_AAA
65 | 1 | 65 | 042# 5 x 6mm2 XLPE/SWA/LSZH |  | Local Rate | RTLO_002 | [9 empty] | 5.61 | 364.65 | 0.09 | 5.85 | [17 empty] | 65 | Local Rate
[17 empty] | 0 |  | 0
d> | 0 |  |  |  |  | ICOST |  |  |  | mu_A | ITEM | [5 empty] | 364.65 |  | 5.85 | [17 empty] | d>
|  |  |  | Sell Rate | Sell Total |  |  |  |  | IB | [17 empty] | U_M_Sell | T_M_Sell | U_L_Sell | T_L_Sell | Total_Sell | T_M_Cost | T_L_Phr | Mat/Lab=1 |  |  | Sell Total
60 | m |  | Item: 4.15200000000005 | 0 | 0 | ISELL |  |  |  | mu_A | ITEM |  |  |  |  | Omitted by consultant |  |  | 0.00 | [8 empty] | 0 | 0 | 0 | 0 | 0 | 0 | 0 | 0 |  | 60 | 617.4
|  |  | Truck Plugging Point 09 (5 x 6mm2 XLPE/SWA/LSZH) | [6 empty] | n
|  | h | [E25_0062_Quintano_Foods_Elec_ELV_As_Awarded.xlsx]Elec_Rates!$D$437 |  |  | RATE_AAA
0 | 1 | 0 | 042# 5 x 6mm2 XLPE/SWA/LSZH |  | Local Rate | RTLO_002 | [9 empty] | 5.61 | 0 | 0.09 | 0 | [17 empty] | 60 | Local Rate
[17 empty] | 0 |  | 0
d> | 0 |  |  |  |  | ICOST |  |  |  | mu_A | ITEM | [5 empty] | 0 |  | 0 | [17 empty] | d>
|  |  |  | Sell Rate | Sell Total |  |  |  |  | IB | [17 empty] | U_M_Sell | T_M_Sell | U_L_Sell | T_L_Sell | Total_Sell | T_M_Cost | T_L_Phr | Mat/Lab=1 |  |  | Sell Total
55 | m |  | Item: 4.15300000000005 | 9.95 | 547.25 | ISELL |  |  |  | mu_A | ITEM | [7 empty] | mu :1.23 | [8 empty] | 6.91 | 380.05 | 3.04 | 167.2 | 547.25 | 308.55 | 4.95 | 17242.5 |  | 55 | 565.95
|  |  | Truck Plugging Point 10 (5 x 6mm2 XLPE/SWA/LSZH) | [6 empty] | n
|  | h | [E25_0062_Quintano_Foods_Elec_ELV_As_Awarded.xlsx]Elec_Rates!$D$437 |  |  | RATE_AAA
55 | 1 | 55 | 042# 5 x 6mm2 XLPE/SWA/LSZH |  | Local Rate | RTLO_002 | [9 empty] | 5.61 | 308.55 | 0.09 | 4.95 | [17 empty] | 55 | Local Rate
[17 empty] | 0 |  | 0
d> | 0 |  |  |  |  | ICOST |  |  |  | mu_A | ITEM | [5 empty] | 308.55 |  | 4.95 | [17 empty] | d>
|  |  |  | Sell Rate | Sell Total |  |  |  |  | IB | [17 empty] | U_M_Sell | T_M_Sell | U_L_Sell | T_L_Sell | Total_Sell | T_M_Cost | T_L_Phr | Mat/Lab=1 |  |  | Sell Total
50 | m |  | Item: 4.15400000000005 | 0 | 0 | ISELL |  |  |  | mu_A | ITEM |  |  |  |  | Omitted by consultant |  |  | 0.00 | [8 empty] | 0 | 0 | 0 | 0 | 0 | 0 | 0 | 0 |  | 50 | 514.5
|  |  | Truck Plugging Point 11 (5 x 6mm2 XLPE/SWA/LSZH) | [6 empty] | n
|  | h | [E25_0062_Quintano_Foods_Elec_ELV_As_Awarded.xlsx]Elec_Rates!$D$437 |  |  | RATE_AAA
0 | 1 | 0 | 042# 5 x 6mm2 XLPE/SWA/LSZH |  | Local Rate | RTLO_002 | [9 empty] | 5.61 | 0 | 0.09 | 0 | [17 empty] | 50 | Local Rate
[17 empty] | 0 |  | 0
d> | 0 |  |  |  |  | ICOST |  |  |  | mu_A | ITEM | [5 empty] | 0 |  | 0 | [17 empty] | d>
|  |  |  | Sell Rate | Sell Total |  |  |  |  | IB | [17 empty] | U_M_Sell | T_M_Sell | U_L_Sell | T_L_Sell | Total_Sell | T_M_Cost | T_L_Phr | Mat/Lab=1 |  |  | Sell Total
45 | m |  | Item: 4.15500000000005 | 9.95 | 447.75 | ISELL |  |  |  | mu_A | ITEM | [7 empty] | mu :1.23 | [8 empty] | 6.91 | 310.95 | 3.04 | 136.8 | 447.75 | 252.45 | 4.05 | 11542.5 |  | 45 | 463.05
|  |  | Truck Plugging Point 12 (5 x 6mm2 XLPE/SWA/LSZH) | [6 empty] | n
|  | h | [E25_0062_Quintano_Foods_Elec_ELV_As_Awarded.xlsx]Elec_Rates!$D$437 |  |  | RATE_AAA
45 | 1 | 45 | 042# 5 x 6mm2 XLPE/SWA/LSZH |  | Local Rate | RTLO_002 | [9 empty] | 5.61 | 252.45 | 0.09 | 4.05 | [17 empty] | 45 | Local Rate
[17 empty] | 0 |  | 0
d> | 0 |  |  |  |  | ICOST |  |  |  | mu_A | ITEM | [5 empty] | 252.45 |  | 4.05 | [17 empty] | d>
|  |  |  | Sell Rate | Sell Total |  |  |  |  | IB | [17 empty] | U_M_Sell | T_M_Sell | U_L_Sell | T_L_Sell | Total_Sell | T_M_Cost | T_L_Phr | Mat/Lab=1 |  |  | Sell Total
60 | m |  | Item: 4.15600000000005 | 0 | 0 | ISELL |  |  |  | mu_A | ITEM |  |  |  |  | Omitted by consultant |  |  | 0.00 | [8 empty] | 0 | 0 | 0 | 0 | 0 | 0 | 0 | 0 |  | 60 | 617.4
|  |  | Truck Plugging Point 13 (5 x 6mm2 XLPE/SWA/LSZH) | [6 empty] | n
|  | h | [E25_0062_Quintano_Foods_Elec_ELV_As_Awarded.xlsx]Elec_Rates!$D$437 |  |  | RATE_AAA
0 | 1 | 0 | 042# 5 x 6mm2 XLPE/SWA/LSZH |  | Local Rate | RTLO_002 | [9 empty] | 5.61 | 0 | 0.09 | 0 | [17 empty] | 60 | Local Rate
[17 empty] | 0 |  | 0
d> | 0 |  |  |  |  | ICOST |  |  |  | mu_A | ITEM | [5 empty] | 0 |  | 0 | [17 empty] | d>
|  |  |  | Sell Rate | Sell Total |  |  |  |  | IB | [17 empty] | U_M_Sell | T_M_Sell | U_L_Sell | T_L_Sell | Total_Sell | T_M_Cost | T_L_Phr | Mat/Lab=1 |  |  | Sell Total
55 | m |  | Item: 4.15700000000005 | 9.95 | 547.25 | ISELL |  |  |  | mu_A | ITEM | [7 empty] | mu :1.23 | [8 empty] | 6.91 | 380.05 | 3.04 | 167.2 | 547.25 | 308.55 | 4.95 | 17242.5 |  | 55 | 565.95
|  |  | Truck Plugging Point 14 (5 x 6mm2 XLPE/SWA/LSZH) | [6 empty] | n
|  | h | [E25_0062_Quintano_Foods_Elec_ELV_As_Awarded.xlsx]Elec_Rates!$D$437 |  |  | RATE_AAA
55 | 1 | 55 | 042# 5 x 6mm2 XLPE/SWA/LSZH |  | Local Rate | RTLO_002 | [9 empty] | 5.61 | 308.55 | 0.09 | 4.95 | [17 empty] | 55 | Local Rate
[17 empty] | 0 |  | 0
d> | 0 |  |  |  |  | ICOST |  |  |  | mu_A | ITEM | [5 empty] | 308.55 |  | 4.95 | [17 empty] | d>
|  |  |  | Sell Rate | Sell Total |  |  |  |  | IB | [17 empty] | U_M_Sell | T_M_Sell | U_L_Sell | T_L_Sell | Total_Sell | T_M_Cost | T_L_Phr | Mat/Lab=1 |  |  | Sell Total
55 | m |  | Item: 4.15800000000005 | 0 | 0 | ISELL |  |  |  | mu_A | ITEM |  |  |  |  | Omitted by consultant |  |  | 0.00 | [8 empty] | 0 | 0 | 0 | 0 | 0 | 0 | 0 | 0 |  | 55 | 565.95
|  |  | Truck Plugging Point 15 (5 x 6mm2 XLPE/SWA/LSZH) | [6 empty] | n
|  | h | [E25_0062_Quintano_Foods_Elec_ELV_As_Awarded.xlsx]Elec_Rates!$D$437 |  |  | RATE_AAA
0 | 1 | 0 | 042# 5 x 6mm2 XLPE/SWA/LSZH |  | Local Rate | RTLO_002 | [9 empty] | 5.61 | 0 | 0.09 | 0 | [17 empty] | 55 | Local Rate
[17 empty] | 0 |  | 0
d> | 0 |  |  |  |  | ICOST |  |  |  | mu_A | ITEM | [5 empty] | 0 |  | 0 | [17 empty] | d>
|  |  |  | Sell Rate | Sell Total |  |  |  |  | IB | [17 empty] | U_M_Sell | T_M_Sell | U_L_Sell | T_L_Sell | Total_Sell | T_M_Cost | T_L_Phr | Mat/Lab=1 |  |  | Sell Total
50 | m |  | Item: 4.15900000000005 | 9.95 | 497.5 | ISELL |  |  |  | mu_A | ITEM | [7 empty] | mu :1.23 | [8 empty] | 6.91 | 345.5 | 3.04 | 152 | 497.5 | 280.5 | 4.5 | 14250 |  | 50 | 514.5
|  |  | Truck Plugging Point 16 (5 x 6mm2 XLPE/SWA/LSZH) | [6 empty] | n
|  | h | [E25_0062_Quintano_Foods_Elec_ELV_As_Awarded.xlsx]Elec_Rates!$D$437 |  |  | RATE_AAA
50 | 1 | 50 | 042# 5 x 6mm2 XLPE/SWA/LSZH |  | Local Rate | RTLO_002 | [9 empty] | 5.61 | 280.5 | 0.09 | 4.5 | [17 empty] | 50 | Local Rate
[17 empty] | 0 |  | 0
d> | 0 |  |  |  |  | ICOST |  |  |  | mu_A | ITEM | [5 empty] | 280.5 |  | 4.5 | [17 empty] | d>
|  |  |  | Sell Rate | Sell Total |  |  |  |  | IB | [17 empty] | U_M_Sell | T_M_Sell | U_L_Sell | T_L_Sell | Total_Sell | T_M_Cost | T_L_Phr | Mat/Lab=1 |  |  | Sell Total
45 | m |  | Item: 4.16000000000005 | 0 | 0 | ISELL |  |  |  | mu_A | ITEM |  |  |  |  | Omitted by consultant |  |  | 0.00 | [8 empty] | 0 | 0 | 0 | 0 | 0 | 0 | 0 | 0 |  | 45 | 463.05
|  |  | Truck Plugging Point 17 (5 x 6mm2 XLPE/SWA/LSZH) | [6 empty] | n
|  | h | [E25_0062_Quintano_Foods_Elec_ELV_As_Awarded.xlsx]Elec_Rates!$D$437 |  |  | RATE_AAA
0 | 1 | 0 | 042# 5 x 6mm2 XLPE/SWA/LSZH |  | Local Rate | RTLO_002 | [9 empty] | 5.61 | 0 | 0.09 | 0 | [17 empty] | 45 | Local Rate
[17 empty] | 0 |  | 0
d> | 0 |  |  |  |  | ICOST |  |  |  | mu_A | ITEM | [5 empty] | 0 |  | 0 | [17 empty] | d>
|  |  |  | Sell Rate | Sell Total |  |  |  |  | IB | [17 empty] | U_M_Sell | T_M_Sell | U_L_Sell | T_L_Sell | Total_Sell | T_M_Cost | T_L_Phr | Mat/Lab=1 |  |  | Sell Total
40 | m |  | Item: 4.16100000000005 | 9.95 | 398 | ISELL |  |  |  | mu_A | ITEM | [7 empty] | mu :1.23 | [8 empty] | 6.91 | 276.4 | 3.04 | 121.6 | 398 | 224.4 | 3.6 | 9120 |  | 40 | 411.6
|  |  | Truck Plugging Point 18 (5 x 6mm2 XLPE/SWA/LSZH) | [6 empty] | n
|  | h | [E25_0062_Quintano_Foods_Elec_ELV_As_Awarded.xlsx]Elec_Rates!$D$437 |  |  | RATE_AAA
40 | 1 | 40 | 042# 5 x 6mm2 XLPE/SWA/LSZH |  | Local Rate | RTLO_002 | [9 empty] | 5.61 | 224.4 | 0.09 | 3.6 | [17 empty] | 40 | Local Rate
[17 empty] | 0 |  | 0
d> | 0 |  |  |  |  | ICOST |  |  |  | mu_A | ITEM | [5 empty] | 224.4 |  | 3.6 | [17 empty] | d>
|  |  |  | Sell Rate | Sell Total |  |  |  |  | IB | [17 empty] | U_M_Sell | T_M_Sell | U_L_Sell | T_L_Sell | Total_Sell | T_M_Cost | T_L_Phr | Mat/Lab=1 |  |  | Sell Total
35 | m |  | Item: 4.16200000000005 | 9.95 | 348.25 | ISELL |  |  |  | mu_A | ITEM | [7 empty] | mu :1.23 | [8 empty] | 6.91 | 241.85 | 3.04 | 106.4 | 348.25 | 196.35 | 3.15 | 6982.5 |  | 35 | 360.15
|  |  | Truck Plugging Point 19 (5 x 6mm2 XLPE/SWA/LSZH) | [6 empty] | n
|  | h | [E25_0062_Quintano_Foods_Elec_ELV_As_Awarded.xlsx]Elec_Rates!$D$437 |  |  | RATE_AAA
35 | 1 | 35 | 042# 5 x 6mm2 XLPE/SWA/LSZH |  | Local Rate | RTLO_002 | [9 empty] | 5.61 | 196.35 | 0.09 | 3.15 | [17 empty] | 35 | Local Rate
[17 empty] | 0 |  | 0
d> | 0 |  |  |  |  | ICOST |  |  |  | mu_A | ITEM | [5 empty] | 196.35 |  | 3.15 | [17 empty] | d>
|  |  |  | Sell Rate | Sell Total |  |  |  |  | IB | [17 empty] | U_M_Sell | T_M_Sell | U_L_Sell | T_L_Sell | Total_Sell | T_M_Cost | T_L_Phr | Mat/Lab=1 |  |  | Sell Total
40 | m |  | Item: 4.16300000000005 | 9.95 | 398 | ISELL |  |  |  | mu_A | ITEM | [7 empty] | mu :1.23 | [8 empty] | 6.91 | 276.4 | 3.04 | 121.6 | 398 | 224.4 | 3.6 | 9120 |  | 40 | 411.6
|  |  | Truck Plugging Point 20 (5 x 6mm2 XLPE/SWA/LSZH) | [6 empty] | n
|  | h | [E25_0062_Quintano_Foods_Elec_ELV_As_Awarded.xlsx]Elec_Rates!$D$437 |  |  | RATE_AAA
40 | 1 | 40 | 042# 5 x 6mm2 XLPE/SWA/LSZH |  | Local Rate | RTLO_002 | [9 empty] | 5.61 | 224.4 | 0.09 | 3.6 | [17 empty] | 40 | Local Rate
[17 empty] | 0 |  | 0
d> | 0 |  |  |  |  | ICOST |  |  |  | mu_A | ITEM | [5 empty] | 224.4 |  | 3.6 | [17 empty] | d>
|  |  |  | Sell Rate | Sell Total |  |  |  |  | IB | [17 empty] | U_M_Sell | T_M_Sell | U_L_Sell | T_L_Sell | Total_Sell | T_M_Cost | T_L_Phr | Mat/Lab=1 |  |  | Sell Total
35 | m |  | Item: 4.16400000000005 | 9.95 | 348.25 | ISELL |  |  |  | mu_A | ITEM | [7 empty] | mu :1.23 | [8 empty] | 6.91 | 241.85 | 3.04 | 106.4 | 348.25 | 196.35 | 3.15 | 6982.5 |  | 35 | 360.15
|  |  | Truck Plugging Point 21 (5 x 6mm2 XLPE/SWA/LSZH) | [6 empty] | n
|  | h | [E25_0062_Quintano_Foods_Elec_ELV_As_Awarded.xlsx]Elec_Rates!$D$437 |  |  | RATE_AAA
35 | 1 | 35 | 042# 5 x 6mm2 XLPE/SWA/LSZH |  | Local Rate | RTLO_002 | [9 empty] | 5.61 | 196.35 | 0.09 | 3.15 | [17 empty] | 35 | Local Rate
[17 empty] | 0 |  | 0
d> | 0 |  |  |  |  | ICOST |  |  |  | mu_A | ITEM | [5 empty] | 196.35 |  | 3.15 | [17 empty] | d>
|  |  |  | Sell Rate | Sell Total |  |  |  |  | IB | [17 empty] | U_M_Sell | T_M_Sell | U_L_Sell | T_L_Sell | Total_Sell | T_M_Cost | T_L_Phr | Mat/Lab=1 |  |  | Sell Total
30 | m |  | Item: 4.16500000000006 | 0 | 0 | ISELL |  |  |  | mu_A | ITEM |  |  |  |  | Omitted by consultant |  |  | 0.00 | [8 empty] | 0 | 0 | 0 | 0 | 0 | 0 | 0 | 0 |  | 30 | 308.7
|  |  | Truck Plugging Point 22 (5 x 6mm2 XLPE/SWA/LSZH) | [6 empty] | n
|  | h | [E25_0062_Quintano_Foods_Elec_ELV_As_Awarded.xlsx]Elec_Rates!$D$437 |  |  | RATE_AAA
0 | 1 | 0 | 042# 5 x 6mm2 XLPE/SWA/LSZH |  | Local Rate | RTLO_002 | [9 empty] | 5.61 | 0 | 0.09 | 0 | [17 empty] | 30 | Local Rate
[17 empty] | 0 |  | 0
d> | 0 |  |  |  |  | ICOST |  |  |  | mu_A | ITEM | [5 empty] | 0 |  | 0 | [17 empty] | d>
TB
t
Supply, install and connect the following:
|  |  |  | Sell Rate | Sell Total |  |  |  |  | IB | [17 empty] | U_M_Sell | T_M_Sell | U_L_Sell | T_L_Sell | Total_Sell | T_M_Cost | T_L_Phr | Mat/Lab=1 |  |  | Sell Total
11 | No |  | Item: 4.16600000000006 | 54.11 | 595.21 | ISELL |  |  |  | mu_A | ITEM | [7 empty] | mu :1.23 | [8 empty] | 43.29 | 476.19 | 10.82 | 119.02 | 595.21 | 386.76 | 3.52 | 4293.08 |  | 22 | 1212.86
|  |  | 16A 3-Phase Industrial Socket Outlet c/w Rotary Switch | [6 empty] | n
|  | h | [E25_0062_Quintano_Foods_Elec_ELV_As_Awarded.xlsx]Elec_Rates!$D$174 |  |  | RATE_AAA
11 | 1 | 11 | 016# 5Pin 16Amp IP67 Interlocked Socket outlet |  | Local Rate | RTLO_002 | [9 empty] | 35.16 | 386.76 | 0.32 | 3.52 | [17 empty] | 22 | Local Rate
[17 empty] | 0 |  | 0
d> | 0 |  |  |  |  | ICOST |  |  |  | mu_A | ITEM | [5 empty] | 386.76 |  | 3.52 | [17 empty] | d>
TB
t
Supply, install and connect the following supply cables on cable tray, including all cleats, glands, terminal lugs etc., for a complete system
TB
t
From Control Panel 'CP-CW' to:
|  |  |  | Sell Rate | Sell Total |  |  |  |  | IB | [17 empty] | U_M_Sell | T_M_Sell | U_L_Sell | T_L_Sell | Total_Sell | T_M_Cost | T_L_Phr | Mat/Lab=1 |  |  | Sell Total
20 | m |  | Item: 4.16700000000006 | 8.18 | 163.6 | ISELL |  |  |  | mu_A | ITEM | [7 empty] | mu :1.23 | [8 empty] | 5.13 | 102.6 | 3.05 | 61 | 163.6 | 83.4 | 1.8 | 1704 |  | 20 | 170.4
|  |  | Domestic Cold Water Pump Set (5 x 4mm2 XLPE/SWA/LSZH) | [6 empty] | n
|  | h | [E25_0062_Quintano_Foods_Elec_ELV_As_Awarded.xlsx]Elec_Rates!$D$468 |  |  | RATE_AAA
20 | 1 | 20 | 045# 5 x 4mm2 XLPE/SWA/LSZH |  | Local Rate | RTLO_001 | [9 empty] | 4.17 | 83.4 | 0.09 | 1.8 | [17 empty] | 20 | Local Rate
[17 empty] | 0 |  | 0
d> | 0 |  |  |  |  | ICOST |  |  |  | mu_A | ITEM | [5 empty] | 83.4 |  | 1.8 | [17 empty] | d>
TB
t
Supply, install and connect the following:
|  |  |  | Sell Rate | Sell Total |  |  |  |  | IB | [17 empty] | U_M_Sell | T_M_Sell | U_L_Sell | T_L_Sell | Total_Sell | T_M_Cost | T_L_Phr | Mat/Lab=1 |  |  | Sell Total
1 | No |  | Item: 4.16800000000006 | 57.79 | 57.79 | ISELL |  |  |  | mu_A | ITEM | [7 empty] | mu :1.23 | [8 empty] | 33.44 | 33.44 | 24.35 | 24.35 | 57.79 | 27.16 | 0.72 | 27.88 |  | 1 | 60.49
|  |  | 3-Phase 25A Isolator | [6 empty] | n
|  | h | [E25_0062_Quintano_Foods_Elec_ELV_As_Awarded.xlsx]Elec_Rates!$D$210 |  |  | RATE_AAA
1 | 1 | 1 | 020# 3-Phase 20/25/32A Isolator |  | Local Rate | RTLO_002 | [9 empty] | 27.16 | 27.16 | 0.72 | 0.72 | [17 empty] | 1 | Local Rate
[17 empty] | 0 |  | 0
d> | 0 |  |  |  |  | ICOST |  |  |  | mu_A | ITEM | [5 empty] | 27.16 |  | 0.72 | [17 empty] | d>
SB | [36 empty] | SB
| 0.2576 |  | PAGE: 13 |  | 21435.21 | [5 empty] | PAGE | [5 empty] | 13992.02 |  | 124.39 | [18 empty] | 28800.91
| Discy: |  |  |  | PAGE SELL | [11 empty] | PAGE MAT |  | PAGE LAB | [18 empty] | PAGE SELL
TB
t
Supply, install and connect the following supply cables on cable tray, including all cleats, glands, terminal lugs etc., for a complete system
TB
t
From Distribution Board 'DB-OL0' to:
|  |  |  | Sell Rate | Sell Total |  |  |  |  | IB | [17 empty] | U_M_Sell | T_M_Sell | U_L_Sell | T_L_Sell | Total_Sell | T_M_Cost | T_L_Phr | Mat/Lab=1 |  |  | Sell Total
5 | m |  | Item: 4.16900000000006 | 16.08 | 80.4 | ISELL |  |  |  | mu_A | ITEM | [7 empty] | mu :1.23 | [8 empty] | 8.3 | 41.5 | 7.78 | 38.9 | 80.4 | 33.7 | 1.15 | 174.25 |  | 5 | 85.45
|  |  | Ventilation Control Panel 'VCP-OL0' (3 x 10mm2 LSZH/LSZH) | [6 empty] | n
|  | h | [E25_0062_Quintano_Foods_Elec_ELV_As_Awarded.xlsx]Elec_Rates!$D$427 |  |  | RATE_AAA
5 | 1 | 5 | 041# 3 x 10mm2 LSZH/LSZH |  | Local Rate | RTLO_002 | [9 empty] | 6.74 | 33.7 | 0.23 | 1.15 | [17 empty] | 5 | Local Rate
[17 empty] | 0 |  | 0
d> | 0 |  |  |  |  | ICOST |  |  |  | mu_A | ITEM | [5 empty] | 33.7 |  | 1.15 | [17 empty] | d>
TB
t
From Ventilation Control Panel 'VCP-OL0' to:
|  |  |  | Sell Rate | Sell Total |  |  |  |  | IB | [17 empty] | U_M_Sell | T_M_Sell | U_L_Sell | T_L_Sell | Total_Sell | T_M_Cost | T_L_Phr | Mat/Lab=1 |  |  | Sell Total
40 | m |  | Item: 4.17000000000006 | 5.63 | 225.2 | ISELL |  |  |  | mu_A | ITEM | [7 empty] | mu :1.23 | [8 empty] | 3.26 | 130.4 | 2.37 | 94.8 | 225.2 | 106 | 2.8 | 4352 |  | 40 | 238.8
|  |  | Heat Recovery Unit HRU-OL0-01 (3 x 4mm2 XLPE/SWA/LSZH) | [6 empty] | n
|  | h | [E25_0062_Quintano_Foods_Elec_ELV_As_Awarded.xlsx]Elec_Rates!$D$478 |  |  | RATE_AAA
40 | 1 | 40 | 046# 3 x 4mm2 XLPE/SWA/LSZH |  | Local Rate | RTLO_002 | [9 empty] | 2.65 | 106 | 0.07 | 2.8 | [17 empty] | 40 | Local Rate
[17 empty] | 0 |  | 0
d> | 0 |  |  |  |  | ICOST |  |  |  | mu_A | ITEM | [5 empty] | 106 |  | 2.8 | [17 empty] | d>
|  |  |  | Sell Rate | Sell Total |  |  |  |  | IB | [17 empty] | U_M_Sell | T_M_Sell | U_L_Sell | T_L_Sell | Total_Sell | T_M_Cost | T_L_Phr | Mat/Lab=1 |  |  | Sell Total
15 | m |  | Item: 4.17100000000006 | 5.63 | 84.45 | ISELL |  |  |  | mu_A | ITEM | [7 empty] | mu :1.23 | [8 empty] | 3.26 | 48.9 | 2.37 | 35.55 | 84.45 | 39.75 | 1.05 | 612 |  | 15 | 89.55
|  |  | Extract Fan EF-OF-01 (3 x 4mm2 XLPE/SWA/LSZH) | [6 empty] | n
|  | h | [E25_0062_Quintano_Foods_Elec_ELV_As_Awarded.xlsx]Elec_Rates!$D$478 |  |  | RATE_AAA
15 | 1 | 15 | 046# 3 x 4mm2 XLPE/SWA/LSZH |  | Local Rate | RTLO_002 | [9 empty] | 2.65 | 39.75 | 0.07 | 1.05 | [17 empty] | 15 | Local Rate
[17 empty] | 0 |  | 0
d> | 0 |  |  |  |  | ICOST |  |  |  | mu_A | ITEM | [5 empty] | 39.75 |  | 1.05 | [17 empty] | d>
|  |  |  | Sell Rate | Sell Total |  |  |  |  | IB | [17 empty] | U_M_Sell | T_M_Sell | U_L_Sell | T_L_Sell | Total_Sell | T_M_Cost | T_L_Phr | Mat/Lab=1 |  |  | Sell Total
50 | m |  | Item: 4.17200000000006 | 5.63 | 281.5 | ISELL |  |  |  | mu_A | ITEM | [7 empty] | mu :1.23 | [8 empty] | 3.26 | 163 | 2.37 | 118.5 | 281.5 | 132.5 | 3.5 | 6800 |  | 50 | 298.5
|  |  | Extract Fan EF-OF-02 (3 x 4mm2 XLPE/SWA/LSZH) | [6 empty] | n
|  | h | [E25_0062_Quintano_Foods_Elec_ELV_As_Awarded.xlsx]Elec_Rates!$D$478 |  |  | RATE_AAA
50 | 1 | 50 | 046# 3 x 4mm2 XLPE/SWA/LSZH |  | Local Rate | RTLO_002 | [9 empty] | 2.65 | 132.5 | 0.07 | 3.5 | [17 empty] | 50 | Local Rate
[17 empty] | 0 |  | 0
d> | 0 |  |  |  |  | ICOST |  |  |  | mu_A | ITEM | [5 empty] | 132.5 |  | 3.5 | [17 empty] | d>
TB
t
Supply, install and connect the following:
|  |  |  | Sell Rate | Sell Total |  |  |  |  | IB | [17 empty] | U_M_Sell | T_M_Sell | U_L_Sell | T_L_Sell | Total_Sell | T_M_Cost | T_L_Phr | Mat/Lab=1 |  |  | Sell Total
3 | No |  | Item: 4.17300000000006 | 48.45 | 145.35 | ISELL |  |  |  | mu_A | ITEM | [7 empty] | mu :1.23 | [8 empty] | 31.55 | 94.65 | 16.9 | 50.7 | 145.35 | 76.86 | 1.5 | 235.08 |  | 3 | 150.42
|  |  | 1-Phase 25A Isolator | [6 empty] | n
|  | h | [E25_0062_Quintano_Foods_Elec_ELV_As_Awarded.xlsx]Elec_Rates!$D$192 |  |  | RATE_AAA
3 | 1 | 3 | 018# 1-Phase 25/32A Isolator |  | Local Rate(A) | RTLO_001 | [9 empty] | 25.62 | 76.86 | 0.5 | 1.5 | [17 empty] | 3 | Local Rate(A)
[17 empty] | 0 |  | 0
d> | 0 |  |  |  |  | ICOST |  |  |  | mu_A | ITEM | [5 empty] | 76.86 |  | 1.5 | [17 empty] | d>
TB
t
Supply, install and connect the following supply cables on cable tray, including all cleats, glands, terminal lugs etc., for a complete system
TB
t
From Distribution Board 'DB-LA1' to:
|  |  |  | Sell Rate | Sell Total |  |  |  |  | IB | [17 empty] | U_M_Sell | T_M_Sell | U_L_Sell | T_L_Sell | Total_Sell | T_M_Cost | T_L_Phr | Mat/Lab=1 |  |  | Sell Total
25 | m |  | Item: 4.17400000000006 | 5.93 | 148.25 | ISELL |  |  |  | mu_A | ITEM | [7 empty] | mu :1.23 | [8 empty] | 3.56 | 89 | 2.37 | 59.25 | 148.25 | 72.25 | 1.75 | 1850 |  | 25 | 148.25
|  |  | Truck Plugging Point 01 (5 x 2.5mm2 XLPE/SWA/LSZH) | [6 empty] | n
|  | h | [E25_0062_Quintano_Foods_Elec_ELV_As_Awarded.xlsx]Elec_Rates!$D$510 |  |  | RATE_AAA
25 | 1 | 25 | 048# 5 x 2.5mm2 XLPE/SWA/LSZH |  | Local Rate | RTLO_002 | [9 empty] | 2.89 | 72.25 | 0.07 | 1.75 | [17 empty] | 25 | Local Rate
[17 empty] | 0 |  | 0
d> | 0 |  |  |  |  | ICOST |  |  |  | mu_A | ITEM | [5 empty] | 72.25 |  | 1.75 | [17 empty] | d>
|  |  |  | Sell Rate | Sell Total |  |  |  |  | IB | [17 empty] | U_M_Sell | T_M_Sell | U_L_Sell | T_L_Sell | Total_Sell | T_M_Cost | T_L_Phr | Mat/Lab=1 |  |  | Sell Total
25 | m |  | Item: 4.17500000000006 | 5.93 | 148.25 | ISELL |  |  |  | mu_A | ITEM | [7 empty] | mu :1.23 | [8 empty] | 3.56 | 89 | 2.37 | 59.25 | 148.25 | 72.25 | 1.75 | 1850 |  | 25 | 148.25
|  |  | Truck Plugging Point 02 (5 x 2.5mm2 XLPE/SWA/LSZH) | [6 empty] | n
|  | h | [E25_0062_Quintano_Foods_Elec_ELV_As_Awarded.xlsx]Elec_Rates!$D$510 |  |  | RATE_AAA
25 | 1 | 25 | 048# 5 x 2.5mm2 XLPE/SWA/LSZH |  | Local Rate | RTLO_002 | [9 empty] | 2.89 | 72.25 | 0.07 | 1.75 | [17 empty] | 25 | Local Rate
[17 empty] | 0 |  | 0
d> | 0 |  |  |  |  | ICOST |  |  |  | mu_A | ITEM | [5 empty] | 72.25 |  | 1.75 | [17 empty] | d>
|  |  |  | Sell Rate | Sell Total |  |  |  |  | IB | [17 empty] | U_M_Sell | T_M_Sell | U_L_Sell | T_L_Sell | Total_Sell | T_M_Cost | T_L_Phr | Mat/Lab=1 |  |  | Sell Total
30 | m |  | Item: 4.17600000000006 | 5.93 | 177.9 | ISELL |  |  |  | mu_A | ITEM | [7 empty] | mu :1.23 | [8 empty] | 3.56 | 106.8 | 2.37 | 71.1 | 177.9 | 86.7 | 2.1 | 2664 |  | 30 | 177.9
|  |  | Truck Plugging Point 03 (5 x 2.5mm2 XLPE/SWA/LSZH) | [6 empty] | n
|  | h | [E25_0062_Quintano_Foods_Elec_ELV_As_Awarded.xlsx]Elec_Rates!$D$510 |  |  | RATE_AAA
30 | 1 | 30 | 048# 5 x 2.5mm2 XLPE/SWA/LSZH |  | Local Rate | RTLO_002 | [9 empty] | 2.89 | 86.7 | 0.07 | 2.1 | [17 empty] | 30 | Local Rate
[17 empty] | 0 |  | 0
d> | 0 |  |  |  |  | ICOST |  |  |  | mu_A | ITEM | [5 empty] | 86.7 |  | 2.1 | [17 empty] | d>
|  |  |  | Sell Rate | Sell Total |  |  |  |  | IB | [17 empty] | U_M_Sell | T_M_Sell | U_L_Sell | T_L_Sell | Total_Sell | T_M_Cost | T_L_Phr | Mat/Lab=1 |  |  | Sell Total
35 | m |  | Item: 4.17700000000006 | 5.93 | 207.55 | ISELL |  |  |  | mu_A | ITEM | [7 empty] | mu :1.23 | [8 empty] | 3.56 | 124.6 | 2.37 | 82.95 | 207.55 | 101.15 | 2.45 | 3626 |  | 35 | 207.55
|  |  | Truck Plugging Point 04 (5 x 2.5mm2 XLPE/SWA/LSZH) | [6 empty] | n
|  | h | [E25_0062_Quintano_Foods_Elec_ELV_As_Awarded.xlsx]Elec_Rates!$D$510 |  |  | RATE_AAA
35 | 1 | 35 | 048# 5 x 2.5mm2 XLPE/SWA/LSZH |  | Local Rate | RTLO_002 | [9 empty] | 2.89 | 101.15 | 0.07 | 2.45 | [17 empty] | 35 | Local Rate
[17 empty] | 0 |  | 0
d> | 0 |  |  |  |  | ICOST |  |  |  | mu_A | ITEM | [5 empty] | 101.15 |  | 2.45 | [17 empty] | d>
|  |  |  | Sell Rate | Sell Total |  |  |  |  | IB | [17 empty] | U_M_Sell | T_M_Sell | U_L_Sell | T_L_Sell | Total_Sell | T_M_Cost | T_L_Phr | Mat/Lab=1 |  |  | Sell Total
30 | m |  | Item: 4.17800000000006 | 9.95 | 298.5 | ISELL |  |  |  | mu_A | ITEM | [7 empty] | mu :1.23 | [8 empty] | 6.91 | 207.3 | 3.04 | 91.2 | 298.5 | 168.3 | 2.7 | 5130 |  | 30 | 308.7
|  |  | Trailer Plugging Point 05 (5 x 6mm2 XLPE/SWA/LSZH) | [6 empty] | n
|  | h | [E25_0062_Quintano_Foods_Elec_ELV_As_Awarded.xlsx]Elec_Rates!$D$437 |  |  | RATE_AAA
30 | 1 | 30 | 042# 5 x 6mm2 XLPE/SWA/LSZH |  | Local Rate | RTLO_002 | [9 empty] | 5.61 | 168.3 | 0.09 | 2.7 | [17 empty] | 30 | Local Rate
[17 empty] | 0 |  | 0
d> | 0 |  |  |  |  | ICOST |  |  |  | mu_A | ITEM | [5 empty] | 168.3 |  | 2.7 | [17 empty] | d>
|  |  |  | Sell Rate | Sell Total |  |  |  |  | IB | [17 empty] | U_M_Sell | T_M_Sell | U_L_Sell | T_L_Sell | Total_Sell | T_M_Cost | T_L_Phr | Mat/Lab=1 |  |  | Sell Total
50 | m |  | Item: 4.17900000000006 | 9.95 | 497.5 | ISELL |  |  |  | mu_A | ITEM | [7 empty] | mu :1.23 | [8 empty] | 6.91 | 345.5 | 3.04 | 152 | 497.5 | 280.5 | 4.5 | 14250 |  | 50 | 514.5
|  |  | Trailer Plugging Point 06 (5 x 6mm2 XLPE/SWA/LSZH) | [6 empty] | n
|  | h | [E25_0062_Quintano_Foods_Elec_ELV_As_Awarded.xlsx]Elec_Rates!$D$437 |  |  | RATE_AAA
50 | 1 | 50 | 042# 5 x 6mm2 XLPE/SWA/LSZH |  | Local Rate | RTLO_002 | [9 empty] | 5.61 | 280.5 | 0.09 | 4.5 | [17 empty] | 50 | Local Rate
[17 empty] | 0 |  | 0
d> | 0 |  |  |  |  | ICOST |  |  |  | mu_A | ITEM | [5 empty] | 280.5 |  | 4.5 | [17 empty] | d>
|  |  |  | Sell Rate | Sell Total |  |  |  |  | IB | [17 empty] | U_M_Sell | T_M_Sell | U_L_Sell | T_L_Sell | Total_Sell | T_M_Cost | T_L_Phr | Mat/Lab=1 |  |  | Sell Total
55 | m |  | Item: 4.18000000000006 | 9.95 | 547.25 | ISELL |  |  |  | mu_A | ITEM | [7 empty] | mu :1.23 | [8 empty] | 6.91 | 380.05 | 3.04 | 167.2 | 547.25 | 308.55 | 4.95 | 17242.5 |  | 55 | 565.95
|  |  | Trailer Plugging Point 07 (5 x 6mm2 XLPE/SWA/LSZH) | [6 empty] | n
|  | h | [E25_0062_Quintano_Foods_Elec_ELV_As_Awarded.xlsx]Elec_Rates!$D$437 |  |  | RATE_AAA
55 | 1 | 55 | 042# 5 x 6mm2 XLPE/SWA/LSZH |  | Local Rate | RTLO_002 | [9 empty] | 5.61 | 308.55 | 0.09 | 4.95 | [17 empty] | 55 | Local Rate
[17 empty] | 0 |  | 0
d> | 0 |  |  |  |  | ICOST |  |  |  | mu_A | ITEM | [5 empty] | 308.55 |  | 4.95 | [17 empty] | d>
|  |  |  | Sell Rate | Sell Total |  |  |  |  | IB | [17 empty] | U_M_Sell | T_M_Sell | U_L_Sell | T_L_Sell | Total_Sell | T_M_Cost | T_L_Phr | Mat/Lab=1 |  |  | Sell Total
55 | m |  | Item: 4.18100000000006 | 9.95 | 547.25 | ISELL |  |  |  | mu_A | ITEM | [7 empty] | mu :1.23 | [8 empty] | 6.91 | 380.05 | 3.04 | 167.2 | 547.25 | 308.55 | 4.95 | 17242.5 |  | 55 | 565.95
|  |  | Trailer Plugging Point 08 (5 x 6mm2 XLPE/SWA/LSZH) | [6 empty] | n
|  | h | [E25_0062_Quintano_Foods_Elec_ELV_As_Awarded.xlsx]Elec_Rates!$D$437 |  |  | RATE_AAA
55 | 1 | 55 | 042# 5 x 6mm2 XLPE/SWA/LSZH |  | Local Rate | RTLO_002 | [9 empty] | 5.61 | 308.55 | 0.09 | 4.95 | [17 empty] | 55 | Local Rate
[17 empty] | 0 |  | 0
d> | 0 |  |  |  |  | ICOST |  |  |  | mu_A | ITEM | [5 empty] | 308.55 |  | 4.95 | [17 empty] | d>
|  |  |  | Sell Rate | Sell Total |  |  |  |  | IB | [17 empty] | U_M_Sell | T_M_Sell | U_L_Sell | T_L_Sell | Total_Sell | T_M_Cost | T_L_Phr | Mat/Lab=1 |  |  | Sell Total
20 | m |  | Item: 4.18200000000006 | 9.95 | 199 | ISELL |  |  |  | mu_A | ITEM | [7 empty] | mu :1.23 | [8 empty] | 6.91 | 138.2 | 3.04 | 60.8 | 199 | 112.2 | 1.8 | 2280 |  | 20 | 205.8
|  |  | Shrink Wrap Equipment (5 x 6mm2 XLPE/SWA/LSZH) | [6 empty] | n
|  | h | [E25_0062_Quintano_Foods_Elec_ELV_As_Awarded.xlsx]Elec_Rates!$D$437 |  |  | RATE_AAA
20 | 1 | 20 | 042# 5 x 6mm2 XLPE/SWA/LSZH |  | Local Rate | RTLO_002 | [9 empty] | 5.61 | 112.2 | 0.09 | 1.8 | [17 empty] | 20 | Local Rate
[17 empty] | 0 |  | 0
d> | 0 |  |  |  |  | ICOST |  |  |  | mu_A | ITEM | [5 empty] | 112.2 |  | 1.8 | [17 empty] | d>
|  |  |  | Sell Rate | Sell Total |  |  |  |  | IB | [17 empty] | U_M_Sell | T_M_Sell | U_L_Sell | T_L_Sell | Total_Sell | T_M_Cost | T_L_Phr | Mat/Lab=1 |  |  | Sell Total
25 | m |  | Item: 4.18300000000006 | 9.95 | 248.75 | ISELL |  |  |  | mu_A | ITEM | [7 empty] | mu :1.23 | [8 empty] | 6.91 | 172.75 | 3.04 | 76 | 248.75 | 140.25 | 2.25 | 3562.5 |  | 25 | 257.25
|  |  | Compactor (5 x 6mm2 XLPE/SWA/LSZH) | [6 empty] | n
|  | h | [E25_0062_Quintano_Foods_Elec_ELV_As_Awarded.xlsx]Elec_Rates!$D$437 |  |  | RATE_AAA
25 | 1 | 25 | 042# 5 x 6mm2 XLPE/SWA/LSZH |  | Local Rate | RTLO_002 | [9 empty] | 5.61 | 140.25 | 0.09 | 2.25 | [17 empty] | 25 | Local Rate
[17 empty] | 0 |  | 0
d> | 0 |  |  |  |  | ICOST |  |  |  | mu_A | ITEM | [5 empty] | 140.25 |  | 2.25 | [17 empty] | d>
TB
t
Supply, install and connect the following:
|  |  |  | Sell Rate | Sell Total |  |  |  |  | IB | [17 empty] | U_M_Sell | T_M_Sell | U_L_Sell | T_L_Sell | Total_Sell | T_M_Cost | T_L_Phr | Mat/Lab=1 |  |  | Sell Total
8 | No |  | Item: 4.18400000000006 | 54.11 | 432.88 | ISELL |  |  |  | mu_A | ITEM | [7 empty] | mu :1.23 | [8 empty] | 43.29 | 346.32 | 10.82 | 86.56 | 432.88 | 281.28 | 2.56 | 2270.72 |  | 8 | 441.04
|  |  | 16A 3-Phase Industrial Socket Outlet c/w Rotary Switch | [6 empty] | n
|  | h | [E25_0062_Quintano_Foods_Elec_ELV_As_Awarded.xlsx]Elec_Rates!$D$174 |  |  | RATE_AAA
8 | 1 | 8 | 016# 5Pin 16Amp IP67 Interlocked Socket outlet |  | Local Rate | RTLO_002 | [9 empty] | 35.16 | 281.28 | 0.32 | 2.56 | [17 empty] | 8 | Local Rate
[17 empty] | 0 |  | 0
d> | 0 |  |  |  |  | ICOST |  |  |  | mu_A | ITEM | [5 empty] | 281.28 |  | 2.56 | [17 empty] | d>
|  |  |  | Sell Rate | Sell Total |  |  |  |  | IB | [17 empty] | U_M_Sell | T_M_Sell | U_L_Sell | T_L_Sell | Total_Sell | T_M_Cost | T_L_Phr | Mat/Lab=1 |  |  | Sell Total
6 | No |  | Item: 4.18500000000006 | 55.35 | 332.1 | ISELL |  |  |  | mu_A | ITEM | [7 empty] | mu :1.23 | [8 empty] | 44.53 | 267.18 | 10.82 | 64.92 | 332.1 | 216.96 | 1.92 | 1313.28 |  | 6 | 338.16
|  |  | 32A 3-Phase Industrial Socket Outlet c/w Rotary Switch | [6 empty] | n
|  | h | [E25_0062_Quintano_Foods_Elec_ELV_As_Awarded.xlsx]Elec_Rates!$D$183 |  |  | RATE_AAA
6 | 1 | 6 | 017# 5Pin 32Amp IP67 Interlocked Socket outlet |  | Local Rate | RTLO_001 | [9 empty] | 36.16 | 216.96 | 0.32 | 1.92 | [17 empty] | 6 | Local Rate
[17 empty] | 0 |  | 0
d> | 0 |  |  |  |  | ICOST |  |  |  | mu_A | ITEM | [5 empty] | 216.96 |  | 1.92 | [17 empty] | d>
TB
t
Supply, install and connect the following supply cables on cable tray, including all cleats, glands, terminal lugs etc., for a complete system
TB
t
From Distribution Board 'DB-FLC' to:
|  |  |  | Sell Rate | Sell Total |  |  |  |  | IB | [17 empty] | U_M_Sell | T_M_Sell | U_L_Sell | T_L_Sell | Total_Sell | T_M_Cost | T_L_Phr | Mat/Lab=1 |  |  | Sell Total
25 | m |  | Item: 4.18600000000006 | 9.95 | 248.75 | ISELL |  |  |  | mu_A | ITEM | [7 empty] | mu :1.23 | [8 empty] | 6.91 | 172.75 | 3.04 | 76 | 248.75 | 140.25 | 2.25 | 3562.5 |  | 25 | 257.25
|  |  | Lifter Charger 01 (5 x 6mm2 XLPE/SWA/LSZH) | [6 empty] | n
|  | h | [E25_0062_Quintano_Foods_Elec_ELV_As_Awarded.xlsx]Elec_Rates!$D$437 |  |  | RATE_AAA
25 | 1 | 25 | 042# 5 x 6mm2 XLPE/SWA/LSZH |  | Local Rate | RTLO_002 | [9 empty] | 5.61 | 140.25 | 0.09 | 2.25 | [17 empty] | 25 | Local Rate
[17 empty] | 0 |  | 0
d> | 0 |  |  |  |  | ICOST |  |  |  | mu_A | ITEM | [5 empty] | 140.25 |  | 2.25 | [17 empty] | d>
|  |  |  | Sell Rate | Sell Total |  |  |  |  | IB | [17 empty] | U_M_Sell | T_M_Sell | U_L_Sell | T_L_Sell | Total_Sell | T_M_Cost | T_L_Phr | Mat/Lab=1 |  |  | Sell Total
30 | m |  | Item: 4.18700000000006 | 9.95 | 298.5 | ISELL |  |  |  | mu_A | ITEM | [7 empty] | mu :1.23 | [8 empty] | 6.91 | 207.3 | 3.04 | 91.2 | 298.5 | 168.3 | 2.7 | 5130 |  | 30 | 308.7
|  |  | Lifter Charger 02 (5 x 6mm2 XLPE/SWA/LSZH) | [6 empty] | n
|  | h | [E25_0062_Quintano_Foods_Elec_ELV_As_Awarded.xlsx]Elec_Rates!$D$437 |  |  | RATE_AAA
30 | 1 | 30 | 042# 5 x 6mm2 XLPE/SWA/LSZH |  | Local Rate | RTLO_002 | [9 empty] | 5.61 | 168.3 | 0.09 | 2.7 | [17 empty] | 30 | Local Rate
[17 empty] | 0 |  | 0
d> | 0 |  |  |  |  | ICOST |  |  |  | mu_A | ITEM | [5 empty] | 168.3 |  | 2.7 | [17 empty] | d>
|  |  |  | Sell Rate | Sell Total |  |  |  |  | IB | [17 empty] | U_M_Sell | T_M_Sell | U_L_Sell | T_L_Sell | Total_Sell | T_M_Cost | T_L_Phr | Mat/Lab=1 |  |  | Sell Total
30 | m |  | Item: 4.18800000000006 | 9.95 | 298.5 | ISELL |  |  |  | mu_A | ITEM | [7 empty] | mu :1.23 | [8 empty] | 6.91 | 207.3 | 3.04 | 91.2 | 298.5 | 168.3 | 2.7 | 5130 |  | 30 | 308.7
|  |  | Lifter Charger 03 (5 x 6mm2 XLPE/SWA/LSZH) | [6 empty] | n
|  | h | [E25_0062_Quintano_Foods_Elec_ELV_As_Awarded.xlsx]Elec_Rates!$D$437 |  |  | RATE_AAA
30 | 1 | 30 | 042# 5 x 6mm2 XLPE/SWA/LSZH |  | Local Rate | RTLO_002 | [9 empty] | 5.61 | 168.3 | 0.09 | 2.7 | [17 empty] | 30 | Local Rate
[17 empty] | 0 |  | 0
d> | 0 |  |  |  |  | ICOST |  |  |  | mu_A | ITEM | [5 empty] | 168.3 |  | 2.7 | [17 empty] | d>
|  |  |  | Sell Rate | Sell Total |  |  |  |  | IB | [17 empty] | U_M_Sell | T_M_Sell | U_L_Sell | T_L_Sell | Total_Sell | T_M_Cost | T_L_Phr | Mat/Lab=1 |  |  | Sell Total
35 | m |  | Item: 4.18900000000006 | 9.95 | 348.25 | ISELL |  |  |  | mu_A | ITEM | [7 empty] | mu :1.23 | [8 empty] | 6.91 | 241.85 | 3.04 | 106.4 | 348.25 | 196.35 | 3.15 | 6982.5 |  | 35 | 360.15
|  |  | Lifter Charger 04 (5 x 6mm2 XLPE/SWA/LSZH) | [6 empty] | n
|  | h | [E25_0062_Quintano_Foods_Elec_ELV_As_Awarded.xlsx]Elec_Rates!$D$437 |  |  | RATE_AAA
35 | 1 | 35 | 042# 5 x 6mm2 XLPE/SWA/LSZH |  | Local Rate | RTLO_002 | [9 empty] | 5.61 | 196.35 | 0.09 | 3.15 | [17 empty] | 35 | Local Rate
[17 empty] | 0 |  | 0
d> | 0 |  |  |  |  | ICOST |  |  |  | mu_A | ITEM | [5 empty] | 196.35 |  | 3.15 | [17 empty] | d>
|  |  |  | Sell Rate | Sell Total |  |  |  |  | IB | [17 empty] | U_M_Sell | T_M_Sell | U_L_Sell | T_L_Sell | Total_Sell | T_M_Cost | T_L_Phr | Mat/Lab=1 |  |  | Sell Total
35 | m |  | Item: 4.19000000000006 | 9.95 | 348.25 | ISELL |  |  |  | mu_A | ITEM | [7 empty] | mu :1.23 | [8 empty] | 6.91 | 241.85 | 3.04 | 106.4 | 348.25 | 196.35 | 3.15 | 6982.5 |  | 35 | 360.15
|  |  | Lifter Charger 05 (5 x 6mm2 XLPE/SWA/LSZH) | [6 empty] | n
|  | h | [E25_0062_Quintano_Foods_Elec_ELV_As_Awarded.xlsx]Elec_Rates!$D$437 |  |  | RATE_AAA
35 | 1 | 35 | 042# 5 x 6mm2 XLPE/SWA/LSZH |  | Local Rate | RTLO_002 | [9 empty] | 5.61 | 196.35 | 0.09 | 3.15 | [17 empty] | 35 | Local Rate
[17 empty] | 0 |  | 0
d> | 0 |  |  |  |  | ICOST |  |  |  | mu_A | ITEM | [5 empty] | 196.35 |  | 3.15 | [17 empty] | d>
|  |  |  | Sell Rate | Sell Total |  |  |  |  | IB | [17 empty] | U_M_Sell | T_M_Sell | U_L_Sell | T_L_Sell | Total_Sell | T_M_Cost | T_L_Phr | Mat/Lab=1 |  |  | Sell Total
35 | m |  | Item: 4.19100000000006 | 9.95 | 348.25 | ISELL |  |  |  | mu_A | ITEM | [7 empty] | mu :1.23 | [8 empty] | 6.91 | 241.85 | 3.04 | 106.4 | 348.25 | 196.35 | 3.15 | 6982.5 |  | 35 | 360.15
|  |  | Lifter Charger 06 (5 x 6mm2 XLPE/SWA/LSZH) | [6 empty] | n
|  | h | [E25_0062_Quintano_Foods_Elec_ELV_As_Awarded.xlsx]Elec_Rates!$D$437 |  |  | RATE_AAA
35 | 1 | 35 | 042# 5 x 6mm2 XLPE/SWA/LSZH |  | Local Rate | RTLO_002 | [9 empty] | 5.61 | 196.35 | 0.09 | 3.15 | [17 empty] | 35 | Local Rate
[17 empty] | 0 |  | 0
d> | 0 |  |  |  |  | ICOST |  |  |  | mu_A | ITEM | [5 empty] | 196.35 |  | 3.15 | [17 empty] | d>
|  |  |  | Sell Rate | Sell Total |  |  |  |  | IB | [17 empty] | U_M_Sell | T_M_Sell | U_L_Sell | T_L_Sell | Total_Sell | T_M_Cost | T_L_Phr | Mat/Lab=1 |  |  | Sell Total
35 | m |  | Item: 4.19200000000006 | 9.95 | 348.25 | ISELL |  |  |  | mu_A | ITEM | [7 empty] | mu :1.23 | [8 empty] | 6.91 | 241.85 | 3.04 | 106.4 | 348.25 | 196.35 | 3.15 | 6982.5 |  | 35 | 360.15
|  |  | Lifter Charger 07 (5 x 6mm2 XLPE/SWA/LSZH) | [6 empty] | n
|  | h | [E25_0062_Quintano_Foods_Elec_ELV_As_Awarded.xlsx]Elec_Rates!$D$437 |  |  | RATE_AAA
35 | 1 | 35 | 042# 5 x 6mm2 XLPE/SWA/LSZH |  | Local Rate | RTLO_002 | [9 empty] | 5.61 | 196.35 | 0.09 | 3.15 | [17 empty] | 35 | Local Rate
[17 empty] | 0 |  | 0
d> | 0 |  |  |  |  | ICOST |  |  |  | mu_A | ITEM | [5 empty] | 196.35 |  | 3.15 | [17 empty] | d>
|  |  |  | Sell Rate | Sell Total |  |  |  |  | IB | [17 empty] | U_M_Sell | T_M_Sell | U_L_Sell | T_L_Sell | Total_Sell | T_M_Cost | T_L_Phr | Mat/Lab=1 |  |  | Sell Total
35 | m |  | Item: 4.19300000000006 | 9.95 | 348.25 | ISELL |  |  |  | mu_A | ITEM | [7 empty] | mu :1.23 | [8 empty] | 6.91 | 241.85 | 3.04 | 106.4 | 348.25 | 196.35 | 3.15 | 6982.5 |  | 35 | 360.15
|  |  | Lifter Charger 08 (5 x 6mm2 XLPE/SWA/LSZH) | [6 empty] | n
|  | h | [E25_0062_Quintano_Foods_Elec_ELV_As_Awarded.xlsx]Elec_Rates!$D$437 |  |  | RATE_AAA
35 | 1 | 35 | 042# 5 x 6mm2 XLPE/SWA/LSZH |  | Local Rate | RTLO_002 | [9 empty] | 5.61 | 196.35 | 0.09 | 3.15 | [17 empty] | 35 | Local Rate
[17 empty] | 0 |  | 0
d> | 0 |  |  |  |  | ICOST |  |  |  | mu_A | ITEM | [5 empty] | 196.35 |  | 3.15 | [17 empty] | d>
|  |  |  | Sell Rate | Sell Total |  |  |  |  | IB | [17 empty] | U_M_Sell | T_M_Sell | U_L_Sell | T_L_Sell | Total_Sell | T_M_Cost | T_L_Phr | Mat/Lab=1 |  |  | Sell Total
40 | m |  | Item: 4.19400000000006 | 9.95 | 398 | ISELL |  |  |  | mu_A | ITEM | [7 empty] | mu :1.23 | [8 empty] | 6.91 | 276.4 | 3.04 | 121.6 | 398 | 224.4 | 3.6 | 9120 |  | 40 | 411.6
|  |  | Lifter Charger 09 (5 x 6mm2 XLPE/SWA/LSZH) | [6 empty] | n
|  | h | [E25_0062_Quintano_Foods_Elec_ELV_As_Awarded.xlsx]Elec_Rates!$D$437 |  |  | RATE_AAA
40 | 1 | 40 | 042# 5 x 6mm2 XLPE/SWA/LSZH |  | Local Rate | RTLO_002 | [9 empty] | 5.61 | 224.4 | 0.09 | 3.6 | [17 empty] | 40 | Local Rate
[17 empty] | 0 |  | 0
d> | 0 |  |  |  |  | ICOST |  |  |  | mu_A | ITEM | [5 empty] | 224.4 |  | 3.6 | [17 empty] | d>
|  |  |  | Sell Rate | Sell Total |  |  |  |  | IB | [17 empty] | U_M_Sell | T_M_Sell | U_L_Sell | T_L_Sell | Total_Sell | T_M_Cost | T_L_Phr | Mat/Lab=1 |  |  | Sell Total
40 | m |  | Item: 4.19500000000007 | 9.95 | 398 | ISELL |  |  |  | mu_A | ITEM | [7 empty] | mu :1.23 | [8 empty] | 6.91 | 276.4 | 3.04 | 121.6 | 398 | 224.4 | 3.6 | 9120 |  | 40 | 411.6
|  |  | Lifter Charger 10 (5 x 6mm2 XLPE/SWA/LSZH) | [6 empty] | n
|  | h | [E25_0062_Quintano_Foods_Elec_ELV_As_Awarded.xlsx]Elec_Rates!$D$437 |  |  | RATE_AAA
40 | 1 | 40 | 042# 5 x 6mm2 XLPE/SWA/LSZH |  | Local Rate | RTLO_002 | [9 empty] | 5.61 | 224.4 | 0.09 | 3.6 | [17 empty] | 40 | Local Rate
[17 empty] | 0 |  | 0
d> | 0 |  |  |  |  | ICOST |  |  |  | mu_A | ITEM | [5 empty] | 224.4 |  | 3.6 | [17 empty] | d>
|  |  |  | Sell Rate | Sell Total |  |  |  |  | IB | [17 empty] | U_M_Sell | T_M_Sell | U_L_Sell | T_L_Sell | Total_Sell | T_M_Cost | T_L_Phr | Mat/Lab=1 |  |  | Sell Total
40 | m |  | Item: 4.19600000000007 | 9.95 | 398 | ISELL |  |  |  | mu_A | ITEM | [7 empty] | mu :1.23 | [8 empty] | 6.91 | 276.4 | 3.04 | 121.6 | 398 | 224.4 | 3.6 | 9120 |  | 40 | 411.6
|  |  | Lifter Charger 11 (5 x 6mm2 XLPE/SWA/LSZH) | [6 empty] | n
|  | h | [E25_0062_Quintano_Foods_Elec_ELV_As_Awarded.xlsx]Elec_Rates!$D$437 |  |  | RATE_AAA
40 | 1 | 40 | 042# 5 x 6mm2 XLPE/SWA/LSZH |  | Local Rate | RTLO_002 | [9 empty] | 5.61 | 224.4 | 0.09 | 3.6 | [17 empty] | 40 | Local Rate
[17 empty] | 0 |  | 0
d> | 0 |  |  |  |  | ICOST |  |  |  | mu_A | ITEM | [5 empty] | 224.4 |  | 3.6 | [17 empty] | d>
|  |  |  | Sell Rate | Sell Total |  |  |  |  | IB | [17 empty] | U_M_Sell | T_M_Sell | U_L_Sell | T_L_Sell | Total_Sell | T_M_Cost | T_L_Phr | Mat/Lab=1 |  |  | Sell Total
40 | m |  | Item: 4.19700000000007 | 9.95 | 398 | ISELL |  |  |  | mu_A | ITEM | [7 empty] | mu :1.23 | [8 empty] | 6.91 | 276.4 | 3.04 | 121.6 | 398 | 224.4 | 3.6 | 9120 |  | 40 | 411.6
|  |  | Lifter Charger 12 (5 x 6mm2 XLPE/SWA/LSZH) | [6 empty] | n
|  | h | [E25_0062_Quintano_Foods_Elec_ELV_As_Awarded.xlsx]Elec_Rates!$D$437 |  |  | RATE_AAA
40 | 1 | 40 | 042# 5 x 6mm2 XLPE/SWA/LSZH |  | Local Rate | RTLO_002 | [9 empty] | 5.61 | 224.4 | 0.09 | 3.6 | [17 empty] | 40 | Local Rate
[17 empty] | 0 |  | 0
d> | 0 |  |  |  |  | ICOST |  |  |  | mu_A | ITEM | [5 empty] | 224.4 |  | 3.6 | [17 empty] | d>
|  |  |  | Sell Rate | Sell Total |  |  |  |  | IB | [17 empty] | U_M_Sell | T_M_Sell | U_L_Sell | T_L_Sell | Total_Sell | T_M_Cost | T_L_Phr | Mat/Lab=1 |  |  | Sell Total
40 | m |  | Item: 4.19800000000007 | 9.95 | 398 | ISELL |  |  |  | mu_A | ITEM | [7 empty] | mu :1.23 | [8 empty] | 6.91 | 276.4 | 3.04 | 121.6 | 398 | 224.4 | 3.6 | 9120 |  | 40 | 411.6
|  |  | Lifter Charger 13 (5 x 6mm2 XLPE/SWA/LSZH) | [6 empty] | n
|  | h | [E25_0062_Quintano_Foods_Elec_ELV_As_Awarded.xlsx]Elec_Rates!$D$437 |  |  | RATE_AAA
40 | 1 | 40 | 042# 5 x 6mm2 XLPE/SWA/LSZH |  | Local Rate | RTLO_002 | [9 empty] | 5.61 | 224.4 | 0.09 | 3.6 | [17 empty] | 40 | Local Rate
[17 empty] | 0 |  | 0
d> | 0 |  |  |  |  | ICOST |  |  |  | mu_A | ITEM | [5 empty] | 224.4 |  | 3.6 | [17 empty] | d>
TB
t
Supply, install and connect the following:
|  |  |  | Sell Rate | Sell Total |  |  |  |  | IB | [17 empty] | U_M_Sell | T_M_Sell | U_L_Sell | T_L_Sell | Total_Sell | T_M_Cost | T_L_Phr | Mat/Lab=1 |  |  | Sell Total
13 | No |  | Item: 4.19900000000007 | 55.35 | 719.55 | ISELL |  |  |  | mu_A | ITEM | [7 empty] | mu :1.23 | [8 empty] | 44.53 | 578.89 | 10.82 | 140.66 | 719.55 | 470.08 | 4.16 | 6165.12 |  | 13 | 732.68
|  |  | 32A 3-Phase Industrial Socket Outlet c/w Rotary Switch | [6 empty] | n
|  | h | [E25_0062_Quintano_Foods_Elec_ELV_As_Awarded.xlsx]Elec_Rates!$D$183 |  |  | RATE_AAA
13 | 1 | 13 | 017# 5Pin 32Amp IP67 Interlocked Socket outlet |  | Local Rate | RTLO_001 | [9 empty] | 36.16 | 470.08 | 0.32 | 4.16 | [17 empty] | 13 | Local Rate
[17 empty] | 0 |  | 0
d> | 0 |  |  |  |  | ICOST |  |  |  | mu_A | ITEM | [5 empty] | 470.08 |  | 4.16 | [17 empty] | d>
TB
t
Supply, install and connect the following supply cables on cable tray, including all cleats, glands, terminal lugs etc., for a complete system
TB
t
From Distribution Board 'DB-CRP' to:
|  |  |  | Sell Rate | Sell Total |  |  |  |  | IB | [17 empty] | U_M_Sell | T_M_Sell | U_L_Sell | T_L_Sell | Total_Sell | T_M_Cost | T_L_Phr | Mat/Lab=1 |  |  | Sell Total
90 | m |  | Item: 4.20000000000007 | 5.5 | 495 | ISELL |  |  |  | mu_A | ITEM | [7 empty] | mu :1.23 | [8 empty] | 3.47 | 312.3 | 2.03 | 182.7 | 495 | 253.8 | 5.4 | 23328 |  | 90 | 525.6
|  |  | DOBO/dock leveler 01 (5 x 2.5mm2 XLPE/SWA/LSZH) | [6 empty] | n
|  | h | [E25_0062_Quintano_Foods_Elec_ELV_As_Awarded.xlsx]Elec_Rates!$D$520 |  |  | RATE_AAA
90 | 1 | 90 | 049# 5 x 2.5mm2 XLPE/SWA/LSZH in stainless steel sleeves at warehouse level 0 |  | Local Rate | RTLO_002 | [9 empty] | 2.82 | 253.8 | 0.06 | 5.4 | [17 empty] | 90 | Local Rate
[17 empty] | 0 |  | 0
d> | 0 |  |  |  |  | ICOST |  |  |  | mu_A | ITEM | [5 empty] | 253.8 |  | 5.4 | [17 empty] | d>
|  |  |  | Sell Rate | Sell Total |  |  |  |  | IB | [17 empty] | U_M_Sell | T_M_Sell | U_L_Sell | T_L_Sell | Total_Sell | T_M_Cost | T_L_Phr | Mat/Lab=1 |  |  | Sell Total
90 | m |  | Item: 4.20100000000007 | 5.5 | 495 | ISELL |  |  |  | mu_A | ITEM | [7 empty] | mu :1.23 | [8 empty] | 3.47 | 312.3 | 2.03 | 182.7 | 495 | 253.8 | 5.4 | 23328 |  | 90 | 525.6
|  |  | DOBO/dock leveler 02 (5 x 2.5mm2 XLPE/SWA/LSZH) | [6 empty] | n
|  | h | [E25_0062_Quintano_Foods_Elec_ELV_As_Awarded.xlsx]Elec_Rates!$D$520 |  |  | RATE_AAA
90 | 1 | 90 | 049# 5 x 2.5mm2 XLPE/SWA/LSZH in stainless steel sleeves at warehouse level 0 |  | Local Rate | RTLO_002 | [9 empty] | 2.82 | 253.8 | 0.06 | 5.4 | [17 empty] | 90 | Local Rate
[17 empty] | 0 |  | 0
d> | 0 |  |  |  |  | ICOST |  |  |  | mu_A | ITEM | [5 empty] | 253.8 |  | 5.4 | [17 empty] | d>
|  |  |  | Sell Rate | Sell Total |  |  |  |  | IB | [17 empty] | U_M_Sell | T_M_Sell | U_L_Sell | T_L_Sell | Total_Sell | T_M_Cost | T_L_Phr | Mat/Lab=1 |  |  | Sell Total
85 | m |  | Item: 4.20200000000007 | 5.5 | 467.5 | ISELL |  |  |  | mu_A | ITEM | [7 empty] | mu :1.23 | [8 empty] | 3.47 | 294.95 | 2.03 | 172.55 | 467.5 | 239.7 | 5.1 | 20808 |  | 85 | 496.4
|  |  | DOBO/dock leveler 03 (5 x 2.5mm2 XLPE/SWA/LSZH) | [6 empty] | n
|  | h | [E25_0062_Quintano_Foods_Elec_ELV_As_Awarded.xlsx]Elec_Rates!$D$520 |  |  | RATE_AAA
85 | 1 | 85 | 049# 5 x 2.5mm2 XLPE/SWA/LSZH in stainless steel sleeves at warehouse level 0 |  | Local Rate | RTLO_002 | [9 empty] | 2.82 | 239.7 | 0.06 | 5.1 | [17 empty] | 85 | Local Rate
[17 empty] | 0 |  | 0
d> | 0 |  |  |  |  | ICOST |  |  |  | mu_A | ITEM | [5 empty] | 239.7 |  | 5.1 | [17 empty] | d>
|  |  |  | Sell Rate | Sell Total |  |  |  |  | IB | [17 empty] | U_M_Sell | T_M_Sell | U_L_Sell | T_L_Sell | Total_Sell | T_M_Cost | T_L_Phr | Mat/Lab=1 |  |  | Sell Total
80 | m |  | Item: 4.20300000000007 | 5.5 | 440 | ISELL |  |  |  | mu_A | ITEM | [7 empty] | mu :1.23 | [8 empty] | 3.47 | 277.6 | 2.03 | 162.4 | 440 | 225.6 | 4.8 | 18432 |  | 80 | 467.2
|  |  | DOBO/dock leveler 04 (5 x 2.5mm2 XLPE/SWA/LSZH) | [6 empty] | n
|  | h | [E25_0062_Quintano_Foods_Elec_ELV_As_Awarded.xlsx]Elec_Rates!$D$520 |  |  | RATE_AAA
80 | 1 | 80 | 049# 5 x 2.5mm2 XLPE/SWA/LSZH in stainless steel sleeves at warehouse level 0 |  | Local Rate | RTLO_002 | [9 empty] | 2.82 | 225.6 | 0.06 | 4.8 | [17 empty] | 80 | Local Rate
[17 empty] | 0 |  | 0
d> | 0 |  |  |  |  | ICOST |  |  |  | mu_A | ITEM | [5 empty] | 225.6 |  | 4.8 | [17 empty] | d>
|  |  |  | Sell Rate | Sell Total |  |  |  |  | IB | [17 empty] | U_M_Sell | T_M_Sell | U_L_Sell | T_L_Sell | Total_Sell | T_M_Cost | T_L_Phr | Mat/Lab=1 |  |  | Sell Total
65 | m |  | Item: 4.20400000000007 | 5.5 | 357.5 | ISELL |  |  |  | mu_A | ITEM | [7 empty] | mu :1.23 | [8 empty] | 3.47 | 225.55 | 2.03 | 131.95 | 357.5 | 183.3 | 3.9 | 12168 |  | 65 | 379.6
|  |  | DOBO/dock leveler 05 (5 x 2.5mm2 XLPE/SWA/LSZH) | [6 empty] | n
|  | h | [E25_0062_Quintano_Foods_Elec_ELV_As_Awarded.xlsx]Elec_Rates!$D$520 |  |  | RATE_AAA
65 | 1 | 65 | 049# 5 x 2.5mm2 XLPE/SWA/LSZH in stainless steel sleeves at warehouse level 0 |  | Local Rate | RTLO_002 | [9 empty] | 2.82 | 183.3 | 0.06 | 3.9 | [17 empty] | 65 | Local Rate
[17 empty] | 0 |  | 0
d> | 0 |  |  |  |  | ICOST |  |  |  | mu_A | ITEM | [5 empty] | 183.3 |  | 3.9 | [17 empty] | d>
|  |  |  | Sell Rate | Sell Total |  |  |  |  | IB | [17 empty] | U_M_Sell | T_M_Sell | U_L_Sell | T_L_Sell | Total_Sell | T_M_Cost | T_L_Phr | Mat/Lab=1 |  |  | Sell Total
60 | m |  | Item: 4.20500000000007 | 5.5 | 330 | ISELL |  |  |  | mu_A | ITEM | [7 empty] | mu :1.23 | [8 empty] | 3.47 | 208.2 | 2.03 | 121.8 | 330 | 169.2 | 3.6 | 10368 |  | 60 | 350.4
|  |  | DOBO/dock leveler 06 (5 x 2.5mm2 XLPE/SWA/LSZH) | [6 empty] | n
|  | h | [E25_0062_Quintano_Foods_Elec_ELV_As_Awarded.xlsx]Elec_Rates!$D$520 |  |  | RATE_AAA
60 | 1 | 60 | 049# 5 x 2.5mm2 XLPE/SWA/LSZH in stainless steel sleeves at warehouse level 0 |  | Local Rate | RTLO_002 | [9 empty] | 2.82 | 169.2 | 0.06 | 3.6 | [17 empty] | 60 | Local Rate
[17 empty] | 0 |  | 0
d> | 0 |  |  |  |  | ICOST |  |  |  | mu_A | ITEM | [5 empty] | 169.2 |  | 3.6 | [17 empty] | d>
|  |  |  | Sell Rate | Sell Total |  |  |  |  | IB | [17 empty] | U_M_Sell | T_M_Sell | U_L_Sell | T_L_Sell | Total_Sell | T_M_Cost | T_L_Phr | Mat/Lab=1 |  |  | Sell Total
85 | m |  | Item: 4.20600000000007 | 9.95 | 845.75 | ISELL |  |  |  | mu_A | ITEM | [7 empty] | mu :1.23 | [8 empty] | 6.91 | 587.35 | 3.04 | 258.4 | 845.75 | 476.85 | 7.65 | 41182.5 |  | 85 | 874.65
|  |  | Stretch Wrap (5 x 6mm2 XLPE/SWA/LSZH) | [6 empty] | n
|  | h | [E25_0062_Quintano_Foods_Elec_ELV_As_Awarded.xlsx]Elec_Rates!$D$437 |  |  | RATE_AAA
85 | 1 | 85 | 042# 5 x 6mm2 XLPE/SWA/LSZH |  | Local Rate | RTLO_002 | [9 empty] | 5.61 | 476.85 | 0.09 | 7.65 | [17 empty] | 85 | Local Rate
Installation in cold room level 0
0 | m | 27 | Conduit Stainless Steel 32mm RATE |  |  | COGV_025 | 690 | (__) | 20mm |  |  |  |  | 1 | 2004-05-27 | 25.45 | 0 | 0.3 | 0 | [17 empty] | 0
0 | No | 2 | Conduit Stainless Steel Male Bush 32mm |  |  | COGV_038 | 690 | (__) | 20mm |  |  |  |  | 1 | 2004-06-24 | 20.82 | 0 |  | 0 | [17 empty] | 0
0 | No | 1 | Conduit Stainless Steel flanged Coupler 32mm |  |  | COGV_038 | 690 | (__) | 20mm |  |  |  |  | 1 | 2004-06-24 | 27.85 | 0 |  | 0 | [17 empty] | 0
0 | No | 15 | Conduit Stainless Steel Coupler 32mm |  |  | COGV_038 | 690 | (__) | 20mm |  |  |  |  | 1 | 2004-06-24 | 15.5 | 0 |  | 0 | [17 empty] | 0
0 | No | 27 | Conduit Stainless Steel Saddle 32mm |  |  | COGV_029 | 690 | (__) | 20mm |  |  |  |  | 1 | 2004-05-29 | 17.31 | 0 |  | 0 | [17 empty] | 0
0 | No | 3 | Conduit Stainless Steel Bend 32mm |  |  | COGV_029 | 690 | (__) | 20mm |  |  |  |  | 1 | 2004-05-29 | 65.26 | 0 |  | 0 | [17 empty] | 0
0 | No | 2 | Conduit Stainless Silicon washer 32mm |  |  | COGV_029 | 690 | (__) | 20mm |  |  |  |  | 1 | 2004-05-29 | 2.11 | 0 |  | 0 | [17 empty] | 0
0 | No | 30 | Woodscrews Stainless Steel |  |  | COGV_033 | 690 | (__) | [5 empty] | 1 | 2004-05-29 | 0.25 | 0 |  | 0 | [17 empty] | 0
0 | LS | 1 | Crainage & Transportation |  | Scissors Lift | CRAI_002 | 962 | MISC | [5 empty] | 2 | 2004-05-22 | 123 | 0 |  | 0 | [17 empty] | 0 | Scissors Lift
0 | No | 1 | Diesel Fuel |  | Approx €25/daily - info from Godwin by phone | GENS_022 | 845 | (__) | [5 empty] | 3 | 2008-09-22 | 25.625 | 0 |  | 0 | [17 empty] | 0 | Approx €25/daily - info from Godwin by phone
[17 empty] | 0 |  | 0
d> | 0 |  |  |  |  | ICOST |  |  |  | mu_A | ITEM | [5 empty] | 476.85 |  | 7.65 | [17 empty] | d>
|  |  |  | Sell Rate | Sell Total |  |  |  |  | IB | [17 empty] | U_M_Sell | T_M_Sell | U_L_Sell | T_L_Sell | Total_Sell | T_M_Cost | T_L_Phr | Mat/Lab=1 |  |  | Sell Total
5 | m |  | Item: 4.20700000000007 | 14.65 | 73.25 | ISELL |  |  |  | mu_A | ITEM | [7 empty] | mu :1.23 | [8 empty] | 10.59 | 52.95 | 4.06 | 20.3 | 73.25 | 43 | 0.6 | 218 |  | 5 | 74.95
|  |  | Distribution Board 'DB-CRL' (5 x 10mm2 XLPE/SWA/LSZH) | [6 empty] | n
|  | h | [E25_0062_Quintano_Foods_Elec_ELV_As_Awarded.xlsx]Elec_Rates!$D$417 |  |  | RATE_AAA
5 | 1 | 5 | 040# 5 x 10mm2 XLPE/SWA/LSZH |  | Local Rate | RTLO_002 | [9 empty] | 8.6 | 43 | 0.12 | 0.6 | [17 empty] | 5 | Local Rate
[17 empty] | 0 |  | 0
d> | 0 |  |  |  |  | ICOST |  |  |  | mu_A | ITEM | [5 empty] | 43 |  | 0.6 | [17 empty] | d>
TB
t
Supply, install and connect the following:
|  |  |  | Sell Rate | Sell Total |  |  |  |  | IB | [17 empty] | U_M_Sell | T_M_Sell | U_L_Sell | T_L_Sell | Total_Sell | T_M_Cost | T_L_Phr | Mat/Lab=1 |  |  | Sell Total
6 | No |  | Item: 4.20800000000007 | 837.07 | 5022.42 | ISELL |  |  |  | mu_A | ITEM | [7 empty] | mu :1.23 | [8 empty] | 820.33 | 4921.98 | 16.74 | 100.44 | 5022.42 | 3997.26 | 2.97 | 24001.38 |  | 6 | 5033.58
|  |  | 16A 3-Phase Industrial Socket Outlet c/w Rotary Switch | [6 empty] | n
|  | h | [E25_0062_Quintano_Foods_Elec_ELV_As_Awarded.xlsx]Elec_Rates!$D$174 |  |  | RATE_AAA
6 | No |  | 16A 5P Interlocked Industrial Socket IP67 |  | Stainless Steel | WACC_139 | 705 | Gewiss | GW 66204 |  |  |  |  | 3 | 2004-03-01 | 660.13 | 3960.78 | 0.5 | 2.7 | [17 empty] | 6 | Stainless Steel
24 | No |  | Screw Wood S6 |  | Stainless Steel | CONS_035 | 875 | (__) |  | 02-008 |  |  |  | 1 | 1994-12-01 | 0.25 | 6 |  | 0 | [17 empty] | 24 | Stainless Steel
24 | No |  | Rawl Plug S6 |  |  | CONS_030 | 875 | (__) |  | 02-009 |  |  |  | 1 | 1994-12-01 | 0.02 | 0.48 |  | 0 | [17 empty] | 24
6 | No |  | Label Small |  |  | CONS_021 | 875 | (__) |  | 05-002 |  |  |  | 3 | 1995-05-01 | 5 | 30 | 0.05 | 0.27 | [17 empty] | 6
[17 empty] | 0 |  | 0
d> | 0 |  |  |  |  | ICOST |  |  |  | mu_A | ITEM | [5 empty] | 3997.26 |  | 2.97 | [17 empty] | d>
|  |  |  | Sell Rate | Sell Total |  |  |  |  | IB | [17 empty] | U_M_Sell | T_M_Sell | U_L_Sell | T_L_Sell | Total_Sell | T_M_Cost | T_L_Phr | Mat/Lab=1 |  |  | Sell Total
1 | No |  | Item: 4.20900000000007 | 921.79 | 921.79 | ISELL |  |  |  | mu_A | ITEM | [7 empty] | mu :1.23 | [8 empty] | 905.05 | 905.05 | 16.74 | 16.74 | 921.79 | 735.01 | 0.5 | 735.51 |  | 1 | 923.65
|  |  | 32A 3-Phase Industrial Socket Outlet c/w Rotary Switch | [6 empty] | n
1 | No |  | 32A 5P Interlocked Industrial Socket IP67 |  | Stainless Steel | WACC_139 | 705 | Gewiss | GW 66204 |  |  |  |  | 3 | 2004-03-01 | 728.93 | 728.93 | 0.5 | 0.45 | [17 empty] | 1 | Stainless Steel
4 | No |  | Screw Wood S6 |  | Stainless Steel | CONS_035 | 875 | (__) |  | 02-008 |  |  |  | 1 | 1994-12-01 | 0.25 | 1 |  | 0 | [17 empty] | 4 | Stainless Steel
4 | No |  | Rawl Plug S6 |  |  | CONS_030 | 875 | (__) |  | 02-009 |  |  |  | 1 | 1994-12-01 | 0.02 | 0.08 |  | 0 | [17 empty] | 4
1 | No |  | Label Small |  |  | CONS_021 | 875 | (__) |  | 05-002 |  |  |  | 3 | 1995-05-01 | 5 | 5 | 0.05 | 0.045 | [17 empty] | 1
[17 empty] | 0 |  | 0
d> | 0 |  |  |  |  | ICOST |  |  |  | mu_A | ITEM | [5 empty] | 735.01 |  | 0.495 | [17 empty] | d>
SB | [36 empty] | SB
| -0.70961 |  | PAGE: 14 |  | 19346.84 | [5 empty] | PAGE | [5 empty] | 12165.95 |  | 129.155 | [18 empty] | 19859.73
| Discy: |  |  |  | PAGE SELL | [11 empty] | PAGE MAT |  | PAGE LAB | [18 empty] | PAGE SELL
TB
t
Supply, install and connect the following supply cables on cable tray, including all cleats, glands, terminal lugs etc., for a complete system
TB
t
From Distribution Board 'DB-WH' to:
|  |  |  | Sell Rate | Sell Total |  |  |  |  | IB | [17 empty] | U_M_Sell | T_M_Sell | U_L_Sell | T_L_Sell | Total_Sell | T_M_Cost | T_L_Phr | Mat/Lab=1 |  |  | Sell Total
60 | m |  | Item: 4.21000000000007 | 5.93 | 355.8 | ISELL |  |  |  | mu_A | ITEM | [7 empty] | mu :1.23 | [8 empty] | 3.56 | 213.6 | 2.37 | 142.2 | 355.8 | 173.4 | 4.2 | 10656 |  | 60 | 355.8
|  |  | DOBO/dock leveler 01 (5 x 2.5mm2 XLPE/SWA/LSZH) | [6 empty] | n
|  | h | [E25_0062_Quintano_Foods_Elec_ELV_As_Awarded.xlsx]Elec_Rates!$D$510 |  |  | RATE_AAA
60 | 1 | 60 | 048# 5 x 2.5mm2 XLPE/SWA/LSZH |  | Local Rate | RTLO_002 | [9 empty] | 2.89 | 173.4 | 0.07 | 4.2 | [17 empty] | 60 | Local Rate
[17 empty] | 0 |  | 0
d> | 0 |  |  |  |  | ICOST |  |  |  | mu_A | ITEM | [5 empty] | 173.4 |  | 4.2 | [17 empty] | d>
|  |  |  | Sell Rate | Sell Total |  |  |  |  | IB | [17 empty] | U_M_Sell | T_M_Sell | U_L_Sell | T_L_Sell | Total_Sell | T_M_Cost | T_L_Phr | Mat/Lab=1 |  |  | Sell Total
60 | m |  | Item: 4.21100000000007 | 5.93 | 355.8 | ISELL |  |  |  | mu_A | ITEM | [7 empty] | mu :1.23 | [8 empty] | 3.56 | 213.6 | 2.37 | 142.2 | 355.8 | 173.4 | 4.2 | 10656 |  | 60 | 355.8
|  |  | DOBO/dock leveler 02 (5 x 2.5mm2 XLPE/SWA/LSZH) | [6 empty] | n
|  | h | [E25_0062_Quintano_Foods_Elec_ELV_As_Awarded.xlsx]Elec_Rates!$D$510 |  |  | RATE_AAA
60 | 1 | 60 | 048# 5 x 2.5mm2 XLPE/SWA/LSZH |  | Local Rate | RTLO_002 | [9 empty] | 2.89 | 173.4 | 0.07 | 4.2 | [17 empty] | 60 | Local Rate
[17 empty] | 0 |  | 0
d> | 0 |  |  |  |  | ICOST |  |  |  | mu_A | ITEM | [5 empty] | 173.4 |  | 4.2 | [17 empty] | d>
|  |  |  | Sell Rate | Sell Total |  |  |  |  | IB | [17 empty] | U_M_Sell | T_M_Sell | U_L_Sell | T_L_Sell | Total_Sell | T_M_Cost | T_L_Phr | Mat/Lab=1 |  |  | Sell Total
75 | m |  | Item: 4.21200000000007 | 5.93 | 444.75 | ISELL |  |  |  | mu_A | ITEM | [7 empty] | mu :1.23 | [8 empty] | 3.56 | 267 | 2.37 | 177.75 | 444.75 | 216.75 | 5.25 | 16650 |  | 75 | 444.75
|  |  | DOBO/dock leveler 03 (5 x 2.5mm2 XLPE/SWA/LSZH) | [6 empty] | n
|  | h | [E25_0062_Quintano_Foods_Elec_ELV_As_Awarded.xlsx]Elec_Rates!$D$510 |  |  | RATE_AAA
75 | 1 | 75 | 048# 5 x 2.5mm2 XLPE/SWA/LSZH |  | Local Rate | RTLO_002 | [9 empty] | 2.89 | 216.75 | 0.07 | 5.25 | [17 empty] | 75 | Local Rate
[17 empty] | 0 |  | 0
d> | 0 |  |  |  |  | ICOST |  |  |  | mu_A | ITEM | [5 empty] | 216.75 |  | 5.25 | [17 empty] | d>
|  |  |  | Sell Rate | Sell Total |  |  |  |  | IB | [17 empty] | U_M_Sell | T_M_Sell | U_L_Sell | T_L_Sell | Total_Sell | T_M_Cost | T_L_Phr | Mat/Lab=1 |  |  | Sell Total
80 | m |  | Item: 4.21300000000007 | 5.93 | 474.4 | ISELL |  |  |  | mu_A | ITEM | [7 empty] | mu :1.23 | [8 empty] | 3.56 | 284.8 | 2.37 | 189.6 | 474.4 | 231.2 | 5.6 | 18944 |  | 80 | 474.4
|  |  | DOBO/dock leveler 04 (5 x 2.5mm2 XLPE/SWA/LSZH) | [6 empty] | n
|  | h | [E25_0062_Quintano_Foods_Elec_ELV_As_Awarded.xlsx]Elec_Rates!$D$510 |  |  | RATE_AAA
80 | 1 | 80 | 048# 5 x 2.5mm2 XLPE/SWA/LSZH |  | Local Rate | RTLO_002 | [9 empty] | 2.89 | 231.2 | 0.07 | 5.6 | [17 empty] | 80 | Local Rate
[17 empty] | 0 |  | 0
d> | 0 |  |  |  |  | ICOST |  |  |  | mu_A | ITEM | [5 empty] | 231.2 |  | 5.6 | [17 empty] | d>
|  |  |  | Sell Rate | Sell Total |  |  |  |  | IB | [17 empty] | U_M_Sell | T_M_Sell | U_L_Sell | T_L_Sell | Total_Sell | T_M_Cost | T_L_Phr | Mat/Lab=1 |  |  | Sell Total
80 | m |  | Item: 4.21400000000007 | 5.93 | 474.4 | ISELL |  |  |  | mu_A | ITEM | [7 empty] | mu :1.23 | [8 empty] | 3.56 | 284.8 | 2.37 | 189.6 | 474.4 | 231.2 | 5.6 | 18944 |  | 80 | 474.4
|  |  | DOBO/dock leveler 05 (5 x 2.5mm2 XLPE/SWA/LSZH) | [6 empty] | n
|  | h | [E25_0062_Quintano_Foods_Elec_ELV_As_Awarded.xlsx]Elec_Rates!$D$510 |  |  | RATE_AAA
80 | 1 | 80 | 048# 5 x 2.5mm2 XLPE/SWA/LSZH |  | Local Rate | RTLO_002 | [9 empty] | 2.89 | 231.2 | 0.07 | 5.6 | [17 empty] | 80 | Local Rate
[17 empty] | 0 |  | 0
d> | 0 |  |  |  |  | ICOST |  |  |  | mu_A | ITEM | [5 empty] | 231.2 |  | 5.6 | [17 empty] | d>
|  |  |  | Sell Rate | Sell Total |  |  |  |  | IB | [17 empty] | U_M_Sell | T_M_Sell | U_L_Sell | T_L_Sell | Total_Sell | T_M_Cost | T_L_Phr | Mat/Lab=1 |  |  | Sell Total
85 | m |  | Item: 4.21500000000007 | 5.93 | 504.05 | ISELL |  |  |  | mu_A | ITEM | [7 empty] | mu :1.23 | [8 empty] | 3.56 | 302.6 | 2.37 | 201.45 | 504.05 | 245.65 | 5.95 | 21386 |  | 85 | 504.05
|  |  | DOBO/dock leveler 06 (5 x 2.5mm2 XLPE/SWA/LSZH) | [6 empty] | n
|  | h | [E25_0062_Quintano_Foods_Elec_ELV_As_Awarded.xlsx]Elec_Rates!$D$510 |  |  | RATE_AAA
85 | 1 | 85 | 048# 5 x 2.5mm2 XLPE/SWA/LSZH |  | Local Rate | RTLO_002 | [9 empty] | 2.89 | 245.65 | 0.07 | 5.95 | [17 empty] | 85 | Local Rate
[17 empty] | 0 |  | 0
d> | 0 |  |  |  |  | ICOST |  |  |  | mu_A | ITEM | [5 empty] | 245.65 |  | 5.95 | [17 empty] | d>
|  |  |  | Sell Rate | Sell Total |  |  |  |  | IB | [17 empty] | U_M_Sell | T_M_Sell | U_L_Sell | T_L_Sell | Total_Sell | T_M_Cost | T_L_Phr | Mat/Lab=1 |  |  | Sell Total
45 | m |  | Item: 4.21600000000007 | 9.95 | 447.75 | ISELL |  |  |  | mu_A | ITEM | [7 empty] | mu :1.23 | [8 empty] | 6.91 | 310.95 | 3.04 | 136.8 | 447.75 | 252.45 | 4.05 | 11542.5 |  | 45 | 463.05
|  |  | Stretch Wrap (5 x 6mm2 XLPE/SWA/LSZH) | [6 empty] | n
|  | h | [E25_0062_Quintano_Foods_Elec_ELV_As_Awarded.xlsx]Elec_Rates!$D$437 |  |  | RATE_AAA
45 | 1 | 45 | 042# 5 x 6mm2 XLPE/SWA/LSZH |  | Local Rate | RTLO_002 | [9 empty] | 5.61 | 252.45 | 0.09 | 4.05 | [17 empty] | 45 | Local Rate
[17 empty] | 0 |  | 0
d> | 0 |  |  |  |  | ICOST |  |  |  | mu_A | ITEM | [5 empty] | 252.45 |  | 4.05 | [17 empty] | d>
TB
t
Supply, install and connect the following:
|  |  |  | Sell Rate | Sell Total |  |  |  |  | IB | [17 empty] | U_M_Sell | T_M_Sell | U_L_Sell | T_L_Sell | Total_Sell | T_M_Cost | T_L_Phr | Mat/Lab=1 |  |  | Sell Total
6 | No |  | Item: 4.21700000000007 | 54.11 | 324.66 | ISELL |  |  |  | mu_A | ITEM | [7 empty] | mu :1.23 | [8 empty] | 43.29 | 259.74 | 10.82 | 64.92 | 324.66 | 210.96 | 1.92 | 1277.28 |  | 6 | 330.78
|  |  | 16A 3-Phase Industrial Socket Outlet c/w Rotary Switch | [6 empty] | n
|  | h | [E25_0062_Quintano_Foods_Elec_ELV_As_Awarded.xlsx]Elec_Rates!$D$174 |  |  | RATE_AAA
6 | 1 | 6 | 016# 5Pin 16Amp IP67 Interlocked Socket outlet |  | Local Rate | RTLO_002 | [9 empty] | 35.16 | 210.96 | 0.32 | 1.92 | [17 empty] | 6 | Local Rate
[17 empty] | 0 |  | 0
d> | 0 |  |  |  |  | ICOST |  |  |  | mu_A | ITEM | [5 empty] | 210.96 |  | 1.92 | [17 empty] | d>
|  |  |  | Sell Rate | Sell Total |  |  |  |  | IB | [17 empty] | U_M_Sell | T_M_Sell | U_L_Sell | T_L_Sell | Total_Sell | T_M_Cost | T_L_Phr | Mat/Lab=1 |  |  | Sell Total
1 | No |  | Item: 4.21800000000007 | 55.35 | 55.35 | ISELL |  |  |  | mu_A | ITEM | [7 empty] | mu :1.23 | [8 empty] | 44.53 | 44.53 | 10.82 | 10.82 | 55.35 | 36.16 | 0.32 | 36.48 |  | 1 | 56.36
|  |  | 32A 3-Phase Industrial Socket Outlet c/w Rotary Switch | [6 empty] | n
|  | h | [E25_0062_Quintano_Foods_Elec_ELV_As_Awarded.xlsx]Elec_Rates!$D$183 |  |  | RATE_AAA
1 | 1 | 1 | 017# 5Pin 32Amp IP67 Interlocked Socket outlet |  | Local Rate | RTLO_001 | [9 empty] | 36.16 | 36.16 | 0.32 | 0.32 | [17 empty] | 1 | Local Rate
[17 empty] | 0 |  | 0
d> | 0 |  |  |  |  | ICOST |  |  |  | mu_A | ITEM | [5 empty] | 36.16 |  | 0.32 | [17 empty] | d>
TB
t
Supply, install and connect the following supply cables on cable tray, including all cleats, glands, terminal lugs etc., for a complete system
TB
t
From Ventilation Control Panel 'VCP-WH' to:
|  |  |  | Sell Rate | Sell Total |  |  |  |  | IB | [17 empty] | U_M_Sell | T_M_Sell | U_L_Sell | T_L_Sell | Total_Sell | T_M_Cost | T_L_Phr | Mat/Lab=1 |  |  | Sell Total
60 | m |  | Item: 4.21900000000007 | 16.31 | 978.6 | ISELL |  |  |  | mu_A | ITEM | [7 empty] | mu :1.23 | [8 empty] | 13.61 | 816.6 | 2.7 | 162 | 978.6 | 663 | 4.8 | 40068 |  | 60 | 978.6
|  |  | Supply Fan SPF1 (5 x 4mm2 F120 Fire Resistant Cable (BS7846) - XLPE/SWA/LSZH) | [6 empty] | n
|  | h | [E25_0062_Quintano_Foods_Elec_ELV_As_Awarded.xlsx]Elec_Rates!$D$458 |  |  | RATE_AAA
60 | 1 | 60 | 044# 5 x 4mm2 F120 Fire Resistant Cable (BS7846) - XLPE/SWA/LSZH |  | Local Rate | RTLO_002 | [9 empty] | 11.05 | 663 | 0.08 | 4.8 | [17 empty] | 60 | Local Rate
[17 empty] | 0 |  | 0
d> | 0 |  |  |  |  | ICOST |  |  |  | mu_A | ITEM | [5 empty] | 663 |  | 4.8 | [17 empty] | d>
|  |  |  | Sell Rate | Sell Total |  |  |  |  | IB | [17 empty] | U_M_Sell | T_M_Sell | U_L_Sell | T_L_Sell | Total_Sell | T_M_Cost | T_L_Phr | Mat/Lab=1 |  |  | Sell Total
50 | m |  | Item: 4.22000000000007 | 16.31 | 815.5 | ISELL |  |  |  | mu_A | ITEM | [7 empty] | mu :1.23 | [8 empty] | 13.61 | 680.5 | 2.7 | 135 | 815.5 | 552.5 | 4 | 27825 |  | 50 | 815.5
|  |  | Supply Fan SPF2 (5 x 4mm2 F120 Fire Resistant Cable (BS7846) - XLPE/SWA/LSZH) | [6 empty] | n
|  | h | [E25_0062_Quintano_Foods_Elec_ELV_As_Awarded.xlsx]Elec_Rates!$D$458 |  |  | RATE_AAA
50 | 1 | 50 | 044# 5 x 4mm2 F120 Fire Resistant Cable (BS7846) - XLPE/SWA/LSZH |  | Local Rate | RTLO_002 | [9 empty] | 11.05 | 552.5 | 0.08 | 4 | [17 empty] | 50 | Local Rate
[17 empty] | 0 |  | 0
d> | 0 |  |  |  |  | ICOST |  |  |  | mu_A | ITEM | [5 empty] | 552.5 |  | 4 | [17 empty] | d>
|  |  |  | Sell Rate | Sell Total |  |  |  |  | IB | [17 empty] | U_M_Sell | T_M_Sell | U_L_Sell | T_L_Sell | Total_Sell | T_M_Cost | T_L_Phr | Mat/Lab=1 |  |  | Sell Total
40 | m |  | Item: 4.22100000000007 | 16.31 | 652.4 | ISELL |  |  |  | mu_A | ITEM | [7 empty] | mu :1.23 | [8 empty] | 13.61 | 544.4 | 2.7 | 108 | 652.4 | 442 | 3.2 | 17808 |  | 40 | 652.4
|  |  | Supply Fan SPF3 (5 x 4mm2 F120 Fire Resistant Cable (BS7846) - XLPE/SWA/LSZH) | [6 empty] | n
|  | h | [E25_0062_Quintano_Foods_Elec_ELV_As_Awarded.xlsx]Elec_Rates!$D$458 |  |  | RATE_AAA
40 | 1 | 40 | 044# 5 x 4mm2 F120 Fire Resistant Cable (BS7846) - XLPE/SWA/LSZH |  | Local Rate | RTLO_002 | [9 empty] | 11.05 | 442 | 0.08 | 3.2 | [17 empty] | 40 | Local Rate
[17 empty] | 0 |  | 0
d> | 0 |  |  |  |  | ICOST |  |  |  | mu_A | ITEM | [5 empty] | 442 |  | 3.2 | [17 empty] | d>
|  |  |  | Sell Rate | Sell Total |  |  |  |  | IB | [17 empty] | U_M_Sell | T_M_Sell | U_L_Sell | T_L_Sell | Total_Sell | T_M_Cost | T_L_Phr | Mat/Lab=1 |  |  | Sell Total
65 | m |  | Item: 4.22200000000007 | 16.2 | 1053 | ISELL |  |  |  | mu_A | ITEM | [7 empty] | mu :1.23 | [8 empty] | 14.17 | 921.05 | 2.03 | 131.95 | 1053 | 748.15 | 3.9 | 48883.25 |  | 65 | 1075.1
|  |  | Impulse Fan IF1 (5 x 2.5mm2 F120 Fire Resistant Cable (BS7846) - XLPE/SWA/LSZH) | [6 empty] | n
|  | h | [E25_0062_Quintano_Foods_Elec_ELV_As_Awarded.xlsx]Elec_Rates!$D$498 |  |  | RATE_AAA
65 | 1 | 65 | 047# 5 x 2.5mm2 F120 Fire Resistant Cable (BS7846) - XLPE/SWA/LSZH - at high level |  | Local Rate | RTLO_002 | [9 empty] | 11.51 | 748.15 | 0.06 | 3.9 | [17 empty] | 65 | Local Rate
[17 empty] | 0 |  | 0
d> | 0 |  |  |  |  | ICOST |  |  |  | mu_A | ITEM | [5 empty] | 748.15 |  | 3.9 | [17 empty] | d>
|  |  |  | Sell Rate | Sell Total |  |  |  |  | IB | [17 empty] | U_M_Sell | T_M_Sell | U_L_Sell | T_L_Sell | Total_Sell | T_M_Cost | T_L_Phr | Mat/Lab=1 |  |  | Sell Total
55 | m |  | Item: 4.22300000000007 | 16.2 | 891 | ISELL |  |  |  | mu_A | ITEM | [7 empty] | mu :1.23 | [8 empty] | 14.17 | 779.35 | 2.03 | 111.65 | 891 | 633.05 | 3.3 | 34999.25 |  | 55 | 909.7
|  |  | Impulse Fan IF2 (5 x 2.5mm2 F120 Fire Resistant Cable (BS7846) - XLPE/SWA/LSZH) | [6 empty] | n
|  | h | [E25_0062_Quintano_Foods_Elec_ELV_As_Awarded.xlsx]Elec_Rates!$D$498 |  |  | RATE_AAA
55 | 1 | 55 | 047# 5 x 2.5mm2 F120 Fire Resistant Cable (BS7846) - XLPE/SWA/LSZH - at high level |  | Local Rate | RTLO_002 | [9 empty] | 11.51 | 633.05 | 0.06 | 3.3 | [17 empty] | 55 | Local Rate
[17 empty] | 0 |  | 0
d> | 0 |  |  |  |  | ICOST |  |  |  | mu_A | ITEM | [5 empty] | 633.05 |  | 3.3 | [17 empty] | d>
|  |  |  | Sell Rate | Sell Total |  |  |  |  | IB | [17 empty] | U_M_Sell | T_M_Sell | U_L_Sell | T_L_Sell | Total_Sell | T_M_Cost | T_L_Phr | Mat/Lab=1 |  |  | Sell Total
45 | m |  | Item: 4.22400000000007 | 16.2 | 729 | ISELL |  |  |  | mu_A | ITEM | [7 empty] | mu :1.23 | [8 empty] | 14.17 | 637.65 | 2.03 | 91.35 | 729 | 517.95 | 2.7 | 23429.25 |  | 45 | 744.3
|  |  | Impulse Fan IF3 (5 x 2.5mm2 F120 Fire Resistant Cable (BS7846) - XLPE/SWA/LSZH) | [6 empty] | n
|  | h | [E25_0062_Quintano_Foods_Elec_ELV_As_Awarded.xlsx]Elec_Rates!$D$498 |  |  | RATE_AAA
45 | 1 | 45 | 047# 5 x 2.5mm2 F120 Fire Resistant Cable (BS7846) - XLPE/SWA/LSZH - at high level |  | Local Rate | RTLO_002 | [9 empty] | 11.51 | 517.95 | 0.06 | 2.7 | [17 empty] | 45 | Local Rate
[17 empty] | 0 |  | 0
d> | 0 |  |  |  |  | ICOST |  |  |  | mu_A | ITEM | [5 empty] | 517.95 |  | 2.7 | [17 empty] | d>
|  |  |  | Sell Rate | Sell Total |  |  |  |  | IB | [17 empty] | U_M_Sell | T_M_Sell | U_L_Sell | T_L_Sell | Total_Sell | T_M_Cost | T_L_Phr | Mat/Lab=1 |  |  | Sell Total
65 | m |  | Item: 4.22500000000008 | 16.2 | 1053 | ISELL |  |  |  | mu_A | ITEM | [7 empty] | mu :1.23 | [8 empty] | 14.17 | 921.05 | 2.03 | 131.95 | 1053 | 748.15 | 3.9 | 48883.25 |  | 65 | 1075.1
|  |  | Impulse Fan IF4 (5 x 2.5mm2 F120 Fire Resistant Cable (BS7846) - XLPE/SWA/LSZH) | [6 empty] | n
|  | h | [E25_0062_Quintano_Foods_Elec_ELV_As_Awarded.xlsx]Elec_Rates!$D$498 |  |  | RATE_AAA
65 | 1 | 65 | 047# 5 x 2.5mm2 F120 Fire Resistant Cable (BS7846) - XLPE/SWA/LSZH - at high level |  | Local Rate | RTLO_002 | [9 empty] | 11.51 | 748.15 | 0.06 | 3.9 | [17 empty] | 65 | Local Rate
[17 empty] | 0 |  | 0
d> | 0 |  |  |  |  | ICOST |  |  |  | mu_A | ITEM | [5 empty] | 748.15 |  | 3.9 | [17 empty] | d>
|  |  |  | Sell Rate | Sell Total |  |  |  |  | IB | [17 empty] | U_M_Sell | T_M_Sell | U_L_Sell | T_L_Sell | Total_Sell | T_M_Cost | T_L_Phr | Mat/Lab=1 |  |  | Sell Total
55 | m |  | Item: 4.22600000000008 | 16.2 | 891 | ISELL |  |  |  | mu_A | ITEM | [7 empty] | mu :1.23 | [8 empty] | 14.17 | 779.35 | 2.03 | 111.65 | 891 | 633.05 | 3.3 | 34999.25 |  | 55 | 909.7
|  |  | Impulse Fan IF5 (5 x 2.5mm2 F120 Fire Resistant Cable (BS7846) - XLPE/SWA/LSZH) | [6 empty] | n
|  | h | [E25_0062_Quintano_Foods_Elec_ELV_As_Awarded.xlsx]Elec_Rates!$D$498 |  |  | RATE_AAA
55 | 1 | 55 | 047# 5 x 2.5mm2 F120 Fire Resistant Cable (BS7846) - XLPE/SWA/LSZH - at high level |  | Local Rate | RTLO_002 | [9 empty] | 11.51 | 633.05 | 0.06 | 3.3 | [17 empty] | 55 | Local Rate
[17 empty] | 0 |  | 0
d> | 0 |  |  |  |  | ICOST |  |  |  | mu_A | ITEM | [5 empty] | 633.05 |  | 3.3 | [17 empty] | d>
|  |  |  | Sell Rate | Sell Total |  |  |  |  | IB | [17 empty] | U_M_Sell | T_M_Sell | U_L_Sell | T_L_Sell | Total_Sell | T_M_Cost | T_L_Phr | Mat/Lab=1 |  |  | Sell Total
45 | m |  | Item: 4.22700000000008 | 16.2 | 729 | ISELL |  |  |  | mu_A | ITEM | [7 empty] | mu :1.23 | [8 empty] | 14.17 | 637.65 | 2.03 | 91.35 | 729 | 517.95 | 2.7 | 23429.25 |  | 45 | 744.3
|  |  | Impulse Fan IF6 (5 x 2.5mm2 F120 Fire Resistant Cable (BS7846) - XLPE/SWA/LSZH) | [6 empty] | n
|  | h | [E25_0062_Quintano_Foods_Elec_ELV_As_Awarded.xlsx]Elec_Rates!$D$498 |  |  | RATE_AAA
45 | 1 | 45 | 047# 5 x 2.5mm2 F120 Fire Resistant Cable (BS7846) - XLPE/SWA/LSZH - at high level |  | Local Rate | RTLO_002 | [9 empty] | 11.51 | 517.95 | 0.06 | 2.7 | [17 empty] | 45 | Local Rate
[17 empty] | 0 |  | 0
d> | 0 |  |  |  |  | ICOST |  |  |  | mu_A | ITEM | [5 empty] | 517.95 |  | 2.7 | [17 empty] | d>
|  |  |  | Sell Rate | Sell Total |  |  |  |  | IB | [17 empty] | U_M_Sell | T_M_Sell | U_L_Sell | T_L_Sell | Total_Sell | T_M_Cost | T_L_Phr | Mat/Lab=1 |  |  | Sell Total
90 | m |  | Item: 4.22800000000008 | 16.2 | 1458 | ISELL |  |  |  | mu_A | ITEM | [7 empty] | mu :1.23 | [8 empty] | 14.17 | 1275.3 | 2.03 | 182.7 | 1458 | 1035.9 | 5.4 | 93717 |  | 90 | 1488.6
|  |  | Impulse Fan IF7 (5 x 2.5mm2 F120 Fire Resistant Cable (BS7846) - XLPE/SWA/LSZH) | [6 empty] | n
|  | h | [E25_0062_Quintano_Foods_Elec_ELV_As_Awarded.xlsx]Elec_Rates!$D$498 |  |  | RATE_AAA
90 | 1 | 90 | 047# 5 x 2.5mm2 F120 Fire Resistant Cable (BS7846) - XLPE/SWA/LSZH - at high level |  | Local Rate | RTLO_002 | [9 empty] | 11.51 | 1035.9 | 0.06 | 5.4 | [17 empty] | 90 | Local Rate
[17 empty] | 0 |  | 0
d> | 0 |  |  |  |  | ICOST |  |  |  | mu_A | ITEM | [5 empty] | 1035.9 |  | 5.4 | [17 empty] | d>
|  |  |  | Sell Rate | Sell Total |  |  |  |  | IB | [17 empty] | U_M_Sell | T_M_Sell | U_L_Sell | T_L_Sell | Total_Sell | T_M_Cost | T_L_Phr | Mat/Lab=1 |  |  | Sell Total
80 | m |  | Item: 4.22900000000008 | 16.2 | 1296 | ISELL |  |  |  | mu_A | ITEM | [7 empty] | mu :1.23 | [8 empty] | 14.17 | 1133.6 | 2.03 | 162.4 | 1296 | 920.8 | 4.8 | 74048 |  | 80 | 1323.2
|  |  | Impulse Fan IF8 (5 x 2.5mm2 F120 Fire Resistant Cable (BS7846) - XLPE/SWA/LSZH) | [6 empty] | n
|  | h | [E25_0062_Quintano_Foods_Elec_ELV_As_Awarded.xlsx]Elec_Rates!$D$498 |  |  | RATE_AAA
80 | 1 | 80 | 047# 5 x 2.5mm2 F120 Fire Resistant Cable (BS7846) - XLPE/SWA/LSZH - at high level |  | Local Rate | RTLO_002 | [9 empty] | 11.51 | 920.8 | 0.06 | 4.8 | [17 empty] | 80 | Local Rate
[17 empty] | 0 |  | 0
d> | 0 |  |  |  |  | ICOST |  |  |  | mu_A | ITEM | [5 empty] | 920.8 |  | 4.8 | [17 empty] | d>
|  |  |  | Sell Rate | Sell Total |  |  |  |  | IB | [17 empty] | U_M_Sell | T_M_Sell | U_L_Sell | T_L_Sell | Total_Sell | T_M_Cost | T_L_Phr | Mat/Lab=1 |  |  | Sell Total
70 | m |  | Item: 4.23000000000008 | 16.2 | 1134 | ISELL |  |  |  | mu_A | ITEM | [7 empty] | mu :1.23 | [8 empty] | 14.17 | 991.9 | 2.03 | 142.1 | 1134 | 805.7 | 4.2 | 56693 |  | 70 | 1157.8
|  |  | Impulse Fan IF9 (5 x 2.5mm2 F120 Fire Resistant Cable (BS7846) - XLPE/SWA/LSZH) | [6 empty] | n
|  | h | [E25_0062_Quintano_Foods_Elec_ELV_As_Awarded.xlsx]Elec_Rates!$D$498 |  |  | RATE_AAA
70 | 1 | 70 | 047# 5 x 2.5mm2 F120 Fire Resistant Cable (BS7846) - XLPE/SWA/LSZH - at high level |  | Local Rate | RTLO_002 | [9 empty] | 11.51 | 805.7 | 0.06 | 4.2 | [17 empty] | 70 | Local Rate
[17 empty] | 0 |  | 0
d> | 0 |  |  |  |  | ICOST |  |  |  | mu_A | ITEM | [5 empty] | 805.7 |  | 4.2 | [17 empty] | d>
|  |  |  | Sell Rate | Sell Total |  |  |  |  | IB | [17 empty] | U_M_Sell | T_M_Sell | U_L_Sell | T_L_Sell | Total_Sell | T_M_Cost | T_L_Phr | Mat/Lab=1 |  |  | Sell Total
85 | m |  | Item: 4.23100000000008 | 16.2 | 1377 | ISELL |  |  |  | mu_A | ITEM | [7 empty] | mu :1.23 | [8 empty] | 14.17 | 1204.45 | 2.03 | 172.55 | 1377 | 978.35 | 5.1 | 83593.25 |  | 85 | 1405.9
|  |  | Impulse Fan IF10 (5 x 2.5mm2 F120 Fire Resistant Cable (BS7846) - XLPE/SWA/LSZH) | [6 empty] | n
|  | h | [E25_0062_Quintano_Foods_Elec_ELV_As_Awarded.xlsx]Elec_Rates!$D$498 |  |  | RATE_AAA
85 | 1 | 85 | 047# 5 x 2.5mm2 F120 Fire Resistant Cable (BS7846) - XLPE/SWA/LSZH - at high level |  | Local Rate | RTLO_002 | [9 empty] | 11.51 | 978.35 | 0.06 | 5.1 | [17 empty] | 85 | Local Rate
[17 empty] | 0 |  | 0
d> | 0 |  |  |  |  | ICOST |  |  |  | mu_A | ITEM | [5 empty] | 978.35 |  | 5.1 | [17 empty] | d>
|  |  |  | Sell Rate | Sell Total |  |  |  |  | IB | [17 empty] | U_M_Sell | T_M_Sell | U_L_Sell | T_L_Sell | Total_Sell | T_M_Cost | T_L_Phr | Mat/Lab=1 |  |  | Sell Total
75 | m |  | Item: 4.23200000000008 | 16.2 | 1215 | ISELL |  |  |  | mu_A | ITEM | [7 empty] | mu :1.23 | [8 empty] | 14.17 | 1062.75 | 2.03 | 152.25 | 1215 | 863.25 | 4.5 | 65081.25 |  | 75 | 1240.5
|  |  | Impulse Fan IF11 (5 x 2.5mm2 F120 Fire Resistant Cable (BS7846) - XLPE/SWA/LSZH) | [6 empty] | n
|  | h | [E25_0062_Quintano_Foods_Elec_ELV_As_Awarded.xlsx]Elec_Rates!$D$498 |  |  | RATE_AAA
75 | 1 | 75 | 047# 5 x 2.5mm2 F120 Fire Resistant Cable (BS7846) - XLPE/SWA/LSZH - at high level |  | Local Rate | RTLO_002 | [9 empty] | 11.51 | 863.25 | 0.06 | 4.5 | [17 empty] | 75 | Local Rate
[17 empty] | 0 |  | 0
d> | 0 |  |  |  |  | ICOST |  |  |  | mu_A | ITEM | [5 empty] | 863.25 |  | 4.5 | [17 empty] | d>
|  |  |  | Sell Rate | Sell Total |  |  |  |  | IB | [17 empty] | U_M_Sell | T_M_Sell | U_L_Sell | T_L_Sell | Total_Sell | T_M_Cost | T_L_Phr | Mat/Lab=1 |  |  | Sell Total
65 | m |  | Item: 4.23300000000008 | 16.2 | 1053 | ISELL |  |  |  | mu_A | ITEM | [7 empty] | mu :1.23 | [8 empty] | 14.17 | 921.05 | 2.03 | 131.95 | 1053 | 748.15 | 3.9 | 48883.25 |  | 65 | 1075.1
|  |  | Impulse Fan IF12 (5 x 2.5mm2 F120 Fire Resistant Cable (BS7846) - XLPE/SWA/LSZH) | [6 empty] | n
|  | h | [E25_0062_Quintano_Foods_Elec_ELV_As_Awarded.xlsx]Elec_Rates!$D$498 |  |  | RATE_AAA
65 | 1 | 65 | 047# 5 x 2.5mm2 F120 Fire Resistant Cable (BS7846) - XLPE/SWA/LSZH - at high level |  | Local Rate | RTLO_002 | [9 empty] | 11.51 | 748.15 | 0.06 | 3.9 | [17 empty] | 65 | Local Rate
[17 empty] | 0 |  | 0
d> | 0 |  |  |  |  | ICOST |  |  |  | mu_A | ITEM | [5 empty] | 748.15 |  | 3.9 | [17 empty] | d>
|  |  |  | Sell Rate | Sell Total |  |  |  |  | IB | [17 empty] | U_M_Sell | T_M_Sell | U_L_Sell | T_L_Sell | Total_Sell | T_M_Cost | T_L_Phr | Mat/Lab=1 |  |  | Sell Total
90 | m |  | Item: 4.23400000000008 | 28.32 | 2548.8 | ISELL |  |  |  | mu_A | ITEM | [7 empty] | mu :1.23 | [8 empty] | 25.28 | 2275.2 | 3.04 | 273.6 | 2548.8 | 1847.7 | 8.1 | 167022 |  | 90 | 2579.4
|  |  | Extract Fan EPF1 (5 x 10mm2 F120 Fire Resistant Cable (BS7846) - XLPE/SWA/LSZH) | [6 empty] | n
|  | h | [E25_0062_Quintano_Foods_Elec_ELV_As_Awarded.xlsx]Elec_Rates!$D$405 |  |  | RATE_AAA
90 | 1 | 90 | 039# 5 x 10mm2 F120 Fire Resistant Cable (BS7846) - XLPE/SWA/LSZH |  | Local Rate | RTLO_002 | [9 empty] | 20.53 | 1847.7 | 0.09 | 8.1 | [17 empty] | 90 | Local Rate
[17 empty] | 0 |  | 0
d> | 0 |  |  |  |  | ICOST |  |  |  | mu_A | ITEM | [5 empty] | 1847.7 |  | 8.1 | [17 empty] | d>
|  |  |  | Sell Rate | Sell Total |  |  |  |  | IB | [17 empty] | U_M_Sell | T_M_Sell | U_L_Sell | T_L_Sell | Total_Sell | T_M_Cost | T_L_Phr | Mat/Lab=1 |  |  | Sell Total
80 | m |  | Item: 4.23500000000008 | 28.32 | 2265.6 | ISELL |  |  |  | mu_A | ITEM | [7 empty] | mu :1.23 | [8 empty] | 25.28 | 2022.4 | 3.04 | 243.2 | 2265.6 | 1642.4 | 7.2 | 131968 |  | 80 | 2292.8
|  |  | Extract Fan EPF2 (5 x 10mm2 F120 Fire Resistant Cable (BS7846) - XLPE/SWA/LSZH) | [6 empty] | n
|  | h | [E25_0062_Quintano_Foods_Elec_ELV_As_Awarded.xlsx]Elec_Rates!$D$405 |  |  | RATE_AAA
80 | 1 | 80 | 039# 5 x 10mm2 F120 Fire Resistant Cable (BS7846) - XLPE/SWA/LSZH |  | Local Rate | RTLO_002 | [9 empty] | 20.53 | 1642.4 | 0.09 | 7.2 | [17 empty] | 80 | Local Rate
[17 empty] | 0 |  | 0
d> | 0 |  |  |  |  | ICOST |  |  |  | mu_A | ITEM | [5 empty] | 1642.4 |  | 7.2 | [17 empty] | d>
|  |  |  | Sell Rate | Sell Total |  |  |  |  | IB | [17 empty] | U_M_Sell | T_M_Sell | U_L_Sell | T_L_Sell | Total_Sell | T_M_Cost | T_L_Phr | Mat/Lab=1 |  |  | Sell Total
70 | m |  | Item: 4.23600000000008 | 28.32 | 1982.4 | ISELL |  |  |  | mu_A | ITEM | [7 empty] | mu :1.23 | [8 empty] | 25.28 | 1769.6 | 3.04 | 212.8 | 1982.4 | 1437.1 | 6.3 | 101038 |  | 70 | 2006.2
|  |  | Extract Fan EPF3 (5 x 10mm2 F120 Fire Resistant Cable (BS7846) - XLPE/SWA/LSZH) | [6 empty] | n
|  | h | [E25_0062_Quintano_Foods_Elec_ELV_As_Awarded.xlsx]Elec_Rates!$D$405 |  |  | RATE_AAA
70 | 1 | 70 | 039# 5 x 10mm2 F120 Fire Resistant Cable (BS7846) - XLPE/SWA/LSZH |  | Local Rate | RTLO_002 | [9 empty] | 20.53 | 1437.1 | 0.09 | 6.3 | [17 empty] | 70 | Local Rate
[17 empty] | 0 |  | 0
d> | 0 |  |  |  |  | ICOST |  |  |  | mu_A | ITEM | [5 empty] | 1437.1 |  | 6.3 | [17 empty] | d>
TB
t
Supply, install and connect the following:
|  |  |  | Sell Rate | Sell Total |  |  |  |  | IB | [17 empty] | U_M_Sell | T_M_Sell | U_L_Sell | T_L_Sell | Total_Sell | T_M_Cost | T_L_Phr | Mat/Lab=1 |  |  | Sell Total
12 | No |  | Item: 4.23700000000008 | 328.95 | 3947.4 | ISELL |  |  |  | mu_A | ITEM |  |  |  |  | Fire Rated |  |  | mu :1.23 | [8 empty] | 298.52 | 3582.24 | 30.43 | 365.16 | 3947.4 | 2909.18 | 10.8 | 35039.76 |  | 12 | 3987.96
|  |  | 3-Phase 16A Isolator | For Impluse fans | [5 empty] | n
12 | No |  | Surface Isolator 16A 4-Pole (Lockable) |  | FIRE RATED | SWLV_148 | 510 | KM | T0-3-15680/I | 10-006 |  |  |  | 2 | 2000-12-20 | 225 | 2700 | 0.5 | 5.4 | [17 empty] | 12 | FIRE RATED
12 | No |  | Bracket Custom_1 |  |  | EMAT_070 | 501 | (__) |  | 01-007 |  |  |  | 1 | 2004-05-29 | 10 | 120 | 0.5 | 5.4 | [17 empty] | 12
12 | LS |  | Crainage & Transportation | for EPF fans | Scissors Lift | CRAI_002 | 962 | MISC | [5 empty] | 2 | 2004-05-22 | 6.15 | 73.8 |  | 0 | [17 empty] | 12 | Scissors Lift
12 | No |  | Diesel Fuel |  | Approx €25/daily - info from Godwin by phone | GENS_022 | 845 | (__) | [5 empty] | 3 | 2008-09-22 | 1.2812 | 15.375 |  | 0 | [17 empty] | 12 | Approx €25/daily - info from Godwin by phone
[17 empty] | 0 |  | 0
d> | 0 |  |  |  |  | ICOST |  |  |  | mu_A | ITEM | [5 empty] | 2909.175 |  | 10.8 | [17 empty] | d>
|  |  |  | Sell Rate | Sell Total |  |  |  |  | IB | [17 empty] | U_M_Sell | T_M_Sell | U_L_Sell | T_L_Sell | Total_Sell | T_M_Cost | T_L_Phr | Mat/Lab=1 |  |  | Sell Total
3 | No |  | Item: 4.23800000000008 | 338.1 | 1014.3 | ISELL |  |  |  | mu_A | ITEM |  |  |  |  | Fire Rated |  |  | mu :1.23 | [8 empty] | 307.67 | 923.01 | 30.43 | 91.29 | 1014.3 | 749.59 | 2.7 | 2256.87 |  | 3 | 1024.44
|  |  | 3-Phase 20A Isolator | [6 empty] | n
3 | No |  | Surface Isolator 20A 4-Pole (Lockable) |  | FIRE RATED | SWLV_148 | 510 | KM | T0-3-15680/I | 10-006 |  |  |  | 2 | 2000-12-20 | 225 | 675 | 0.5 | 1.35 | [17 empty] | 3 | FIRE RATED
3 | No |  | Bracket Custom_1 |  |  | EMAT_070 | 501 | (__) |  | 01-007 |  |  |  | 1 | 2004-05-29 | 10 | 30 | 0.5 | 1.35 | [17 empty] | 3
3 | LS |  | Crainage & Transportation | for EPF fans | Scissors Lift | CRAI_002 | 962 | MISC | [5 empty] | 2 | 2004-05-22 | 12.3 | 36.9 |  | 0 | [17 empty] | 3 | Scissors Lift
3 | No |  | Diesel Fuel |  | Approx €25/daily - info from Godwin by phone | GENS_022 | 845 | (__) | [5 empty] | 3 | 2008-09-22 | 2.5625 | 7.6875 |  | 0 | [17 empty] | 3 | Approx €25/daily - info from Godwin by phone
[17 empty] | 0 |  | 0
d> | 0 |  |  |  |  | ICOST |  |  |  | mu_A | ITEM | [5 empty] | 749.5875 |  | 2.7 | [17 empty] | d>
|  |  |  | Sell Rate | Sell Total |  |  |  |  | IB | [17 empty] | U_M_Sell | T_M_Sell | U_L_Sell | T_L_Sell | Total_Sell | T_M_Cost | T_L_Phr | Mat/Lab=1 |  |  | Sell Total
3 | No |  | Item: 4.23900000000008 | 514.91 | 1544.73 | ISELL |  |  |  | mu_A | ITEM |  |  |  |  | Fire Rated |  |  | mu :1.23 | [8 empty] | 467.74 | 1403.22 | 47.17 | 141.51 | 1544.73 | 1139.59 | 4.19 | 3431.34 |  | 3 | 1560.45
|  |  | 3-Phase 40A Isolator | For EPF Fans | [5 empty] | n
3 | No |  | Surface Isolator 63A 4-Pole (Lockable) |  | FIRE RATED | SWLV_180 | 510 | KM | P3-63/I/SVB/N | 10 |  |  |  | 2 | 2000-12-20 | 350 | 1050 | 1 | 2.7 | [17 empty] | 3 | FIRE RATED
3 | No |  | Bracket Custom_1 |  |  | EMAT_070 | 501 | (__) |  | 01-007 |  |  |  | 1 | 2004-05-29 | 10 | 30 | 0.5 | 1.35 | [17 empty] | 3
3 | No |  | Label Small |  |  | CONS_021 | 875 | (__) |  | 05-002 |  |  |  | 3 | 1995-05-01 | 5 | 15 | 0.05 | 0.135 | [17 empty] | 3
3 | LS |  | Crainage & Transportation | for EPF fans | Scissors Lift | CRAI_002 | 962 | MISC | [5 empty] | 2 | 2004-05-22 | 12.3 | 36.9 |  | 0 | [17 empty] | 3 | Scissors Lift
3 | No |  | Diesel Fuel |  | Approx €25/daily - info from Godwin by phone | GENS_022 | 845 | (__) | [5 empty] | 3 | 2008-09-22 | 2.5625 | 7.6875 |  | 0 | [17 empty] | 3 | Approx €25/daily - info from Godwin by phone
[17 empty] | 0 |  | 0
d> | 0 |  |  |  |  | ICOST |  |  |  | mu_A | ITEM | [5 empty] | 1139.5875 |  | 4.185 | [17 empty] | d>
TB
t
Supply, install and connect the following supply cables on cable tray, including all cleats, glands, terminal lugs etc., for a complete system
TB
t
From Distribution Board 'DB-EA' to:
|  |  |  | Sell Rate | Sell Total |  |  |  |  | IB | [17 empty] | U_M_Sell | T_M_Sell | U_L_Sell | T_L_Sell | Total_Sell | T_M_Cost | T_L_Phr | Mat/Lab=1 |  |  | Sell Total
20 | m |  | Item: 4.24000000000008 | 8.18 | 163.6 | ISELL |  |  |  | mu_A | ITEM | [7 empty] | mu :1.23 | [8 empty] | 5.13 | 102.6 | 3.05 | 61 | 163.6 | 83.4 | 1.8 | 1704 |  | 20 | 170.4
|  |  | Sump Pump 06 (5 x 4mm2 XLPE/SWA/LSZH) | [6 empty] | n
|  | h | [E25_0062_Quintano_Foods_Elec_ELV_As_Awarded.xlsx]Elec_Rates!$D$468 |  |  | RATE_AAA
20 | 1 | 20 | 045# 5 x 4mm2 XLPE/SWA/LSZH |  | Local Rate | RTLO_002 | [9 empty] | 4.17 | 83.4 | 0.09 | 1.8 | [17 empty] | 20 | Local Rate
[17 empty] | 0 |  | 0
d> | 0 |  |  |  |  | ICOST |  |  |  | mu_A | ITEM | [5 empty] | 83.4 |  | 1.8 | [17 empty] | d>
|  |  |  | Sell Rate | Sell Total |  |  |  |  | IB | [17 empty] | U_M_Sell | T_M_Sell | U_L_Sell | T_L_Sell | Total_Sell | T_M_Cost | T_L_Phr | Mat/Lab=1 |  |  | Sell Total
25 | m |  | Item: 4.24100000000008 | 8.18 | 204.5 | ISELL |  |  |  | mu_A | ITEM | [7 empty] | mu :1.23 | [8 empty] | 5.13 | 128.25 | 3.05 | 76.25 | 204.5 | 104.25 | 2.25 | 2662.5 |  | 25 | 213
|  |  | Sump Pump 07 (5 x 4mm2 XLPE/SWA/LSZH) | [6 empty] | n
|  | h | [E25_0062_Quintano_Foods_Elec_ELV_As_Awarded.xlsx]Elec_Rates!$D$468 |  |  | RATE_AAA
25 | 1 | 25 | 045# 5 x 4mm2 XLPE/SWA/LSZH |  | Local Rate | RTLO_002 | [9 empty] | 4.17 | 104.25 | 0.09 | 2.25 | [17 empty] | 25 | Local Rate
[17 empty] | 0 |  | 0
d> | 0 |  |  |  |  | ICOST |  |  |  | mu_A | ITEM | [5 empty] | 104.25 |  | 2.25 | [17 empty] | d>
TB
t
Supply, install and connect the following:
|  |  |  | Sell Rate | Sell Total |  |  |  |  | IB | [17 empty] | U_M_Sell | T_M_Sell | U_L_Sell | T_L_Sell | Total_Sell | T_M_Cost | T_L_Phr | Mat/Lab=1 |  |  | Sell Total
2 | No |  | Item: 4.24200000000008 | 57.79 | 115.58 | ISELL |  |  |  | mu_A | ITEM | [7 empty] | mu :1.23 | [8 empty] | 33.44 | 66.88 | 24.35 | 48.7 | 115.58 | 54.32 | 1.44 | 111.52 |  | 2 | 120.98
|  |  | 3-Phase 25A Isolator | [6 empty] | n
|  | h | [E25_0062_Quintano_Foods_Elec_ELV_As_Awarded.xlsx]Elec_Rates!$D$210 |  |  | RATE_AAA
2 | 1 | 2 | 020# 3-Phase 20/25/32A Isolator |  | Local Rate | RTLO_002 | [9 empty] | 27.16 | 54.32 | 0.72 | 1.44 | [17 empty] | 2 | Local Rate
[17 empty] | 0 |  | 0
d> | 0 |  |  |  |  | ICOST |  |  |  | mu_A | ITEM | [5 empty] | 54.32 |  | 1.44 | [17 empty] | d>
SB | [36 empty] | SB
| 0.004357 |  | PAGE: 15 |  | 32549.37 | [5 empty] | PAGE | [5 empty] | 22546.64 |  | 141.565 | [18 empty] | 33010.82
| Discy: |  |  |  | PAGE SELL | [11 empty] | PAGE MAT |  | PAGE LAB | [18 empty] | PAGE SELL
TB
t
Supply, install and connect the following supply cables on cable tray, including all cleats, glands, terminal lugs etc., for a complete system
TB
t
From Distribution Board 'DB-PL1' to:
|  |  |  | Sell Rate | Sell Total |  |  |  |  | IB | [17 empty] | U_M_Sell | T_M_Sell | U_L_Sell | T_L_Sell | Total_Sell | T_M_Cost | T_L_Phr | Mat/Lab=1 |  |  | Sell Total
5 | m |  | Item: 4.24300000000008 | 36.25 | 181.25 | ISELL |  |  |  | mu_A | ITEM | [7 empty] | mu :1.23 | [8 empty] | 25.43 | 127.15 | 10.82 | 54.1 | 181.25 | 103.25 | 1.6 | 524.25 |  | 5 | 188
|  |  | Fridge Condenser Control Panel CP-S1 (5 x 25mm2 XLPE/SWA/LSZH) | [6 empty] | n
|  | h | [E25_0062_Quintano_Foods_Elec_ELV_As_Awarded.xlsx]Elec_Rates!$D$375 |  |  | RATE_AAA
5 | 1 | 5 | 036# 5 x 25mm2 XLPE/SWA/LSZH |  | Local Rate | RTLO_002 | [9 empty] | 20.65 | 103.25 | 0.32 | 1.6 | [17 empty] | 5 | Local Rate
[17 empty] | 0 |  | 0
d> | 0 |  |  |  |  | ICOST |  |  |  | mu_A | ITEM | [5 empty] | 103.25 |  | 1.6 | [17 empty] | d>
|  |  |  | Sell Rate | Sell Total |  |  |  |  | IB | [17 empty] | U_M_Sell | T_M_Sell | U_L_Sell | T_L_Sell | Total_Sell | T_M_Cost | T_L_Phr | Mat/Lab=1 |  |  | Sell Total
5 | m |  | Item: 4.24400000000008 | 36.25 | 181.25 | ISELL |  |  |  | mu_A | ITEM | [7 empty] | mu :1.23 | [8 empty] | 25.43 | 127.15 | 10.82 | 54.1 | 181.25 | 103.25 | 1.6 | 524.25 |  | 5 | 188
|  |  | Fridge Condenser Control Panel CP-S2 (5 x 25mm2 XLPE/SWA/LSZH) | [6 empty] | n
|  | h | [E25_0062_Quintano_Foods_Elec_ELV_As_Awarded.xlsx]Elec_Rates!$D$375 |  |  | RATE_AAA
5 | 1 | 5 | 036# 5 x 25mm2 XLPE/SWA/LSZH |  | Local Rate | RTLO_002 | [9 empty] | 20.65 | 103.25 | 0.32 | 1.6 | [17 empty] | 5 | Local Rate
[17 empty] | 0 |  | 0
d> | 0 |  |  |  |  | ICOST |  |  |  | mu_A | ITEM | [5 empty] | 103.25 |  | 1.6 | [17 empty] | d>
|  |  |  | Sell Rate | Sell Total |  |  |  |  | IB | [17 empty] | U_M_Sell | T_M_Sell | U_L_Sell | T_L_Sell | Total_Sell | T_M_Cost | T_L_Phr | Mat/Lab=1 |  |  | Sell Total
10 | m |  | Item: 4.24500000000008 | 34.36 | 343.6 | ISELL |  |  |  | mu_A | ITEM | [7 empty] | mu :1.23 | [8 empty] | 28.95 | 289.5 | 5.41 | 54.1 | 343.6 | 235.1 | 1.6 | 2367 |  | 10 | 350.4
|  |  | Freezer Condenser Control Panel CP-S6 (5 x 35mm2 XLPE/SWA/LSZH) | [6 empty] | n
|  | h | [E25_0062_Quintano_Foods_Elec_ELV_As_Awarded.xlsx]Elec_Rates!$D$355 |  |  | RATE_AAA
10 | 1 | 10 | 034# 5 x 35mm2 XLPE/SWA/LSZH |  | Local Rate | RTLO_002 | [9 empty] | 23.51 | 235.1 | 0.16 | 1.6 | [17 empty] | 10 | Local Rate
[17 empty] | 0 |  | 0
d> | 0 |  |  |  |  | ICOST |  |  |  | mu_A | ITEM | [5 empty] | 235.1 |  | 1.6 | [17 empty] | d>
|  |  |  | Sell Rate | Sell Total |  |  |  |  | IB | [17 empty] | U_M_Sell | T_M_Sell | U_L_Sell | T_L_Sell | Total_Sell | T_M_Cost | T_L_Phr | Mat/Lab=1 |  |  | Sell Total
10 | m |  | Item: 4.24600000000008 | 34.36 | 343.6 | ISELL |  |  |  | mu_A | ITEM | [7 empty] | mu :1.23 | [8 empty] | 28.95 | 289.5 | 5.41 | 54.1 | 343.6 | 235.1 | 1.6 | 2367 |  | 10 | 350.4
|  |  | Freezer Condenser Control Panel CP-S7 (5 x 35mm2 XLPE/SWA/LSZH) | [6 empty] | n
|  | h | [E25_0062_Quintano_Foods_Elec_ELV_As_Awarded.xlsx]Elec_Rates!$D$355 |  |  | RATE_AAA
10 | 1 | 10 | 034# 5 x 35mm2 XLPE/SWA/LSZH |  | Local Rate | RTLO_002 | [9 empty] | 23.51 | 235.1 | 0.16 | 1.6 | [17 empty] | 10 | Local Rate
[17 empty] | 0 |  | 0
d> | 0 |  |  |  |  | ICOST |  |  |  | mu_A | ITEM | [5 empty] | 235.1 |  | 1.6 | [17 empty] | d>
TB
t
From Distribution Board 'DB-PL2' to:
|  |  |  | Sell Rate | Sell Total |  |  |  |  | IB | [17 empty] | U_M_Sell | T_M_Sell | U_L_Sell | T_L_Sell | Total_Sell | T_M_Cost | T_L_Phr | Mat/Lab=1 |  |  | Sell Total
10 | m |  | Item: 4.24700000000008 | 34.36 | 343.6 | ISELL |  |  |  | mu_A | ITEM | [7 empty] | mu :1.23 | [8 empty] | 28.95 | 289.5 | 5.41 | 54.1 | 343.6 | 235.1 | 1.6 | 2367 |  | 10 | 350.4
|  |  | Freezer Condenser Control Panel CP-S8 (5 x 35mm2 XLPE/SWA/LSZH) | [6 empty] | n
|  | h | [E25_0062_Quintano_Foods_Elec_ELV_As_Awarded.xlsx]Elec_Rates!$D$355 |  |  | RATE_AAA
10 | 1 | 10 | 034# 5 x 35mm2 XLPE/SWA/LSZH |  | Local Rate | RTLO_002 | [9 empty] | 23.51 | 235.1 | 0.16 | 1.6 | [17 empty] | 10 | Local Rate
[17 empty] | 0 |  | 0
d> | 0 |  |  |  |  | ICOST |  |  |  | mu_A | ITEM | [5 empty] | 235.1 |  | 1.6 | [17 empty] | d>
|  |  |  | Sell Rate | Sell Total |  |  |  |  | IB | [17 empty] | U_M_Sell | T_M_Sell | U_L_Sell | T_L_Sell | Total_Sell | T_M_Cost | T_L_Phr | Mat/Lab=1 |  |  | Sell Total
5 | m |  | Item: 4.24800000000008 | 34.36 | 171.8 | ISELL |  |  |  | mu_A | ITEM | [7 empty] | mu :1.23 | [8 empty] | 28.95 | 144.75 | 5.41 | 27.05 | 171.8 | 117.55 | 0.8 | 591.75 |  | 5 | 175.2
|  |  | Freezer Condenser Control Panel CP-S9 (5 x 35mm2 XLPE/SWA/LSZH) | [6 empty] | n
|  | h | [E25_0062_Quintano_Foods_Elec_ELV_As_Awarded.xlsx]Elec_Rates!$D$355 |  |  | RATE_AAA
5 | 1 | 5 | 034# 5 x 35mm2 XLPE/SWA/LSZH |  | Local Rate | RTLO_002 | [9 empty] | 23.51 | 117.55 | 0.16 | 0.8 | [17 empty] | 5 | Local Rate
[17 empty] | 0 |  | 0
d> | 0 |  |  |  |  | ICOST |  |  |  | mu_A | ITEM | [5 empty] | 117.55 |  | 0.8 | [17 empty] | d>
|  |  |  | Sell Rate | Sell Total |  |  |  |  | IB | [17 empty] | U_M_Sell | T_M_Sell | U_L_Sell | T_L_Sell | Total_Sell | T_M_Cost | T_L_Phr | Mat/Lab=1 |  |  | Sell Total
5 | m |  | Item: 4.24900000000008 | 34.36 | 171.8 | ISELL |  |  |  | mu_A | ITEM | [7 empty] | mu :1.23 | [8 empty] | 28.95 | 144.75 | 5.41 | 27.05 | 171.8 | 117.55 | 0.8 | 591.75 |  | 5 | 175.2
|  |  | Freezer Condenser Control Panel CP-S10 (5 x 35mm2 XLPE/SWA/LSZH) | [6 empty] | n
|  | h | [E25_0062_Quintano_Foods_Elec_ELV_As_Awarded.xlsx]Elec_Rates!$D$355 |  |  | RATE_AAA
5 | 1 | 5 | 034# 5 x 35mm2 XLPE/SWA/LSZH |  | Local Rate | RTLO_002 | [9 empty] | 23.51 | 117.55 | 0.16 | 0.8 | [17 empty] | 5 | Local Rate
[17 empty] | 0 |  | 0
d> | 0 |  |  |  |  | ICOST |  |  |  | mu_A | ITEM | [5 empty] | 117.55 |  | 0.8 | [17 empty] | d>
TB
t
Supply, install and connect the following supply cables on cable tray, including all cleats, glands, terminal lugs etc., for a complete system
TB
t
From Distribution Board 'DB-OL1' to:
|  |  |  | Sell Rate | Sell Total |  |  |  |  | IB | [17 empty] | U_M_Sell | T_M_Sell | U_L_Sell | T_L_Sell | Total_Sell | T_M_Cost | T_L_Phr | Mat/Lab=1 |  |  | Sell Total
5 | m |  | Item: 4.25000000000008 | 11.7 | 58.5 | ISELL |  |  |  | mu_A | ITEM | [7 empty] | mu :1.23 | [8 empty] | 5.95 | 29.75 | 5.75 | 28.75 | 58.5 | 24.15 | 0.85 | 125 |  | 5 | 61.85
|  |  | Ventilation Control Panel 'VCP-OL1' (3 x 6mm2 LSZH/LSZH) | [6 empty] | n
|  | h | [E25_0062_Quintano_Foods_Elec_ELV_As_Awarded.xlsx]Elec_Rates!$D$448 |  |  | RATE_AAA
5 | 1 | 5 | 043# 3 x 6mm2 LSZH/LSZH |  | Local Rate | RTLO_002 | [9 empty] | 4.83 | 24.15 | 0.17 | 0.85 | [17 empty] | 5 | Local Rate
[17 empty] | 0 |  | 0
d> | 0 |  |  |  |  | ICOST |  |  |  | mu_A | ITEM | [5 empty] | 24.15 |  | 0.85 | [17 empty] | d>
TB
t
From Ventilation Control Panel 'VCP-OL1' to:
|  |  |  | Sell Rate | Sell Total |  |  |  |  | IB | [17 empty] | U_M_Sell | T_M_Sell | U_L_Sell | T_L_Sell | Total_Sell | T_M_Cost | T_L_Phr | Mat/Lab=1 |  |  | Sell Total
30 | m |  | Item: 4.25100000000008 | 5.63 | 168.9 | ISELL |  |  |  | mu_A | ITEM | [7 empty] | mu :1.23 | [8 empty] | 3.26 | 97.8 | 2.37 | 71.1 | 168.9 | 79.5 | 2.1 | 2448 |  | 30 | 179.1
|  |  | Heat Recovery Unit HRU-OL1-01 (3 x 4mm2 XLPE/SWA/LSZH) | [6 empty] | n
|  | h | [E25_0062_Quintano_Foods_Elec_ELV_As_Awarded.xlsx]Elec_Rates!$D$478 |  |  | RATE_AAA
30 | 1 | 30 | 046# 3 x 4mm2 XLPE/SWA/LSZH |  | Local Rate | RTLO_001 | [9 empty] | 2.65 | 79.5 | 0.07 | 2.1 | [17 empty] | 30 | Local Rate
[17 empty] | 0 |  | 0
d> | 0 |  |  |  |  | ICOST |  |  |  | mu_A | ITEM | [5 empty] | 79.5 |  | 2.1 | [17 empty] | d>
TB
t
Supply, install and connect the following:
|  |  |  | Sell Rate | Sell Total |  |  |  |  | IB | [17 empty] | U_M_Sell | T_M_Sell | U_L_Sell | T_L_Sell | Total_Sell | T_M_Cost | T_L_Phr | Mat/Lab=1 |  |  | Sell Total
1 | No |  | Item: 4.25200000000008 | 48.45 | 48.45 | ISELL |  |  |  | mu_A | ITEM | [7 empty] | mu :1.23 | [8 empty] | 31.55 | 31.55 | 16.9 | 16.9 | 48.45 | 25.62 | 0.5 | 26.12 |  | 1 | 50.14
|  |  | 1-Phase 25A Isolator | [6 empty] | n
|  | h | [E25_0062_Quintano_Foods_Elec_ELV_As_Awarded.xlsx]Elec_Rates!$D$192 |  |  | RATE_AAA
1 | 1 | 1 | 018# 1-Phase 25/32A Isolator |  | Local Rate(A) | RTLO_001 | [9 empty] | 25.62 | 25.62 | 0.5 | 0.5 | [17 empty] | 1 | Local Rate(A)
[17 empty] | 0 |  | 0
d> | 0 |  |  |  |  | ICOST |  |  |  | mu_A | ITEM | [5 empty] | 25.62 |  | 0.5 | [17 empty] | d>
TB
t
Supply, install and connect the following supply cables on cable tray, including all cleats, glands, terminal lugs etc., for a complete system
TB
t
From Distribution Board 'DB-AB' to:
|  |  |  | Sell Rate | Sell Total |  |  |  |  | IB | [17 empty] | U_M_Sell | T_M_Sell | U_L_Sell | T_L_Sell | Total_Sell | T_M_Cost | T_L_Phr | Mat/Lab=1 |  |  | Sell Total
25 | m |  | Item: 4.25300000000008 | 9.95 | 248.75 | ISELL |  |  |  | mu_A | ITEM | [7 empty] | mu :1.23 | [8 empty] | 6.91 | 172.75 | 3.04 | 76 | 248.75 | 140.25 | 2.25 | 3562.5 |  | 25 | 257.25
|  |  | Air Conditioning VRF Unit 'S-20' (5 x 6mm2 XLPE/SWA/LSZH) | [6 empty] | n
|  | h | [E25_0062_Quintano_Foods_Elec_ELV_As_Awarded.xlsx]Elec_Rates!$D$437 |  |  | RATE_AAA
25 | 1 | 25 | 042# 5 x 6mm2 XLPE/SWA/LSZH |  | Local Rate | RTLO_002 | [9 empty] | 5.61 | 140.25 | 0.09 | 2.25 | [17 empty] | 25 | Local Rate
[17 empty] | 0 |  | 0
d> | 0 |  |  |  |  | ICOST |  |  |  | mu_A | ITEM | [5 empty] | 140.25 |  | 2.25 | [17 empty] | d>
|  |  |  | Sell Rate | Sell Total |  |  |  |  | IB | [17 empty] | U_M_Sell | T_M_Sell | U_L_Sell | T_L_Sell | Total_Sell | T_M_Cost | T_L_Phr | Mat/Lab=1 |  |  | Sell Total
25 | m |  | Item: 4.25400000000008 | 5.63 | 140.75 | ISELL |  |  |  | mu_A | ITEM | [7 empty] | mu :1.23 | [8 empty] | 3.26 | 81.5 | 2.37 | 59.25 | 140.75 | 66.25 | 1.75 | 1700 |  | 25 | 149.25
|  |  | Air Conditioning Split Unit 'SPT-02' (3 x 4mm2 XLPE/SWA/LSZH) | [6 empty] | n
|  | h | [E25_0062_Quintano_Foods_Elec_ELV_As_Awarded.xlsx]Elec_Rates!$D$478 |  |  | RATE_AAA
25 | 1 | 25 | 046# 3 x 4mm2 XLPE/SWA/LSZH |  | Local Rate | RTLO_002 | [9 empty] | 2.65 | 66.25 | 0.07 | 1.75 | [17 empty] | 25 | Local Rate
[17 empty] | 0 |  | 0
d> | 0 |  |  |  |  | ICOST |  |  |  | mu_A | ITEM | [5 empty] | 66.25 |  | 1.75 | [17 empty] | d>
|  |  |  | Sell Rate | Sell Total |  |  |  |  | IB | [17 empty] | U_M_Sell | T_M_Sell | U_L_Sell | T_L_Sell | Total_Sell | T_M_Cost | T_L_Phr | Mat/Lab=1 |  |  | Sell Total
5 | m |  | Item: 4.25500000000009 | 11.7 | 58.5 | ISELL |  |  |  | mu_A | ITEM | [7 empty] | mu :1.23 | [8 empty] | 5.95 | 29.75 | 5.75 | 28.75 | 58.5 | 24.15 | 0.85 | 125 |  | 5 | 61.85
|  |  | Ventilation Control Panel 'VCP-AB' (3 x 6mm2 LSZH/LSZH) | [6 empty] | n
|  | h | [E25_0062_Quintano_Foods_Elec_ELV_As_Awarded.xlsx]Elec_Rates!$D$448 |  |  | RATE_AAA
5 | 1 | 5 | 043# 3 x 6mm2 LSZH/LSZH |  | Local Rate | RTLO_002 | [9 empty] | 4.83 | 24.15 | 0.17 | 0.85 | [17 empty] | 5 | Local Rate
[17 empty] | 0 |  | 0
d> | 0 |  |  |  |  | ICOST |  |  |  | mu_A | ITEM | [5 empty] | 24.15 |  | 0.85 | [17 empty] | d>
TB
t
Supply, install and connect the following:
|  |  |  | Sell Rate | Sell Total |  |  |  |  | IB | [17 empty] | U_M_Sell | T_M_Sell | U_L_Sell | T_L_Sell | Total_Sell | T_M_Cost | T_L_Phr | Mat/Lab=1 |  |  | Sell Total
1 | No |  | Item: 4.25600000000009 | 48.45 | 48.45 | ISELL |  |  |  | mu_A | ITEM | [7 empty] | mu :1.23 | [8 empty] | 31.55 | 31.55 | 16.9 | 16.9 | 48.45 | 25.62 | 0.5 | 26.12 |  | 1 | 50.14
|  |  | 1-Phase 25A Isolator | [6 empty] | n
|  | h | [E25_0062_Quintano_Foods_Elec_ELV_As_Awarded.xlsx]Elec_Rates!$D$192 |  |  | RATE_AAA
1 | 1 | 1 | 018# 1-Phase 25/32A Isolator |  | Local Rate(A) | RTLO_001 | [9 empty] | 25.62 | 25.62 | 0.5 | 0.5 | [17 empty] | 1 | Local Rate(A)
[17 empty] | 0 |  | 0
d> | 0 |  |  |  |  | ICOST |  |  |  | mu_A | ITEM | [5 empty] | 25.62 |  | 0.5 | [17 empty] | d>
|  |  |  | Sell Rate | Sell Total |  |  |  |  | IB | [17 empty] | U_M_Sell | T_M_Sell | U_L_Sell | T_L_Sell | Total_Sell | T_M_Cost | T_L_Phr | Mat/Lab=1 |  |  | Sell Total
1 | No |  | Item: 4.25700000000009 | 104.97 | 104.97 | ISELL |  |  |  | mu_A | ITEM | [7 empty] | mu :1.23 | [8 empty] | 72.85 | 72.85 | 32.12 | 32.12 | 104.97 | 59.16 | 0.95 | 60.11 |  | 1 | 108.35
|  |  | 3-Phase 40A Isolator | [6 empty] | n
|  | h | [E25_0062_Quintano_Foods_Elec_ELV_As_Awarded.xlsx]Elec_Rates!$D$219 |  |  | RATE_AAA
1 | 1 | 1 | 021# 3-Phase 40A Isolator |  | Local Rate(A) | RTLO_001 | [9 empty] | 59.16 | 59.16 | 0.95 | 0.95 | [17 empty] | 1 | Local Rate(A)
[17 empty] | 0 |  | 0
d> | 0 |  |  |  |  | ICOST |  |  |  | mu_A | ITEM | [5 empty] | 59.16 |  | 0.95 | [17 empty] | d>
TB
t
Supply, install and connect the following supply cables on cable tray, including all cleats, glands, terminal lugs etc., for a complete system
TB
t
From Ventilation Control Panel 'VCP-AB' to:
|  |  |  | Sell Rate | Sell Total |  |  |  |  | IB | [17 empty] | U_M_Sell | T_M_Sell | U_L_Sell | T_L_Sell | Total_Sell | T_M_Cost | T_L_Phr | Mat/Lab=1 |  |  | Sell Total
25 | m |  | Item: 4.25800000000009 | 5.63 | 140.75 | ISELL |  |  |  | mu_A | ITEM | [7 empty] | mu :1.23 | [8 empty] | 3.26 | 81.5 | 2.37 | 59.25 | 140.75 | 66.25 | 1.75 | 1700 |  | 25 | 149.25
|  |  | Extract Fan EF-AB-01 (3 x 4mm2 XLPE/SWA/LSZH) | [6 empty] | n
|  | h | [E25_0062_Quintano_Foods_Elec_ELV_As_Awarded.xlsx]Elec_Rates!$D$478 |  |  | RATE_AAA
25 | 1 | 25 | 046# 3 x 4mm2 XLPE/SWA/LSZH |  | Local Rate | RTLO_002 | [9 empty] | 2.65 | 66.25 | 0.07 | 1.75 | [17 empty] | 25 | Local Rate
[17 empty] | 0 |  | 0
d> | 0 |  |  |  |  | ICOST |  |  |  | mu_A | ITEM | [5 empty] | 66.25 |  | 1.75 | [17 empty] | d>
|  |  |  | Sell Rate | Sell Total |  |  |  |  | IB | [17 empty] | U_M_Sell | T_M_Sell | U_L_Sell | T_L_Sell | Total_Sell | T_M_Cost | T_L_Phr | Mat/Lab=1 |  |  | Sell Total
30 | m |  | Item: 4.25900000000009 | 5.63 | 168.9 | ISELL |  |  |  | mu_A | ITEM | [7 empty] | mu :1.23 | [8 empty] | 3.26 | 97.8 | 2.37 | 71.1 | 168.9 | 79.5 | 2.1 | 2448 |  | 30 | 179.1
|  |  | Heat Recovery Unit HRU-CAN-01 (3 x 4mm2 XLPE/SWA/LSZH) | [6 empty] | n
|  | h | [E25_0062_Quintano_Foods_Elec_ELV_As_Awarded.xlsx]Elec_Rates!$D$478 |  |  | RATE_AAA
30 | 1 | 30 | 046# 3 x 4mm2 XLPE/SWA/LSZH |  | Local Rate | RTLO_002 | [9 empty] | 2.65 | 79.5 | 0.07 | 2.1 | [17 empty] | 30 | Local Rate
[17 empty] | 0 |  | 0
d> | 0 |  |  |  |  | ICOST |  |  |  | mu_A | ITEM | [5 empty] | 79.5 |  | 2.1 | [17 empty] | d>
|  |  |  | Sell Rate | Sell Total |  |  |  |  | IB | [17 empty] | U_M_Sell | T_M_Sell | U_L_Sell | T_L_Sell | Total_Sell | T_M_Cost | T_L_Phr | Mat/Lab=1 |  |  | Sell Total
25 | m |  | Item: 4.26000000000009 | 5.63 | 140.75 | ISELL |  |  |  | mu_A | ITEM | [7 empty] | mu :1.23 | [8 empty] | 3.26 | 81.5 | 2.37 | 59.25 | 140.75 | 66.25 | 1.75 | 1700 |  | 25 | 149.25
|  |  | Supply Fan SF-AB-01 (3 x 4mm2 XLPE/SWA/LSZH) | [6 empty] | n
|  | h | [E25_0062_Quintano_Foods_Elec_ELV_As_Awarded.xlsx]Elec_Rates!$D$478 |  |  | RATE_AAA
25 | 1 | 25 | 046# 3 x 4mm2 XLPE/SWA/LSZH |  | Local Rate | RTLO_002 | [9 empty] | 2.65 | 66.25 | 0.07 | 1.75 | [17 empty] | 25 | Local Rate
[17 empty] | 0 |  | 0
d> | 0 |  |  |  |  | ICOST |  |  |  | mu_A | ITEM | [5 empty] | 66.25 |  | 1.75 | [17 empty] | d>
TB
t
Supply, install and connect the following:
|  |  |  | Sell Rate | Sell Total |  |  |  |  | IB | [17 empty] | U_M_Sell | T_M_Sell | U_L_Sell | T_L_Sell | Total_Sell | T_M_Cost | T_L_Phr | Mat/Lab=1 |  |  | Sell Total
2 | No |  | Item: 4.26100000000009 | 48.45 | 96.9 | ISELL |  |  |  | mu_A | ITEM | [7 empty] | mu :1.23 | [8 empty] | 31.55 | 63.1 | 16.9 | 33.8 | 96.9 | 51.24 | 1 | 104.48 |  | 2 | 100.28
|  |  | 1-Phase 25A Isolator | [6 empty] | n
|  | h | [E25_0062_Quintano_Foods_Elec_ELV_As_Awarded.xlsx]Elec_Rates!$D$192 |  |  | RATE_AAA
2 | 1 | 2 | 018# 1-Phase 25/32A Isolator |  | Local Rate(A) | RTLO_001 | [9 empty] | 25.62 | 51.24 | 0.5 | 1 | [17 empty] | 2 | Local Rate(A)
[17 empty] | 0 |  | 0
d> | 0 |  |  |  |  | ICOST |  |  |  | mu_A | ITEM | [5 empty] | 51.24 |  | 1 | [17 empty] | d>
|  |  |  | Sell Rate | Sell Total |  |  |  |  | IB | [17 empty] | U_M_Sell | T_M_Sell | U_L_Sell | T_L_Sell | Total_Sell | T_M_Cost | T_L_Phr | Mat/Lab=1 |  |  | Sell Total
1 | No |  | Item: 4.26200000000009 | 195.54 | 195.54 | ISELL |  |  |  | mu_A | ITEM | [7 empty] | mu :1.23 | [8 empty] | 88.25 | 88.25 | 107.29 | 107.29 | 195.54 | 71.67 | 3.17 | 74.84 |  | 1 | 207.27
|  |  | Double pole switch | [6 empty] | n
|  | h | [E25_0062_Quintano_Foods_Elec_ELV_As_Awarded.xlsx]Elec_Rates!$D$112 |  |  | RATE_AAA
1 | 1 | 1 | 009# Power points rate (Galvanised conduit) |  | Local Rate | RTLO_002 | [9 empty] | 64.07 | 64.07 | 3.02 | 3.02 | [17 empty] | 1 | Local Rate
1 | No |  | MC Fuse Conn.Unit 13A Neon | ESS | SC-CL052 | WACC_022 | 705 | CONT | 3367 |  |  |  |  | 3 | 1995-01-01 | 7.6 | 7.6 | 0.17 | 0.153 | [17 empty] | 1 | SC-CL052
[17 empty] | 0 |  | 0
d> | 0 |  |  |  |  | ICOST |  |  |  | mu_A | ITEM | [5 empty] | 71.67 |  | 3.173 | [17 empty] | d>
TB
t
Supply, install and connect the following supply cables on cable tray, including all cleats, glands, terminal lugs etc., for a complete system
TB
t
From Distribution Board 'DB-OL2' to:
|  |  |  | Sell Rate | Sell Total |  |  |  |  | IB | [17 empty] | U_M_Sell | T_M_Sell | U_L_Sell | T_L_Sell | Total_Sell | T_M_Cost | T_L_Phr | Mat/Lab=1 |  |  | Sell Total
5 | m |  | Item: 4.26300000000009 | 11.7 | 58.5 | ISELL |  |  |  | mu_A | ITEM | [7 empty] | mu :1.23 | [8 empty] | 5.95 | 29.75 | 5.75 | 28.75 | 58.5 | 24.15 | 0.85 | 125 |  | 5 | 61.85
|  |  | Ventilation Control Panel 'VCP-OL2' (3 x 6mm2 LSZH/LSZH) | [6 empty] | n
|  | h | [E25_0062_Quintano_Foods_Elec_ELV_As_Awarded.xlsx]Elec_Rates!$D$448 |  |  | RATE_AAA
5 | 1 | 5 | 043# 3 x 6mm2 LSZH/LSZH |  | Local Rate | RTLO_002 | [9 empty] | 4.83 | 24.15 | 0.17 | 0.85 | [17 empty] | 5 | Local Rate
[17 empty] | 0 |  | 0
d> | 0 |  |  |  |  | ICOST |  |  |  | mu_A | ITEM | [5 empty] | 24.15 |  | 0.85 | [17 empty] | d>
TB
t
From Ventilation Control Panel 'VCP-OL2' to:
|  |  |  | Sell Rate | Sell Total |  |  |  |  | IB | [17 empty] | U_M_Sell | T_M_Sell | U_L_Sell | T_L_Sell | Total_Sell | T_M_Cost | T_L_Phr | Mat/Lab=1 |  |  | Sell Total
35 | m |  | Item: 4.26400000000009 | 5.63 | 197.05 | ISELL |  |  |  | mu_A | ITEM | [7 empty] | mu :1.23 | [8 empty] | 3.26 | 114.1 | 2.37 | 82.95 | 197.05 | 92.75 | 2.45 | 3332 |  | 35 | 208.95
|  |  | Heat Recovery Unit HRU-OL2-01 (3 x 4mm2 XLPE/SWA/LSZH) | [6 empty] | n
|  | h | [E25_0062_Quintano_Foods_Elec_ELV_As_Awarded.xlsx]Elec_Rates!$D$478 |  |  | RATE_AAA
35 | 1 | 35 | 046# 3 x 4mm2 XLPE/SWA/LSZH |  | Local Rate | RTLO_002 | [9 empty] | 2.65 | 92.75 | 0.07 | 2.45 | [17 empty] | 35 | Local Rate
[17 empty] | 0 |  | 0
d> | 0 |  |  |  |  | ICOST |  |  |  | mu_A | ITEM | [5 empty] | 92.75 |  | 2.45 | [17 empty] | d>
|  |  |  | Sell Rate | Sell Total |  |  |  |  | IB | [17 empty] | U_M_Sell | T_M_Sell | U_L_Sell | T_L_Sell | Total_Sell | T_M_Cost | T_L_Phr | Mat/Lab=1 |  |  | Sell Total
60 | m |  | Item: 4.26500000000009 | 5.63 | 337.8 | ISELL |  |  |  | mu_A | ITEM | [7 empty] | mu :1.23 | [8 empty] | 3.26 | 195.6 | 2.37 | 142.2 | 337.8 | 159 | 4.2 | 9792 |  | 60 | 358.2
|  |  | Heat Recovery Unit HRU-OL2-02 (3 x 4mm2 XLPE/SWA/LSZH) | [6 empty] | n
|  | h | [E25_0062_Quintano_Foods_Elec_ELV_As_Awarded.xlsx]Elec_Rates!$D$478 |  |  | RATE_AAA
60 | 1 | 60 | 046# 3 x 4mm2 XLPE/SWA/LSZH |  | Local Rate | RTLO_002 | [9 empty] | 2.65 | 159 | 0.07 | 4.2 | [17 empty] | 60 | Local Rate
[17 empty] | 0 |  | 0
d> | 0 |  |  |  |  | ICOST |  |  |  | mu_A | ITEM | [5 empty] | 159 |  | 4.2 | [17 empty] | d>
TB
t
Supply, install and connect the following:
|  |  |  | Sell Rate | Sell Total |  |  |  |  | IB | [17 empty] | U_M_Sell | T_M_Sell | U_L_Sell | T_L_Sell | Total_Sell | T_M_Cost | T_L_Phr | Mat/Lab=1 |  |  | Sell Total
2 | No |  | Item: 4.26600000000009 | 48.45 | 96.9 | ISELL |  |  |  | mu_A | ITEM | [7 empty] | mu :1.23 | [8 empty] | 31.55 | 63.1 | 16.9 | 33.8 | 96.9 | 51.24 | 1 | 104.48 |  | 2 | 100.28
|  |  | 1-Phase 25A Isolator | [6 empty] | n
|  | h | [E25_0062_Quintano_Foods_Elec_ELV_As_Awarded.xlsx]Elec_Rates!$D$192 |  |  | RATE_AAA
2 | 1 | 2 | 018# 1-Phase 25/32A Isolator |  | Local Rate(A) | RTLO_001 | [9 empty] | 25.62 | 51.24 | 0.5 | 1 | [17 empty] | 2 | Local Rate(A)
[17 empty] | 0 |  | 0
d> | 0 |  |  |  |  | ICOST |  |  |  | mu_A | ITEM | [5 empty] | 51.24 |  | 1 | [17 empty] | d>
SB | [36 empty] | SB
| 0.10615 |  | PAGE: 16 |  | 4047.26 | [5 empty] | PAGE | [5 empty] | 2253.65 |  | 37.623 | [18 empty] | 4209.96
| Discy: |  |  |  | PAGE SELL | [11 empty] | PAGE MAT |  | PAGE LAB | [18 empty] | PAGE SELL
TB
t
Supply, install and connect the following supply cables on cable tray, including all cleats, glands, terminal lugs etc., for a complete system
TB
t
From Distribution Board 'DB-PL3' to:
|  |  |  | Sell Rate | Sell Total |  |  |  |  | IB | [17 empty] | U_M_Sell | T_M_Sell | U_L_Sell | T_L_Sell | Total_Sell | T_M_Cost | T_L_Phr | Mat/Lab=1 |  |  | Sell Total
5 | m |  | Item: 4.26700000000009 | 36.25 | 181.25 | ISELL |  |  |  | mu_A | ITEM | [7 empty] | mu :1.23 | [8 empty] | 25.43 | 127.15 | 10.82 | 54.1 | 181.25 | 103.25 | 1.6 | 524.25 |  | 5 | 188
|  |  | Fridge Condenser Control Panel CP-S3 (5 x 25mm2 XLPE/SWA/LSZH) | [6 empty] | n
|  | h | [E25_0062_Quintano_Foods_Elec_ELV_As_Awarded.xlsx]Elec_Rates!$D$375 |  |  | RATE_AAA
5 | 1 | 5 | 036# 5 x 25mm2 XLPE/SWA/LSZH |  | Local Rate | RTLO_002 | [9 empty] | 20.65 | 103.25 | 0.32 | 1.6 | [17 empty] | 5 | Local Rate
[17 empty] | 0 |  | 0
d> | 0 |  |  |  |  | ICOST |  |  |  | mu_A | ITEM | [5 empty] | 103.25 |  | 1.6 | [17 empty] | d>
|  |  |  | Sell Rate | Sell Total |  |  |  |  | IB | [17 empty] | U_M_Sell | T_M_Sell | U_L_Sell | T_L_Sell | Total_Sell | T_M_Cost | T_L_Phr | Mat/Lab=1 |  |  | Sell Total
5 | m |  | Item: 4.26800000000009 | 36.25 | 181.25 | ISELL |  |  |  | mu_A | ITEM | [7 empty] | mu :1.23 | [8 empty] | 25.43 | 127.15 | 10.82 | 54.1 | 181.25 | 103.25 | 1.6 | 524.25 |  | 5 | 188
|  |  | Fridge Condenser Control Panel CP-S4 (5 x 25mm2 XLPE/SWA/LSZH) | [6 empty] | n
|  | h | [E25_0062_Quintano_Foods_Elec_ELV_As_Awarded.xlsx]Elec_Rates!$D$375 |  |  | RATE_AAA
5 | 1 | 5 | 036# 5 x 25mm2 XLPE/SWA/LSZH |  | Local Rate | RTLO_002 | [9 empty] | 20.65 | 103.25 | 0.32 | 1.6 | [17 empty] | 5 | Local Rate
[17 empty] | 0 |  | 0
d> | 0 |  |  |  |  | ICOST |  |  |  | mu_A | ITEM | [5 empty] | 103.25 |  | 1.6 | [17 empty] | d>
|  |  |  | Sell Rate | Sell Total |  |  |  |  | IB | [17 empty] | U_M_Sell | T_M_Sell | U_L_Sell | T_L_Sell | Total_Sell | T_M_Cost | T_L_Phr | Mat/Lab=1 |  |  | Sell Total
10 | m |  | Item: 4.26900000000009 | 36.25 | 362.5 | ISELL |  |  |  | mu_A | ITEM | [7 empty] | mu :1.23 | [8 empty] | 25.43 | 254.3 | 10.82 | 108.2 | 362.5 | 206.5 | 3.2 | 2097 |  | 10 | 376
|  |  | Fridge Condenser Control Panel CP-S5 (5 x 25mm2 XLPE/SWA/LSZH) | [6 empty] | n
|  | h | [E25_0062_Quintano_Foods_Elec_ELV_As_Awarded.xlsx]Elec_Rates!$D$375 |  |  | RATE_AAA
10 | 1 | 10 | 036# 5 x 25mm2 XLPE/SWA/LSZH |  | Local Rate | RTLO_002 | [9 empty] | 20.65 | 206.5 | 0.32 | 3.2 | [17 empty] | 10 | Local Rate
[17 empty] | 0 |  | 0
d> | 0 |  |  |  |  | ICOST |  |  |  | mu_A | ITEM | [5 empty] | 206.5 |  | 3.2 | [17 empty] | d>
|  |  |  | Sell Rate | Sell Total |  |  |  |  | IB | [17 empty] | U_M_Sell | T_M_Sell | U_L_Sell | T_L_Sell | Total_Sell | T_M_Cost | T_L_Phr | Mat/Lab=1 |  |  | Sell Total
10 | m |  | Item: 4.27000000000009 | 36.25 | 362.5 | ISELL |  |  |  | mu_A | ITEM | [7 empty] | mu :1.23 | [8 empty] | 25.43 | 254.3 | 10.82 | 108.2 | 362.5 | 206.5 | 3.2 | 2097 |  | 10 | 376
|  |  | Loading Condenser Control Panel CP-S11 (5 x 25mm2 XLPE/SWA/LSZH) | [6 empty] | n
|  | h | [E25_0062_Quintano_Foods_Elec_ELV_As_Awarded.xlsx]Elec_Rates!$D$375 |  |  | RATE_AAA
10 | 1 | 10 | 036# 5 x 25mm2 XLPE/SWA/LSZH |  | Local Rate | RTLO_002 | [9 empty] | 20.65 | 206.5 | 0.32 | 3.2 | [17 empty] | 10 | Local Rate
[17 empty] | 0 |  | 0
d> | 0 |  |  |  |  | ICOST |  |  |  | mu_A | ITEM | [5 empty] | 206.5 |  | 3.2 | [17 empty] | d>
|  |  |  | Sell Rate | Sell Total |  |  |  |  | IB | [17 empty] | U_M_Sell | T_M_Sell | U_L_Sell | T_L_Sell | Total_Sell | T_M_Cost | T_L_Phr | Mat/Lab=1 |  |  | Sell Total
10 | m |  | Item: 4.27100000000009 | 36.25 | 362.5 | ISELL |  |  |  | mu_A | ITEM | [7 empty] | mu :1.23 | [8 empty] | 25.43 | 254.3 | 10.82 | 108.2 | 362.5 | 206.5 | 3.2 | 2097 |  | 10 | 376
|  |  | Loading Condenser Control Panel CP-S12 (5 x 25mm2 XLPE/SWA/LSZH) | [6 empty] | n
|  | h | [E25_0062_Quintano_Foods_Elec_ELV_As_Awarded.xlsx]Elec_Rates!$D$375 |  |  | RATE_AAA
10 | 1 | 10 | 036# 5 x 25mm2 XLPE/SWA/LSZH |  | Local Rate | RTLO_002 | [9 empty] | 20.65 | 206.5 | 0.32 | 3.2 | [17 empty] | 10 | Local Rate
[17 empty] | 0 |  | 0
d> | 0 |  |  |  |  | ICOST |  |  |  | mu_A | ITEM | [5 empty] | 206.5 |  | 3.2 | [17 empty] | d>
|  |  |  | Sell Rate | Sell Total |  |  |  |  | IB | [17 empty] | U_M_Sell | T_M_Sell | U_L_Sell | T_L_Sell | Total_Sell | T_M_Cost | T_L_Phr | Mat/Lab=1 |  |  | Sell Total
10 | m |  | Item: 4.27200000000009 | 36.25 | 362.5 | ISELL |  |  |  | mu_A | ITEM | [7 empty] | mu :1.23 | [8 empty] | 25.43 | 254.3 | 10.82 | 108.2 | 362.5 | 206.5 | 3.2 | 2097 |  | 10 | 376
|  |  | Loading Condenser Control Panel CP-S13 (5 x 25mm2 XLPE/SWA/LSZH) | [6 empty] | n
|  | h | [E25_0062_Quintano_Foods_Elec_ELV_As_Awarded.xlsx]Elec_Rates!$D$375 |  |  | RATE_AAA
10 | 1 | 10 | 036# 5 x 25mm2 XLPE/SWA/LSZH |  | Local Rate | RTLO_002 | [9 empty] | 20.65 | 206.5 | 0.32 | 3.2 | [17 empty] | 10 | Local Rate
[17 empty] | 0 |  | 0
d> | 0 |  |  |  |  | ICOST |  |  |  | mu_A | ITEM | [5 empty] | 206.5 |  | 3.2 | [17 empty] | d>
TB
t
Supply, install and connect the following supply cables on cable tray, including all cleats, glands, terminal lugs etc., for a complete system
TB
t
From Distribution Board 'DB-OL3' to:
|  |  |  | Sell Rate | Sell Total |  |  |  |  | IB | [17 empty] | U_M_Sell | T_M_Sell | U_L_Sell | T_L_Sell | Total_Sell | T_M_Cost | T_L_Phr | Mat/Lab=1 |  |  | Sell Total
5 | m |  | Item: 4.27300000000009 | 11.7 | 58.5 | ISELL |  |  |  | mu_A | ITEM | [7 empty] | mu :1.23 | [8 empty] | 5.95 | 29.75 | 5.75 | 28.75 | 58.5 | 24.15 | 0.85 | 125 |  | 5 | 61.85
|  |  | Ventilation Control Panel 'VCP-OL3' (3 x 6mm2 LSZH/LSZH) | [6 empty] | n
|  | h | [E25_0062_Quintano_Foods_Elec_ELV_As_Awarded.xlsx]Elec_Rates!$D$448 |  |  | RATE_AAA
5 | 1 | 5 | 043# 3 x 6mm2 LSZH/LSZH |  | Local Rate | RTLO_002 | [9 empty] | 4.83 | 24.15 | 0.17 | 0.85 | [17 empty] | 5 | Local Rate
[17 empty] | 0 |  | 0
d> | 0 |  |  |  |  | ICOST |  |  |  | mu_A | ITEM | [5 empty] | 24.15 |  | 0.85 | [17 empty] | d>
TB
t
From Ventilation Control Panel 'VCP-OL3' to:
|  |  |  | Sell Rate | Sell Total |  |  |  |  | IB | [17 empty] | U_M_Sell | T_M_Sell | U_L_Sell | T_L_Sell | Total_Sell | T_M_Cost | T_L_Phr | Mat/Lab=1 |  |  | Sell Total
60 | m |  | Item: 4.27400000000009 | 5.63 | 337.8 | ISELL |  |  |  | mu_A | ITEM | [7 empty] | mu :1.23 | [8 empty] | 3.26 | 195.6 | 2.37 | 142.2 | 337.8 | 159 | 4.2 | 9792 |  | 60 | 358.2
|  |  | Heat Recovery Unit HRU-OL3-01 (3 x 4mm2 XLPE/SWA/LSZH) | [6 empty] | n
|  | h | [E25_0062_Quintano_Foods_Elec_ELV_As_Awarded.xlsx]Elec_Rates!$D$478 |  |  | RATE_AAA
60 | 1 | 60 | 046# 3 x 4mm2 XLPE/SWA/LSZH |  | Local Rate | RTLO_002 | [9 empty] | 2.65 | 159 | 0.07 | 4.2 | [17 empty] | 60 | Local Rate
[17 empty] | 0 |  | 0
d> | 0 |  |  |  |  | ICOST |  |  |  | mu_A | ITEM | [5 empty] | 159 |  | 4.2 | [17 empty] | d>
|  |  |  | Sell Rate | Sell Total |  |  |  |  | IB | [17 empty] | U_M_Sell | T_M_Sell | U_L_Sell | T_L_Sell | Total_Sell | T_M_Cost | T_L_Phr | Mat/Lab=1 |  |  | Sell Total
90 | m |  | Item: 4.27500000000009 | 5.63 | 506.7 | ISELL |  |  |  | mu_A | ITEM | [7 empty] | mu :1.23 | [8 empty] | 3.26 | 293.4 | 2.37 | 213.3 | 506.7 | 238.5 | 6.3 | 22032 |  | 90 | 537.3
|  |  | Heat Recovery Unit HRU-OL3-02 (3 x 4mm2 XLPE/SWA/LSZH) | [6 empty] | n
|  | h | [E25_0062_Quintano_Foods_Elec_ELV_As_Awarded.xlsx]Elec_Rates!$D$478 |  |  | RATE_AAA
90 | 1 | 90 | 046# 3 x 4mm2 XLPE/SWA/LSZH |  | Local Rate | RTLO_002 | [9 empty] | 2.65 | 238.5 | 0.07 | 6.3 | [17 empty] | 90 | Local Rate
[17 empty] | 0 |  | 0
d> | 0 |  |  |  |  | ICOST |  |  |  | mu_A | ITEM | [5 empty] | 238.5 |  | 6.3 | [17 empty] | d>
|  |  |  | Sell Rate | Sell Total |  |  |  |  | IB | [17 empty] | U_M_Sell | T_M_Sell | U_L_Sell | T_L_Sell | Total_Sell | T_M_Cost | T_L_Phr | Mat/Lab=1 |  |  | Sell Total
90 | m |  | Item: 4.27600000000009 | 5.63 | 506.7 | ISELL |  |  |  | mu_A | ITEM | [7 empty] | mu :1.23 | [8 empty] | 3.26 | 293.4 | 2.37 | 213.3 | 506.7 | 238.5 | 6.3 | 22032 |  | 90 | 537.3
|  |  | Heat Recovery Unit HRU-OL3-03 (3 x 4mm2 XLPE/SWA/LSZH) | [6 empty] | n
|  | h | [E25_0062_Quintano_Foods_Elec_ELV_As_Awarded.xlsx]Elec_Rates!$D$478 |  |  | RATE_AAA
90 | 1 | 90 | 046# 3 x 4mm2 XLPE/SWA/LSZH |  | Local Rate | RTLO_002 | [9 empty] | 2.65 | 238.5 | 0.07 | 6.3 | [17 empty] | 90 | Local Rate
[17 empty] | 0 |  | 0
d> | 0 |  |  |  |  | ICOST |  |  |  | mu_A | ITEM | [5 empty] | 238.5 |  | 6.3 | [17 empty] | d>
TB
t
Supply, install and connect the following:
|  |  |  | Sell Rate | Sell Total |  |  |  |  | IB | [17 empty] | U_M_Sell | T_M_Sell | U_L_Sell | T_L_Sell | Total_Sell | T_M_Cost | T_L_Phr | Mat/Lab=1 |  |  | Sell Total
3 | No |  | Item: 4.27700000000009 | 48.45 | 145.35 | ISELL |  |  |  | mu_A | ITEM | [7 empty] | mu :1.23 | [8 empty] | 31.55 | 94.65 | 16.9 | 50.7 | 145.35 | 76.86 | 1.5 | 235.08 |  | 3 | 150.42
|  |  | 1-Phase 25A Isolator | [6 empty] | n
|  | h | [E25_0062_Quintano_Foods_Elec_ELV_As_Awarded.xlsx]Elec_Rates!$D$192 |  |  | RATE_AAA
3 | 1 | 3 | 018# 1-Phase 25/32A Isolator |  | Local Rate(A) | RTLO_001 | [9 empty] | 25.62 | 76.86 | 0.5 | 1.5 | [17 empty] | 3 | Local Rate(A)
[17 empty] | 0 |  | 0
d> | 0 |  |  |  |  | ICOST |  |  |  | mu_A | ITEM | [5 empty] | 76.86 |  | 1.5 | [17 empty] | d>
TB
t
Supply, install and connect the following supply cables on cable tray, including all cleats, glands, terminal lugs etc., for a complete system
TB
t
From Distribution Board 'DB-OL4' to:
|  |  |  | Sell Rate | Sell Total |  |  |  |  | IB | [17 empty] | U_M_Sell | T_M_Sell | U_L_Sell | T_L_Sell | Total_Sell | T_M_Cost | T_L_Phr | Mat/Lab=1 |  |  | Sell Total
20 | m |  | Item: 4.27800000000009 | 9.95 | 199 | ISELL |  |  |  | mu_A | ITEM | [7 empty] | mu :1.23 | [8 empty] | 6.91 | 138.2 | 3.04 | 60.8 | 199 | 112.2 | 1.8 | 2280 |  | 20 | 205.8
|  |  | Air Conditioning VRF Unit 'S-14' (5 x 6mm2 XLPE/SWA/LSZH) | [6 empty] | n
|  | h | [E25_0062_Quintano_Foods_Elec_ELV_As_Awarded.xlsx]Elec_Rates!$D$437 |  |  | RATE_AAA
20 | 1 | 20 | 042# 5 x 6mm2 XLPE/SWA/LSZH |  | Local Rate | RTLO_002 | [9 empty] | 5.61 | 112.2 | 0.09 | 1.8 | [17 empty] | 20 | Local Rate
[17 empty] | 0 |  | 0
d> | 0 |  |  |  |  | ICOST |  |  |  | mu_A | ITEM | [5 empty] | 112.2 |  | 1.8 | [17 empty] | d>
|  |  |  | Sell Rate | Sell Total |  |  |  |  | IB | [17 empty] | U_M_Sell | T_M_Sell | U_L_Sell | T_L_Sell | Total_Sell | T_M_Cost | T_L_Phr | Mat/Lab=1 |  |  | Sell Total
20 | m |  | Item: 4.27900000000009 | 9.95 | 199 | ISELL |  |  |  | mu_A | ITEM | [7 empty] | mu :1.23 | [8 empty] | 6.91 | 138.2 | 3.04 | 60.8 | 199 | 112.2 | 1.8 | 2280 |  | 20 | 205.8
|  |  | Air Conditioning VRF Unit 'S-15' (5 x 6mm2 XLPE/SWA/LSZH) | [6 empty] | n
|  | h | [E25_0062_Quintano_Foods_Elec_ELV_As_Awarded.xlsx]Elec_Rates!$D$437 |  |  | RATE_AAA
20 | 1 | 20 | 042# 5 x 6mm2 XLPE/SWA/LSZH |  | Local Rate | RTLO_002 | [9 empty] | 5.61 | 112.2 | 0.09 | 1.8 | [17 empty] | 20 | Local Rate
[17 empty] | 0 |  | 0
d> | 0 |  |  |  |  | ICOST |  |  |  | mu_A | ITEM | [5 empty] | 112.2 |  | 1.8 | [17 empty] | d>
|  |  |  | Sell Rate | Sell Total |  |  |  |  | IB | [17 empty] | U_M_Sell | T_M_Sell | U_L_Sell | T_L_Sell | Total_Sell | T_M_Cost | T_L_Phr | Mat/Lab=1 |  |  | Sell Total
20 | m |  | Item: 4.28000000000009 | 14.65 | 293 | ISELL |  |  |  | mu_A | ITEM | [7 empty] | mu :1.23 | [8 empty] | 10.59 | 211.8 | 4.06 | 81.2 | 293 | 172 | 2.4 | 3488 |  | 20 | 299.8
|  |  | Air Conditioning VRF Unit 'S-16' (5 x 10mm2 XLPE/SWA/LSZH) | [6 empty] | n
|  | h | [E25_0062_Quintano_Foods_Elec_ELV_As_Awarded.xlsx]Elec_Rates!$D$417 |  |  | RATE_AAA
20 | 1 | 20 | 040# 5 x 10mm2 XLPE/SWA/LSZH |  | Local Rate | RTLO_002 | [9 empty] | 8.6 | 172 | 0.12 | 2.4 | [17 empty] | 20 | Local Rate
[17 empty] | 0 |  | 0
d> | 0 |  |  |  |  | ICOST |  |  |  | mu_A | ITEM | [5 empty] | 172 |  | 2.4 | [17 empty] | d>
|  |  |  | Sell Rate | Sell Total |  |  |  |  | IB | [17 empty] | U_M_Sell | T_M_Sell | U_L_Sell | T_L_Sell | Total_Sell | T_M_Cost | T_L_Phr | Mat/Lab=1 |  |  | Sell Total
20 | m |  | Item: 4.28100000000009 | 14.65 | 293 | ISELL |  |  |  | mu_A | ITEM | [7 empty] | mu :1.23 | [8 empty] | 10.59 | 211.8 | 4.06 | 81.2 | 293 | 172 | 2.4 | 3488 |  | 20 | 299.8
|  |  | Air Conditioning VRF Unit 'S-17' (5 x 10mm2 XLPE/SWA/LSZH) | [6 empty] | n
|  | h | [E25_0062_Quintano_Foods_Elec_ELV_As_Awarded.xlsx]Elec_Rates!$D$417 |  |  | RATE_AAA
20 | 1 | 20 | 040# 5 x 10mm2 XLPE/SWA/LSZH |  | Local Rate | RTLO_002 | [9 empty] | 8.6 | 172 | 0.12 | 2.4 | [17 empty] | 20 | Local Rate
[17 empty] | 0 |  | 0
d> | 0 |  |  |  |  | ICOST |  |  |  | mu_A | ITEM | [5 empty] | 172 |  | 2.4 | [17 empty] | d>
|  |  |  | Sell Rate | Sell Total |  |  |  |  | IB | [17 empty] | U_M_Sell | T_M_Sell | U_L_Sell | T_L_Sell | Total_Sell | T_M_Cost | T_L_Phr | Mat/Lab=1 |  |  | Sell Total
20 | m |  | Item: 4.28200000000009 | 14.65 | 293 | ISELL |  |  |  | mu_A | ITEM | [7 empty] | mu :1.23 | [8 empty] | 10.59 | 211.8 | 4.06 | 81.2 | 293 | 172 | 2.4 | 3488 |  | 20 | 299.8
|  |  | Air Conditioning VRF Unit 'S-18' (5 x 10mm2 XLPE/SWA/LSZH) | [6 empty] | n
|  | h | [E25_0062_Quintano_Foods_Elec_ELV_As_Awarded.xlsx]Elec_Rates!$D$417 |  |  | RATE_AAA
20 | 1 | 20 | 040# 5 x 10mm2 XLPE/SWA/LSZH |  | Local Rate | RTLO_002 | [9 empty] | 8.6 | 172 | 0.12 | 2.4 | [17 empty] | 20 | Local Rate
[17 empty] | 0 |  | 0
d> | 0 |  |  |  |  | ICOST |  |  |  | mu_A | ITEM | [5 empty] | 172 |  | 2.4 | [17 empty] | d>
|  |  |  | Sell Rate | Sell Total |  |  |  |  | IB | [17 empty] | U_M_Sell | T_M_Sell | U_L_Sell | T_L_Sell | Total_Sell | T_M_Cost | T_L_Phr | Mat/Lab=1 |  |  | Sell Total
15 | m |  | Item: 4.28300000000009 | 8.18 | 122.7 | ISELL |  |  |  | mu_A | ITEM | [7 empty] | mu :1.23 | [8 empty] | 5.13 | 76.95 | 3.05 | 45.75 | 122.7 | 62.55 | 1.35 | 958.5 |  | 15 | 127.8
|  |  | Air Conditioning VRF Unit 'S-19' (5 x 4mm2 XLPE/SWA/LSZH) | [6 empty] | n
|  | h | [E25_0062_Quintano_Foods_Elec_ELV_As_Awarded.xlsx]Elec_Rates!$D$468 |  |  | RATE_AAA
15 | 1 | 15 | 045# 5 x 4mm2 XLPE/SWA/LSZH |  | Local Rate | RTLO_002 | [9 empty] | 4.17 | 62.55 | 0.09 | 1.35 | [17 empty] | 15 | Local Rate
[17 empty] | 0 |  | 0
d> | 0 |  |  |  |  | ICOST |  |  |  | mu_A | ITEM | [5 empty] | 62.55 |  | 1.35 | [17 empty] | d>
|  |  |  | Sell Rate | Sell Total |  |  |  |  | IB | [17 empty] | U_M_Sell | T_M_Sell | U_L_Sell | T_L_Sell | Total_Sell | T_M_Cost | T_L_Phr | Mat/Lab=1 |  |  | Sell Total
25 | m |  | Item: 4.28400000000009 | 5.63 | 140.75 | ISELL |  |  |  | mu_A | ITEM | [7 empty] | mu :1.23 | [8 empty] | 3.26 | 81.5 | 2.37 | 59.25 | 140.75 | 66.25 | 1.75 | 1700 |  | 25 | 149.25
|  |  | Air Conditioning Split Unit 'SPT-02' (3 x 4mm2 XLPE/SWA/LSZH) | [6 empty] | n
|  | h | [E25_0062_Quintano_Foods_Elec_ELV_As_Awarded.xlsx]Elec_Rates!$D$478 |  |  | RATE_AAA
25 | 1 | 25 | 046# 3 x 4mm2 XLPE/SWA/LSZH |  | Local Rate | RTLO_002 | [9 empty] | 2.65 | 66.25 | 0.07 | 1.75 | [17 empty] | 25 | Local Rate
[17 empty] | 0 |  | 0
d> | 0 |  |  |  |  | ICOST |  |  |  | mu_A | ITEM | [5 empty] | 66.25 |  | 1.75 | [17 empty] | d>
TB
t
Supply, install and connect the following:
|  |  |  | Sell Rate | Sell Total |  |  |  |  | IB | [17 empty] | U_M_Sell | T_M_Sell | U_L_Sell | T_L_Sell | Total_Sell | T_M_Cost | T_L_Phr | Mat/Lab=1 |  |  | Sell Total
1 | No |  | Item: 4.2850000000001 | 57.79 | 57.79 | ISELL |  |  |  | mu_A | ITEM | [7 empty] | mu :1.23 | [8 empty] | 33.44 | 33.44 | 24.35 | 24.35 | 57.79 | 27.16 | 0.72 | 27.88 |  | 1 | 60.49
|  |  | 3-Phase 25A Isolator | [6 empty] | n
|  | h | [E25_0062_Quintano_Foods_Elec_ELV_As_Awarded.xlsx]Elec_Rates!$D$210 |  |  | RATE_AAA
1 | 1 | 1 | 020# 3-Phase 20/25/32A Isolator |  | Local Rate | RTLO_002 | [9 empty] | 27.16 | 27.16 | 0.72 | 0.72 | [17 empty] | 1 | Local Rate
[17 empty] | 0 |  | 0
d> | 0 |  |  |  |  | ICOST |  |  |  | mu_A | ITEM | [5 empty] | 27.16 |  | 0.72 | [17 empty] | d>
|  |  |  | Sell Rate | Sell Total |  |  |  |  | IB | [17 empty] | U_M_Sell | T_M_Sell | U_L_Sell | T_L_Sell | Total_Sell | T_M_Cost | T_L_Phr | Mat/Lab=1 |  |  | Sell Total
2 | No |  | Item: 4.2860000000001 | 57.79 | 115.58 | ISELL |  |  |  | mu_A | ITEM | [7 empty] | mu :1.23 | [8 empty] | 33.44 | 66.88 | 24.35 | 48.7 | 115.58 | 54.32 | 1.44 | 111.52 |  | 2 | 120.98
|  |  | 3-Phase 32A Isolator | [6 empty] | n
|  | h | [E25_0062_Quintano_Foods_Elec_ELV_As_Awarded.xlsx]Elec_Rates!$D$210 |  |  | RATE_AAA
2 | 1 | 2 | 020# 3-Phase 20/25/32A Isolator |  | Local Rate | RTLO_002 | [9 empty] | 27.16 | 54.32 | 0.72 | 1.44 | [17 empty] | 2 | Local Rate
[17 empty] | 0 |  | 0
d> | 0 |  |  |  |  | ICOST |  |  |  | mu_A | ITEM | [5 empty] | 54.32 |  | 1.44 | [17 empty] | d>
|  |  |  | Sell Rate | Sell Total |  |  |  |  | IB | [17 empty] | U_M_Sell | T_M_Sell | U_L_Sell | T_L_Sell | Total_Sell | T_M_Cost | T_L_Phr | Mat/Lab=1 |  |  | Sell Total
3 | No |  | Item: 4.2870000000001 | 104.97 | 314.91 | ISELL |  |  |  | mu_A | ITEM | [7 empty] | mu :1.23 | [8 empty] | 72.85 | 218.55 | 32.12 | 96.36 | 314.91 | 177.48 | 2.85 | 540.99 |  | 3 | 325.05
|  |  | 3-Phase 40A Isolator | [6 empty] | n
|  | h | [E25_0062_Quintano_Foods_Elec_ELV_As_Awarded.xlsx]Elec_Rates!$D$219 |  |  | RATE_AAA
3 | 1 | 3 | 021# 3-Phase 40A Isolator |  | Local Rate(A) | RTLO_001 | [9 empty] | 59.16 | 177.48 | 0.95 | 2.85 | [17 empty] | 3 | Local Rate(A)
[17 empty] | 0 |  | 0
d> | 0 |  |  |  |  | ICOST |  |  |  | mu_A | ITEM | [5 empty] | 177.48 |  | 2.85 | [17 empty] | d>
|  |  |  | Sell Rate | Sell Total |  |  |  |  | IB | [17 empty] | U_M_Sell | T_M_Sell | U_L_Sell | T_L_Sell | Total_Sell | T_M_Cost | T_L_Phr | Mat/Lab=1 |  |  | Sell Total
1 | No |  | Item: 4.2880000000001 | 48.45 | 48.45 | ISELL |  |  |  | mu_A | ITEM | [7 empty] | mu :1.23 | [8 empty] | 31.55 | 31.55 | 16.9 | 16.9 | 48.45 | 25.62 | 0.5 | 26.12 |  | 1 | 50.14
|  |  | 1-Phase 25A Isolator | [6 empty] | n
|  | h | [E25_0062_Quintano_Foods_Elec_ELV_As_Awarded.xlsx]Elec_Rates!$D$192 |  |  | RATE_AAA
1 | 1 | 1 | 018# 1-Phase 25/32A Isolator |  | Local Rate(A) | RTLO_001 | [9 empty] | 25.62 | 25.62 | 0.5 | 0.5 | [17 empty] | 1 | Local Rate(A)
[17 empty] | 0 |  | 0
d> | 0 |  |  |  |  | ICOST |  |  |  | mu_A | ITEM | [5 empty] | 25.62 |  | 0.5 | [17 empty] | d>
SB | [36 empty] | SB
| 0.33315 |  | PAGE: 17 |  | 5444.73 | [5 empty] | PAGE | [5 empty] | 2923.29 |  | 54.56 | [18 empty] | 5669.78
| Discy: |  |  |  | PAGE SELL | [11 empty] | PAGE MAT |  | PAGE LAB | [18 empty] | PAGE SELL
TB
t
Basement Level -1
TB
t
Wiring from distribution board using LSZH cable enclosed in galvanised trunking and galvanised conduit surface mounted including the supply of all LSZH cable and metal clad wiring accessories etc. for a complete installation.
TB
t
From Distribution Board DB-B1U (Basement Level)
|  |  |  | Sell Rate | Sell Total |  |  |  |  | IB | [17 empty] | U_M_Sell | T_M_Sell | U_L_Sell | T_L_Sell | Total_Sell | T_M_Cost | T_L_Phr | Mat/Lab=1 |  |  | Sell Total
16 | No |  | Item: 4.2890000000001 | 196.52 | 3144.32 | ISELL |  |  |  | mu_A | ITEM | [7 empty] | mu :1.23 | [8 empty] | 89.24 | 1427.84 | 107.28 | 1716.48 | 3144.32 | 1159.52 | 50.77 | 19364.64 |  | 16 | 3332.16
|  |  | Twin socket outlet | [6 empty] | n
|  | h | [E25_0062_Quintano_Foods_Elec_ELV_As_Awarded.xlsx]Elec_Rates!$D$112 |  |  | RATE_AAA
16 | 1 | 16 | 009# Power points rate (Galvanised conduit) |  | Local Rate | RTLO_002 | [9 empty] | 64.07 | 1025.12 | 3.02 | 48.32 | [17 empty] | 16 | Local Rate
16 | No |  | MC Socket Twin 13A | ESS | SC-CL036 | WACC_025 | 705 | CONT | 3356 |  |  |  |  | 3 | 1994-12-01 | 8.4 | 134.4 | 0.17 | 2.448 | [17 empty] | 16 | SC-CL036
[17 empty] | 0 |  | 0
d> | 0 |  |  |  |  | ICOST |  |  |  | mu_A | ITEM | [5 empty] | 1159.52 |  | 50.768 | [17 empty] | d>
|  |  |  | Sell Rate | Sell Total |  |  |  |  | IB | [17 empty] | U_M_Sell | T_M_Sell | U_L_Sell | T_L_Sell | Total_Sell | T_M_Cost | T_L_Phr | Mat/Lab=1 |  |  | Sell Total
5 | No |  | Item: 4.2900000000001 | 195.54 | 977.7 | ISELL |  |  |  | mu_A | ITEM | [7 empty] | mu :1.23 | [8 empty] | 88.25 | 441.25 | 107.29 | 536.45 | 977.7 | 358.35 | 15.87 | 1871.1 |  | 5 | 1036.35
|  |  | Double pole switch | [6 empty] | n
|  | h | [E25_0062_Quintano_Foods_Elec_ELV_As_Awarded.xlsx]Elec_Rates!$D$112 |  |  | RATE_AAA
5 | 1 | 5 | 009# Power points rate (Galvanised conduit) |  | Local Rate | RTLO_002 | [9 empty] | 64.07 | 320.35 | 3.02 | 15.1 | [17 empty] | 5 | Local Rate
5 | No |  | MC Fuse Conn.Unit 13A Neon | ESS | SC-CL052 | WACC_022 | 705 | CONT | 3367 |  |  |  |  | 3 | 1995-01-01 | 7.6 | 38 | 0.17 | 0.765 | [17 empty] | 5 | SC-CL052
[17 empty] | 0 |  | 0
d> | 0 |  |  |  |  | ICOST |  |  |  | mu_A | ITEM | [5 empty] | 358.35 |  | 15.865 | [17 empty] | d>
|  |  |  | Sell Rate | Sell Total |  |  |  |  | IB | [17 empty] | U_M_Sell | T_M_Sell | U_L_Sell | T_L_Sell | Total_Sell | T_M_Cost | T_L_Phr | Mat/Lab=1 |  |  | Sell Total
6 | No |  | Item: 4.2910000000001 | 759.48 | 4556.88 | ISELL |  |  |  | mu_A | ITEM | [7 empty] | mu :1.23 | [8 empty] | 585.58 | 3513.48 | 173.9 | 1043.4 | 4556.88 | 2853.36 | 30.86 | 17305.32 |  | 6 | 4796.58
|  |  | Double pole switch (3 x 4mm2 CWZ/LSZH) | [6 empty] | n
|  | h | [E25_0062_Quintano_Foods_Elec_ELV_As_Awarded.xlsx]Elec_Rates!$D$120 |  |  | RATE_AAA
6 | 1 | 6 | 010# Power points rate galvanised conduit (CWZ LSZH Cable) |  | Local Rate | RTLO_002 | [9 empty] | 467.96 | 2807.76 | 4.99 | 29.94 | [17 empty] | 6 | Local Rate
6 | No |  | MC Fuse Conn.Unit 13A Neon | ESS | SC-CL052 | WACC_022 | 705 | CONT | 3367 |  |  |  |  | 3 | 1995-01-01 | 7.6 | 45.6 | 0.17 | 0.918 | [17 empty] | 6 | SC-CL052
[17 empty] | 0 |  | 0
d> | 0 |  |  |  |  | ICOST |  |  |  | mu_A | ITEM | [5 empty] | 2853.36 |  | 30.858 | [17 empty] | d>
|  |  |  | Sell Rate | Sell Total |  |  |  |  | IB | [17 empty] | U_M_Sell | T_M_Sell | U_L_Sell | T_L_Sell | Total_Sell | T_M_Cost | T_L_Phr | Mat/Lab=1 |  |  | Sell Total
2 | No |  | Item: 4.2920000000001 | 208.63 | 417.26 | ISELL |  |  |  | mu_A | ITEM | [7 empty] | mu :1.23 | [8 empty] | 91.64 | 183.28 | 116.99 | 233.98 | 417.26 | 148.84 | 6.92 | 311.52 |  | 2 | 442.96
|  |  | 1-Phase Isolator (excl. supply of Isolator) | [6 empty] | n
|  | h | [E25_0062_Quintano_Foods_Elec_ELV_As_Awarded.xlsx]Elec_Rates!$D$134 |  |  | RATE_AAA
2 | 1 | 2 | 012# Single phase isolator / socket outlet point Galvanised conduit |  | Local Rate | RTLO_001 | [9 empty] | 74.42 | 148.84 | 3.46 | 6.92 | [17 empty] | 2 | Local Rate
[17 empty] | 0 |  | 0
d> | 0 |  |  |  |  | ICOST |  |  |  | mu_A | ITEM | [5 empty] | 148.84 |  | 6.92 | [17 empty] | d>
|  |  |  | Sell Rate | Sell Total |  |  |  |  | IB | [17 empty] | U_M_Sell | T_M_Sell | U_L_Sell | T_L_Sell | Total_Sell | T_M_Cost | T_L_Phr | Mat/Lab=1 |  |  | Sell Total
3 | No |  | Item: 4.2930000000001 | 208.63 | 625.89 | ISELL |  |  |  | mu_A | ITEM | [7 empty] | mu :1.23 | [8 empty] | 91.64 | 274.92 | 116.99 | 350.97 | 625.89 | 223.26 | 10.38 | 700.92 |  | 3 | 664.44
|  |  | 1-Phase Industrial Socket Outlet (excl. supply of socket) | [6 empty] | n
|  | h | [E25_0062_Quintano_Foods_Elec_ELV_As_Awarded.xlsx]Elec_Rates!$D$134 |  |  | RATE_AAA
3 | 1 | 3 | 012# Single phase isolator / socket outlet point Galvanised conduit |  | Local Rate | RTLO_001 | [9 empty] | 74.42 | 223.26 | 3.46 | 10.38 | [17 empty] | 3 | Local Rate
[17 empty] | 0 |  | 0
d> | 0 |  |  |  |  | ICOST |  |  |  | mu_A | ITEM | [5 empty] | 223.26 |  | 10.38 | [17 empty] | d>
|  |  |  | Sell Rate | Sell Total |  |  |  |  | IB | [17 empty] | U_M_Sell | T_M_Sell | U_L_Sell | T_L_Sell | Total_Sell | T_M_Cost | T_L_Phr | Mat/Lab=1 |  |  | Sell Total
1 | No |  | Item: 4.2940000000001 | 158.15 | 158.15 | ISELL |  |  |  | mu_A | ITEM | [7 empty] | mu :1.23 | [8 empty] | 57.39 | 57.39 | 100.76 | 100.76 | 158.15 | 46.61 | 2.98 | 49.59 |  | 1 | 169.31
|  |  | 1 Light Point on 1 Switch | [6 empty] | n
|  | h | [E25_0062_Quintano_Foods_Elec_ELV_As_Awarded.xlsx]Elec_Rates!$D$46 |  |  | RATE_AAA
1 | 1 | 1 | 004# Light point rate (Galvanised Conduit) | 1 Pt x 1 Switch |  | RTLT_002 | [9 empty] | 46.61 | 46.61 | 2.98 | 2.98 | [17 empty] | 1
[17 empty] | 0 |  | 0
d> | 0 |  |  |  |  | ICOST |  |  |  | mu_A | ITEM | [5 empty] | 46.61 |  | 2.98 | [17 empty] | d>
|  |  |  | Sell Rate | Sell Total |  |  |  |  | IB | [17 empty] | U_M_Sell | T_M_Sell | U_L_Sell | T_L_Sell | Total_Sell | T_M_Cost | T_L_Phr | Mat/Lab=1 |  |  | Sell Total
1 | No |  | Item: 4.2950000000001 | 237.23 | 237.23 | ISELL |  |  |  | mu_A | ITEM | [7 empty] | mu :1.23 | [8 empty] | 86.09 | 86.09 | 151.14 | 151.14 | 237.23 | 69.92 | 4.47 | 74.39 |  | 1 | 253.97
|  |  | 2 Light Points on 1 Switch | [6 empty] | n
|  | h | [E25_0062_Quintano_Foods_Elec_ELV_As_Awarded.xlsx]Elec_Rates!$D$46 |  |  | RATE_AAA
1 | 1.5 | 1.5 | 004# Light point rate (Galvanised Conduit) | 2 Pt x 1 Switch |  | RTLT_002 | [9 empty] | 69.915 | 69.915 | 4.47 | 4.47 | [17 empty] | 1
[17 empty] | 0 |  | 0
d> | 0 |  |  |  |  | ICOST |  |  |  | mu_A | ITEM | [5 empty] | 69.915 |  | 4.47 | [17 empty] | d>
|  |  |  | Sell Rate | Sell Total |  |  |  |  | IB | [17 empty] | U_M_Sell | T_M_Sell | U_L_Sell | T_L_Sell | Total_Sell | T_M_Cost | T_L_Phr | Mat/Lab=1 |  |  | Sell Total
1 | No |  | Item: 4.2960000000001 | 255 | 255 | ISELL |  |  |  | mu_A | ITEM | [7 empty] | mu :1.23 | [8 empty] | 98.69 | 98.69 | 156.31 | 156.31 | 255 | 80.15 | 4.62 | 84.77 |  | 1 | 272.31
|  |  | 2 Light Points on 1 IP65 Switch | [6 empty] | n
|  | h | [E25_0062_Quintano_Foods_Elec_ELV_As_Awarded.xlsx]Elec_Rates!$D$46 |  |  | RATE_AAA
1 | 1.5 | 1.5 | 004# Light point rate (Galvanised Conduit) | 2 Pt x 1 Switch |  | RTLT_002 | [9 empty] | 69.915 | 69.915 | 4.47 | 4.47 | [17 empty] | 1
1 | No |  | IP56 1gang 2way switch | ESS | SC-OA20021WH | WACC_019 | 705 | (__) | [5 empty] | 3 |  | 10.23 | 10.23 | 0.17 | 0.153 | [17 empty] | 1 | SC-OA20021WH
[17 empty] | 0 |  | 0
d> | 0 |  |  |  |  | ICOST |  |  |  | mu_A | ITEM | [5 empty] | 80.145 |  | 4.623 | [17 empty] | d>
|  |  |  | Sell Rate | Sell Total |  |  |  |  | IB | [17 empty] | U_M_Sell | T_M_Sell | U_L_Sell | T_L_Sell | Total_Sell | T_M_Cost | T_L_Phr | Mat/Lab=1 |  |  | Sell Total
2 | No |  | Item: 4.2970000000001 | 395.39 | 790.78 | ISELL |  |  |  | mu_A | ITEM | [7 empty] | mu :1.23 | [8 empty] | 143.48 | 286.96 | 251.91 | 503.82 | 790.78 | 233.05 | 14.9 | 495.9 |  | 1 | 423.28
|  |  | 4 Light Points on 1 Switch | [6 empty] | n
|  | h | [E25_0062_Quintano_Foods_Elec_ELV_As_Awarded.xlsx]Elec_Rates!$D$46 |  |  | RATE_AAA
2 | 2.5 | 5 | 004# Light point rate (Galvanised Conduit) | 4 Pt x 1 Switch |  | RTLT_002 | [9 empty] | 116.525 | 233.05 | 7.45 | 14.9 | [17 empty] | 1
[17 empty] | 0 |  | 0
d> | 0 |  |  |  |  | ICOST |  |  |  | mu_A | ITEM | [5 empty] | 233.05 |  | 14.9 | [17 empty] | d>
|  |  |  | Sell Rate | Sell Total |  |  |  |  | IB | [17 empty] | U_M_Sell | T_M_Sell | U_L_Sell | T_L_Sell | Total_Sell | T_M_Cost | T_L_Phr | Mat/Lab=1 |  |  | Sell Total
1 | No |  | Item: 4.2980000000001 | 474.46 | 474.46 | ISELL |  |  |  | mu_A | ITEM | [7 empty] | mu :1.23 | [8 empty] | 172.18 | 172.18 | 302.28 | 302.28 | 474.46 | 139.83 | 8.94 | 148.77 |  | 1 | 507.94
|  |  | 5 Light Points on 1 Switch | [6 empty] | n
|  | h | [E25_0062_Quintano_Foods_Elec_ELV_As_Awarded.xlsx]Elec_Rates!$D$46 |  |  | RATE_AAA
1 | 3 | 3 | 004# Light point rate (Galvanised Conduit) | 5 Pt x 1 Switch |  | RTLT_002 | [9 empty] | 139.83 | 139.83 | 8.94 | 8.94 | [17 empty] | 1
[17 empty] | 0 |  | 0
d> | 0 |  |  |  |  | ICOST |  |  |  | mu_A | ITEM | [5 empty] | 139.83 |  | 8.94 | [17 empty] | d>
|  |  |  | Sell Rate | Sell Total |  |  |  |  | IB | [17 empty] | U_M_Sell | T_M_Sell | U_L_Sell | T_L_Sell | Total_Sell | T_M_Cost | T_L_Phr | Mat/Lab=1 |  |  | Sell Total
1 | No |  | Item: 4.298a | 553.54 | 553.54 | ISELL |  |  |  | mu_A | ITEM | [7 empty] | mu :1.23 | [8 empty] | 200.88 | 200.88 | 352.66 | 352.66 | 553.54 | 163.14 | 10.43 | 173.57 |  | 1 | 507.94
|  |  | 6 Light Points on 1 Switch | [6 empty] | n
|  | h | [E25_0062_Quintano_Foods_Elec_ELV_As_Awarded.xlsx]Elec_Rates!$D$46 |  |  | RATE_AAA
1 | 3.5 | 3.5 | 004# Light point rate (Galvanised Conduit) | 6 Pt x 1 Switch |  | RTLT_002 | [9 empty] | 163.135 | 163.135 | 10.43 | 10.43 | [17 empty] | 1
[17 empty] | 0 |  | 0
d> | 0 |  |  |  |  | ICOST |  |  |  | mu_A | ITEM | [5 empty] | 163.135 |  | 10.43 | [17 empty] | d>
|  |  |  | Sell Rate | Sell Total |  |  |  |  | IB | [17 empty] | U_M_Sell | T_M_Sell | U_L_Sell | T_L_Sell | Total_Sell | T_M_Cost | T_L_Phr | Mat/Lab=1 |  |  | Sell Total
1 | No |  | Item: 4.2990000000001 | 632.62 | 632.62 | ISELL |  |  |  | mu_A | ITEM | [7 empty] | mu :1.23 | [8 empty] | 229.57 | 229.57 | 403.05 | 403.05 | 632.62 | 186.44 | 11.92 | 198.36 |  | 1 | 677.25
|  |  | 7 Light Points on 1 Switch | [6 empty] | n
|  | h | [E25_0062_Quintano_Foods_Elec_ELV_As_Awarded.xlsx]Elec_Rates!$D$46 |  |  | RATE_AAA
1 | 4 | 4 | 004# Light point rate (Galvanised Conduit) | 7 Pt x 1 Switch |  | RTLT_002 | [9 empty] | 186.44 | 186.44 | 11.92 | 11.92 | [17 empty] | 1
[17 empty] | 0 |  | 0
d> | 0 |  |  |  |  | ICOST |  |  |  | mu_A | ITEM | [5 empty] | 186.44 |  | 11.92 | [17 empty] | d>
|  |  |  | Sell Rate | Sell Total |  |  |  |  | IB | [17 empty] | U_M_Sell | T_M_Sell | U_L_Sell | T_L_Sell | Total_Sell | T_M_Cost | T_L_Phr | Mat/Lab=1 |  |  | Sell Total
1 | No |  | Item: 4.299a | 711.7 | 711.7 | ISELL |  |  |  | mu_A | ITEM | [7 empty] | mu :1.23 | [8 empty] | 258.27 | 258.27 | 453.43 | 453.43 | 711.7 | 209.75 | 13.41 | 223.16 |  | 1 | 677.25
|  |  | 8 Light Points on 1 Switch | [6 empty] | n
|  | h | [E25_0062_Quintano_Foods_Elec_ELV_As_Awarded.xlsx]Elec_Rates!$D$46 |  |  | RATE_AAA
1 | 4.5 | 4.5 | 004# Light point rate (Galvanised Conduit) | 8 Pt x 1 Switch |  | RTLT_002 | [9 empty] | 209.745 | 209.745 | 13.41 | 13.41 | [17 empty] | 1
[17 empty] | 0 |  | 0
d> | 0 |  |  |  |  | ICOST |  |  |  | mu_A | ITEM | [5 empty] | 209.745 |  | 13.41 | [17 empty] | d>
|  |  |  | Sell Rate | Sell Total |  |  |  |  | IB | [17 empty] | U_M_Sell | T_M_Sell | U_L_Sell | T_L_Sell | Total_Sell | T_M_Cost | T_L_Phr | Mat/Lab=1 |  |  | Sell Total
2 | No |  | Item: 4.3000000000001 | 474.46 | 948.92 | ISELL |  |  |  | mu_A | ITEM | [7 empty] | mu :1.23 | [8 empty] | 172.18 | 344.36 | 302.28 | 604.56 | 948.92 | 279.66 | 17.88 | 595.08 |  | 2 | 1015.88
|  |  | 4 Light Points on 2 Way Switches | [6 empty] | n
|  | h | [E25_0062_Quintano_Foods_Elec_ELV_As_Awarded.xlsx]Elec_Rates!$D$46 |  |  | RATE_AAA
2 | 3 | 6 | 004# Light point rate (Galvanised Conduit) | 4 Pt x 2-2way Switches |  | RTLT_002 | [9 empty] | 139.83 | 279.66 | 8.94 | 17.88 | [17 empty] | 2
[17 empty] | 0 |  | 0
d> | 0 |  |  |  |  | ICOST |  |  |  | mu_A | ITEM | [5 empty] | 279.66 |  | 17.88 | [17 empty] | d>
|  |  |  | Sell Rate | Sell Total |  |  |  |  | IB | [17 empty] | U_M_Sell | T_M_Sell | U_L_Sell | T_L_Sell | Total_Sell | T_M_Cost | T_L_Phr | Mat/Lab=1 |  |  | Sell Total
2 | No |  | Item: 4.3010000000001 | 0 | 0 | ISELL |  |  |  | mu_A | ITEM |  |  |  |  | Omitted by consultant |  |  | 0.00 | [8 empty] | 0 | 0 | 0 | 0 | 0 | 0 | 0 | 0 |  | 2 | 1693.14
|  |  | 8 Light Points on 2 Way Switches | [6 empty] | n
|  | h | [E25_0062_Quintano_Foods_Elec_ELV_As_Awarded.xlsx]Elec_Rates!$D$46 |  |  | RATE_AAA
0 | 5 | 0 | 004# Light point rate (Galvanised Conduit) | 8 Pt x 2-2way Switches |  | RTLT_002 | [9 empty] | 233.05 | 0 | 14.9 | 0 | [17 empty] | 2
[17 empty] | 0 |  | 0
d> | 0 |  |  |  |  | ICOST |  |  |  | mu_A | ITEM | [5 empty] | 0 |  | 0 | [17 empty] | d>
|  |  |  | Sell Rate | Sell Total |  |  |  |  | IB | [17 empty] | U_M_Sell | T_M_Sell | U_L_Sell | T_L_Sell | Total_Sell | T_M_Cost | T_L_Phr | Mat/Lab=1 |  |  | Sell Total
1 | No |  | Item: 4.3020000000001 | 316.31 | 316.31 | ISELL |  |  |  | mu_A | ITEM | [7 empty] | mu :1.23 | [8 empty] | 114.79 | 114.79 | 201.52 | 201.52 | 316.31 | 93.22 | 5.96 | 99.18 |  | 1 | 338.63
|  |  | 4 Light Points on integrated Presence Detector | [6 empty] | n
|  | h | [E25_0062_Quintano_Foods_Elec_ELV_As_Awarded.xlsx]Elec_Rates!$D$46 |  |  | RATE_AAA
1 | 2 | 2 | 004# Light point rate (Galvanised Conduit) | 4 Pt x One Detector |  | RTLT_002 | [9 empty] | 93.22 | 93.22 | 5.96 | 5.96 | [17 empty] | 1
[17 empty] | 0 |  | 0
d> | 0 |  |  |  |  | ICOST |  |  |  | mu_A | ITEM | [5 empty] | 93.22 |  | 5.96 | [17 empty] | d>
|  |  |  | Sell Rate | Sell Total |  |  |  |  | IB | [17 empty] | U_M_Sell | T_M_Sell | U_L_Sell | T_L_Sell | Total_Sell | T_M_Cost | T_L_Phr | Mat/Lab=1 |  |  | Sell Total
1 | No |  | Item: 4.3030000000001 | 948.93 | 948.93 | ISELL |  |  |  | mu_A | ITEM | [7 empty] | mu :1.23 | [8 empty] | 344.36 | 344.36 | 604.57 | 604.57 | 948.93 | 279.66 | 17.88 | 297.54 |  | 1 | 1015.88
|  |  | 12 Light Points on integrated Presence Detector | [6 empty] | n
|  | h | [E25_0062_Quintano_Foods_Elec_ELV_As_Awarded.xlsx]Elec_Rates!$D$46 |  |  | RATE_AAA
1 | 6 | 6 | 004# Light point rate (Galvanised Conduit) | 12 Pt x One Detector |  | RTLT_002 | [9 empty] | 279.66 | 279.66 | 17.88 | 17.88 | [17 empty] | 1
[17 empty] | 0 |  | 0
d> | 0 |  |  |  |  | ICOST |  |  |  | mu_A | ITEM | [5 empty] | 279.66 |  | 17.88 | [17 empty] | d>
|  |  |  | Sell Rate | Sell Total |  |  |  |  | IB | [17 empty] | U_M_Sell | T_M_Sell | U_L_Sell | T_L_Sell | Total_Sell | T_M_Cost | T_L_Phr | Mat/Lab=1 |  |  | Sell Total
1 | No |  | Item: 4.303a | 1186.16 | 1186.16 | ISELL |  |  |  | mu_A | ITEM | [7 empty] | mu :1.23 | [8 empty] | 430.45 | 430.45 | 755.71 | 755.71 | 1186.16 | 349.58 | 22.35 | 371.93 |  | 1 | 1015.88
|  |  | 15 Light Points on integrated Presence Detector | [6 empty] | n
|  | h | [E25_0062_Quintano_Foods_Elec_ELV_As_Awarded.xlsx]Elec_Rates!$D$46 |  |  | RATE_AAA
1 | 7.5 | 7.5 | 004# Light point rate (Galvanised Conduit) | 15 Pt x One Detector |  | RTLT_002 | [9 empty] | 349.575 | 349.575 | 22.35 | 22.35 | [17 empty] | 1
[17 empty] | 0 |  | 0
d> | 0 |  |  |  |  | ICOST |  |  |  | mu_A | ITEM | [5 empty] | 349.575 |  | 22.35 | [17 empty] | d>
|  |  |  | Sell Rate | Sell Total |  |  |  |  | IB | [17 empty] | U_M_Sell | T_M_Sell | U_L_Sell | T_L_Sell | Total_Sell | T_M_Cost | T_L_Phr | Mat/Lab=1 |  |  | Sell Total
1 | No |  | Item: 4.3040000000001 | 0 | 0 | ISELL |  |  |  | mu_A | ITEM |  |  |  |  | Omitted by consultant |  |  | 0.00 | [8 empty] | 0 | 0 | 0 | 0 | 0 | 0 | 0 | 0 |  | 1 | 1354.5
|  |  | 16 Light Points on integrated Presence Detector | [6 empty] | n
|  | h | [E25_0062_Quintano_Foods_Elec_ELV_As_Awarded.xlsx]Elec_Rates!$D$46 |  |  | RATE_AAA
0 | 8 | 0 | 004# Light point rate (Galvanised Conduit) | 16 Pt x One Detector |  | RTLT_002 | [9 empty] | 372.88 | 0 | 23.84 | 0 | [17 empty] | 1
[17 empty] | 0 |  | 0
d> | 0 |  |  |  |  | ICOST |  |  |  | mu_A | ITEM | [5 empty] | 0 |  | 0 | [17 empty] | d>
|  |  |  | Sell Rate | Sell Total |  |  |  |  | IB | [17 empty] | U_M_Sell | T_M_Sell | U_L_Sell | T_L_Sell | Total_Sell | T_M_Cost | T_L_Phr | Mat/Lab=1 |  |  | Sell Total
1 | No |  | Item: 4.3050000000001 | 316.31 | 316.31 | ISELL |  |  |  | mu_A | ITEM | [7 empty] | mu :1.23 | [8 empty] | 114.79 | 114.79 | 201.52 | 201.52 | 316.31 | 93.22 | 5.96 | 99.18 |  | 1 | 338.63
|  |  | 3 Light Points on Presence Detector | [6 empty] | n
|  | h | [E25_0062_Quintano_Foods_Elec_ELV_As_Awarded.xlsx]Elec_Rates!$D$46 |  |  | RATE_AAA
1 | 2 | 2 | 004# Light point rate (Galvanised Conduit) | 3 Pt x One Detector |  | RTLT_002 | [9 empty] | 93.22 | 93.22 | 5.96 | 5.96 | [17 empty] | 1
[17 empty] | 0 |  | 0
d> | 0 |  |  |  |  | ICOST |  |  |  | mu_A | ITEM | [5 empty] | 93.22 |  | 5.96 | [17 empty] | d>
|  |  |  | Sell Rate | Sell Total |  |  |  |  | IB | [17 empty] | U_M_Sell | T_M_Sell | U_L_Sell | T_L_Sell | Total_Sell | T_M_Cost | T_L_Phr | Mat/Lab=1 |  |  | Sell Total
4 | No |  | Item: 4.3060000000001 | 316.31 | 1265.24 | ISELL |  |  |  | mu_A | ITEM | [7 empty] | mu :1.23 | [8 empty] | 114.79 | 459.16 | 201.52 | 806.08 | 1265.24 | 372.88 | 23.84 | 1586.88 |  | 4 | 1354.52
|  |  | 2 Light Points on 2 Presence Detectors | [6 empty] | n
|  | h | [E25_0062_Quintano_Foods_Elec_ELV_As_Awarded.xlsx]Elec_Rates!$D$46 |  |  | RATE_AAA
4 | 2 | 8 | 004# Light point rate (Galvanised Conduit) | 2 Pt x Two Detectors |  | RTLT_002 | [9 empty] | 93.22 | 372.88 | 5.96 | 23.84 | [17 empty] | 4
[17 empty] | 0 |  | 0
d> | 0 |  |  |  |  | ICOST |  |  |  | mu_A | ITEM | [5 empty] | 372.88 |  | 23.84 | [17 empty] | d>
|  |  |  | Sell Rate | Sell Total |  |  |  |  | IB | [17 empty] | U_M_Sell | T_M_Sell | U_L_Sell | T_L_Sell | Total_Sell | T_M_Cost | T_L_Phr | Mat/Lab=1 |  |  | Sell Total
1 | No |  | Item: 4.3070000000001 | 474.46 | 474.46 | ISELL |  |  |  | mu_A | ITEM | [7 empty] | mu :1.23 | [8 empty] | 172.18 | 172.18 | 302.28 | 302.28 | 474.46 | 139.83 | 8.94 | 148.77 |  | 1 | 507.94
|  |  | 4 Light Points on 2 Presence Detectors | [6 empty] | n
|  | h | [E25_0062_Quintano_Foods_Elec_ELV_As_Awarded.xlsx]Elec_Rates!$D$46 |  |  | RATE_AAA
1 | 3 | 3 | 004# Light point rate (Galvanised Conduit) | 4 Pt x Two Detectors |  | RTLT_002 | [9 empty] | 139.83 | 139.83 | 8.94 | 8.94 | [17 empty] | 1
[17 empty] | 0 |  | 0
d> | 0 |  |  |  |  | ICOST |  |  |  | mu_A | ITEM | [5 empty] | 139.83 |  | 8.94 | [17 empty] | d>
|  |  |  | Sell Rate | Sell Total |  |  |  |  | IB | [17 empty] | U_M_Sell | T_M_Sell | U_L_Sell | T_L_Sell | Total_Sell | T_M_Cost | T_L_Phr | Mat/Lab=1 |  |  | Sell Total
1 | No |  | Item: 4.3080000000001 | 2609.55 | 2609.55 | ISELL |  |  |  | mu_A | ITEM | [7 empty] | mu :1.23 | [8 empty] | 946.98 | 946.98 | 1662.57 | 1662.57 | 2609.55 | 769.07 | 49.17 | 818.24 |  | 1 | 2793.66
|  |  | 24 Light Points on 9 Presence Detectors | [6 empty] | n
|  | h | [E25_0062_Quintano_Foods_Elec_ELV_As_Awarded.xlsx]Elec_Rates!$D$46 |  |  | RATE_AAA
1 | 16.5 | 16.5 | 004# Light point rate (Galvanised Conduit) | 24 Pt x Nine Detectors |  | RTLT_002 | [9 empty] | 769.065 | 769.065 | 49.17 | 49.17 | [17 empty] | 1
[17 empty] | 0 |  | 0
d> | 0 |  |  |  |  | ICOST |  |  |  | mu_A | ITEM | [5 empty] | 769.065 |  | 49.17 | [17 empty] | d>
|  |  |  | Sell Rate | Sell Total |  |  |  |  | IB | [17 empty] | U_M_Sell | T_M_Sell | U_L_Sell | T_L_Sell | Total_Sell | T_M_Cost | T_L_Phr | Mat/Lab=1 |  |  | Sell Total
1 | No |  | Item: 4.3090000000001 | 237.23 | 237.23 | ISELL |  |  |  | mu_A | ITEM | [7 empty] | mu :1.23 | [8 empty] | 86.09 | 86.09 | 151.14 | 151.14 | 237.23 | 69.92 | 4.47 | 74.39 |  | 1 | 253.97
|  |  | 2 Light Points on 1 Presence Detector (staircase A - Basement Lev to Lev 0) | [6 empty] | n
|  | h | [E25_0062_Quintano_Foods_Elec_ELV_As_Awarded.xlsx]Elec_Rates!$D$46 |  |  | RATE_AAA
1 | 1.5 | 1.5 | 004# Light point rate (Galvanised Conduit) | 2 Pt x One Detector |  | RTLT_002 | [9 empty] | 69.915 | 69.915 | 4.47 | 4.47 | [17 empty] | 1
[17 empty] | 0 |  | 0
d> | 0 |  |  |  |  | ICOST |  |  |  | mu_A | ITEM | [5 empty] | 69.915 |  | 4.47 | [17 empty] | d>
|  |  |  | Sell Rate | Sell Total |  |  |  |  | IB | [17 empty] | U_M_Sell | T_M_Sell | U_L_Sell | T_L_Sell | Total_Sell | T_M_Cost | T_L_Phr | Mat/Lab=1 |  |  | Sell Total
1 | No |  | Item: 4.3100000000001 | 474.46 | 474.46 | ISELL |  |  |  | mu_A | ITEM | [7 empty] | mu :1.23 | [8 empty] | 172.18 | 172.18 | 302.28 | 302.28 | 474.46 | 139.83 | 8.94 | 148.77 |  | 1 | 507.94
|  |  | 4 Light Points on 2 Presence Detectors (staircase B - Basement Lev to Lev 0) | [6 empty] | n
|  | h | [E25_0062_Quintano_Foods_Elec_ELV_As_Awarded.xlsx]Elec_Rates!$D$46 |  |  | RATE_AAA
1 | 3 | 3 | 004# Light point rate (Galvanised Conduit) | 4 Pt x Two Detectors |  | RTLT_002 | [9 empty] | 139.83 | 139.83 | 8.94 | 8.94 | [17 empty] | 1
[17 empty] | 0 |  | 0
d> | 0 |  |  |  |  | ICOST |  |  |  | mu_A | ITEM | [5 empty] | 139.83 |  | 8.94 | [17 empty] | d>
|  |  |  | Sell Rate | Sell Total |  |  |  |  | IB | [17 empty] | U_M_Sell | T_M_Sell | U_L_Sell | T_L_Sell | Total_Sell | T_M_Cost | T_L_Phr | Mat/Lab=1 |  |  | Sell Total
1 | No |  | Item: 4.3110000000001 | 474.46 | 474.46 | ISELL |  |  |  | mu_A | ITEM | [7 empty] | mu :1.23 | [8 empty] | 172.18 | 172.18 | 302.28 | 302.28 | 474.46 | 139.83 | 8.94 | 148.77 |  | 1 | 507.94
|  |  | 4 Light Points on 2 Presence Detectors (staircase C - Basement Lev to Lev 0) | [6 empty] | n
|  | h | [E25_0062_Quintano_Foods_Elec_ELV_As_Awarded.xlsx]Elec_Rates!$D$46 |  |  | RATE_AAA
1 | 3 | 3 | 004# Light point rate (Galvanised Conduit) | 4 Pt x Two Detectors |  | RTLT_002 | [9 empty] | 139.83 | 139.83 | 8.94 | 8.94 | [17 empty] | 1
[17 empty] | 0 |  | 0
d> | 0 |  |  |  |  | ICOST |  |  |  | mu_A | ITEM | [5 empty] | 139.83 |  | 8.94 | [17 empty] | d>
|  |  |  | Sell Rate | Sell Total |  |  |  |  | IB | [17 empty] | U_M_Sell | T_M_Sell | U_L_Sell | T_L_Sell | Total_Sell | T_M_Cost | T_L_Phr | Mat/Lab=1 |  |  | Sell Total
38 | No |  | Item: 4.3120000000001 | 0 | 0 | ISELL |  |  |  | mu_A | ITEM |  |  |  |  | Included |  |  | 0.00 | [8 empty] | 0 | 0 | 0 | 0 | 0 | 0 | 0 | 0 |  | 37 | 0
|  |  | Additional wiring for voltage sensing/battery charging for fittings with power pack. | [6 empty] | n
|  |  | INCLUDED | [13 empty] | 0 |  | 0
[17 empty] | 0 |  | 0
d> | 0 |  |  |  |  | ICOST |  |  |  | mu_A | ITEM | [5 empty] | 0 |  | 0 | [17 empty] | d>
|  |  |  | Sell Rate | Sell Total |  |  |  |  | IB | [17 empty] | U_M_Sell | T_M_Sell | U_L_Sell | T_L_Sell | Total_Sell | T_M_Cost | T_L_Phr | Mat/Lab=1 |  |  | Sell Total
10 | No |  | Item: 4.3130000000001 | 151.94 | 1519.4 | ISELL |  |  |  | mu_A | ITEM | [7 empty] | mu :1.23 | [8 empty] | 54.89 | 548.9 | 97.05 | 970.5 | 1519.4 | 445.8 | 28.7 | 4745 |  | 10 | 1624.2
|  |  | Maintained Emergency light points | [6 empty] | n
|  | h | [E25_0062_Quintano_Foods_Elec_ELV_As_Awarded.xlsx]Elec_Rates!$D$103 |  |  | RATE_AAA
10 | 1 | 10 | 008# Maintained Emergency Light point rate (Galvanised Conduit) |  | Local Rate | RTLO_001 | [9 empty] | 44.58 | 445.8 | 2.87 | 28.7 | [17 empty] | 10 | Local Rate
[17 empty] | 0 |  | 0
d> | 0 |  |  |  |  | ICOST |  |  |  | mu_A | ITEM | [5 empty] | 445.8 |  | 28.7 | [17 empty] | d>
TB
t
Supply, install and connect of the following:
|  |  |  | Sell Rate | Sell Total |  |  |  |  | IB | [17 empty] | U_M_Sell | T_M_Sell | U_L_Sell | T_L_Sell | Total_Sell | T_M_Cost | T_L_Phr | Mat/Lab=1 |  |  | Sell Total
2 | No |  | Item: 4.3140000000001 | 48.45 | 96.9 | ISELL |  |  |  | mu_A | ITEM | [7 empty] | mu :1.23 | [8 empty] | 31.55 | 63.1 | 16.9 | 33.8 | 96.9 | 51.24 | 1 | 104.48 |  | 2 | 100.28
|  |  | 25A 1-Phase Isolator | [6 empty] | n
|  | h | [E25_0062_Quintano_Foods_Elec_ELV_As_Awarded.xlsx]Elec_Rates!$D$192 |  |  | RATE_AAA
2 | 1 | 2 | 018# 1-Phase 25/32A Isolator |  | Local Rate(A) | RTLO_001 | [9 empty] | 25.62 | 51.24 | 0.5 | 1 | [17 empty] | 2 | Local Rate(A)
[17 empty] | 0 |  | 0
d> | 0 |  |  |  |  | ICOST |  |  |  | mu_A | ITEM | [5 empty] | 51.24 |  | 1 | [17 empty] | d>
|  |  |  | Sell Rate | Sell Total |  |  |  |  | IB | [17 empty] | U_M_Sell | T_M_Sell | U_L_Sell | T_L_Sell | Total_Sell | T_M_Cost | T_L_Phr | Mat/Lab=1 |  |  | Sell Total
2 | No |  | Item: 4.31500000000011 | 47.62 | 95.24 | ISELL |  |  |  | mu_A | ITEM | [7 empty] | mu :1.23 | [8 empty] | 38.49 | 76.98 | 9.13 | 18.26 | 95.24 | 62.52 | 0.54 | 126.12 |  | 2 | 97.28
|  |  | 16A 1-Phase Industrial Socket Outlet | [6 empty] | n
|  | h | [E25_0062_Quintano_Foods_Elec_ELV_As_Awarded.xlsx]Elec_Rates!$D$156 |  |  | RATE_AAA
2 | 1 | 2 | 014# 3Pin 16Amp IP67 Unswitched Socket outlet |  | Local Rate | RTLO_002 | [9 empty] | 31.26 | 62.52 | 0.27 | 0.54 | [17 empty] | 2 | Local Rate
[17 empty] | 0 |  | 0
d> | 0 |  |  |  |  | ICOST |  |  |  | mu_A | ITEM | [5 empty] | 62.52 |  | 0.54 | [17 empty] | d>
|  |  |  | Sell Rate | Sell Total |  |  |  |  | IB | [17 empty] | U_M_Sell | T_M_Sell | U_L_Sell | T_L_Sell | Total_Sell | T_M_Cost | T_L_Phr | Mat/Lab=1 |  |  | Sell Total
1 | No |  | Item: 4.31600000000011 | 47.62 | 47.62 | ISELL |  |  |  | mu_A | ITEM | [7 empty] | mu :1.23 | [8 empty] | 38.49 | 38.49 | 9.13 | 9.13 | 47.62 | 31.26 | 0.27 | 31.53 |  | 1 | 48.64
|  |  | 16A 1-Phase Industrial Socket Outlet c/w Rotary Switch | [6 empty] | n
|  | h | [E25_0062_Quintano_Foods_Elec_ELV_As_Awarded.xlsx]Elec_Rates!$D$165 |  |  | RATE_AAA
1 | 1 | 1 | 015# 3Pin 16Amp IP67 Interlocked Socket outlet |  | Local Rate | RTLO_002 | [9 empty] | 31.26 | 31.26 | 0.27 | 0.27 | [17 empty] | 1 | Local Rate
[17 empty] | 0 |  | 0
d> | 0 |  |  |  |  | ICOST |  |  |  | mu_A | ITEM | [5 empty] | 31.26 |  | 0.27 | [17 empty] | d>
|  |  |  | Sell Rate | Sell Total |  |  |  |  | IB | [17 empty] | U_M_Sell | T_M_Sell | U_L_Sell | T_L_Sell | Total_Sell | T_M_Cost | T_L_Phr | Mat/Lab=1 |  |  | Sell Total
1 | L.S. |  | Item: 4.31700000000011 | 2400.14 | 2400.14 | ISELL |  |  |  | mu_A | ITEM | [7 empty] | mu :1.23 | [8 empty] | 1477.76 | 1477.76 | 922.38 | 922.38 | 2400.14 | 1200.12 | 27.28 | 1227.4 |  | 1 | 2502.62
Supply, install and connect emergency shut-off system c/w power supplies, control cabling, interfaces to fire alarm system, contactors, emergency shut-off buttons (qty 2) etc for a complete system. Emergency shut-off buttons shall be interfaced to distribution board DB-EV such that in case of emergency the Power supply will automatically disconnect. The system shall include all the galvanised conduits, wiring, control cabling etc. for a complete installation.
|  |  | Control panel near Distribution Board DB-EV | [13 empty] | 0 |  | 0
1 | No |  | Control Transformer 230V/24V 50VA |  |  | CPAN_028 | 570 | (__) | [5 empty] | 2 | 2005-03-01 | 50 | 50 |  | 0 | [17 empty] | 1
1 | m |  | Din Rail |  |  | CPAN_034 | 570 | MISC | [5 empty] | 2 | 1995-01-01 | 8.22 | 8.22 |  | 0 | [17 empty] | 1
1 | No |  | Enclosure Metal IP55 500*405*200 |  |  | CPAN_227 | 570 | GEWISS | GW46406 |  |  |  |  | 2 | 2004-12-14 | 70 | 70 |  | 0 | [17 empty] | 1
1 | No |  | Filament Lamps 24V |  |  | CPAN_186 | 570 | KM | [5 empty] | 2 | 2004-04-27 | 3 | 3 |  | 0 | [17 empty] | 1
1 | No |  | Fuse 2A |  |  | CPAN_146 | 570 | GEWISS | 72111 |  |  |  |  | 2 | 2004-03-08 | 0.77 | 0.77 |  | 0 | [17 empty] | 1
1 | No |  | Fuse 6A |  |  | CPAN_268 | 570 | GW | 72113 |  |  |  |  | 2 | 2005-05-27 | 0.7 | 0.7 |  | 0 | [17 empty] | 1
1 | No |  | Fuse holder 20A size 8.5 x 31.5mm |  |  | CPAN_145 | 570 | GEWISS | 96206 |  |  |  |  | 2 | 2004-03-08 | 3.21 | 3.21 |  | 0 | [17 empty] | 1
1 | No |  | Indicator Lamp Green |  |  | CPAN_043 | 570 | KM | RL-GN/FR |  |  |  |  | 2 | 2000-12-20 | 14.56 | 14.56 |  | 0 | [17 empty] | 1
1 | No |  | Indicator Lamp Red |  |  | CPAN_044 | 570 | KM | RL-RT/FR |  |  |  |  | 2 | 2000-12-20 | 14.56 | 14.56 |  | 0 | [17 empty] | 1
1 | No |  | Selector Switch 3 position |  |  | CPAN_217 | 570 | G.E. | AG P9MSVZON |  |  |  |  | 2 | 2004-11-22 | 6.96 | 6.96 |  | 0 | [17 empty] | 1
1 | No |  | Spiral Cable Wrap |  |  | CPAN_253 | 570 | (__) | [5 empty] | 2 | 2005-03-02 | 1 | 1 |  | 0 | [17 empty] | 1
1 | No |  | Terminal Block End Caps 2.5mm |  |  | CPAN_155 | 570 | (__) | [5 empty] | 2 |  | 0.23 | 0.23 |  | 0 | [17 empty] | 1
2 | No |  | Relay 1n/c 3n/o |  |  | CPAN_112 | 570 | KM | DILER-31 |  |  |  |  | 2 | 2000-12-20 | 25 | 50 |  | 0 | [17 empty] | 2
3 | No |  | Text Holder |  |  | CPAN_278 | 570 | (__) | [5 empty] | 2 | 2006-01-20 | 0.35 | 1.05 |  | 0 | [17 empty] | 3
10 | No |  | Terminal Block 2.5mm2 |  |  | CPAN_153 | 570 | (__) | [5 empty] | 2 |  | 0.7 | 7 |  | 0 | [17 empty] | 10
1 | No |  | Control Panel 1 |  | Assembly - Technician | CPAN_259 | 570 | (__) | [5 empty] | 2 | 2005-04-01 | 423.44 | 423.44 |  | 0 | [17 empty] | 1 | Assembly - Technician
1 | No |  | Control Panel 1 |  | Installation | CPAN_259 | 570 | (__) | [5 empty] | 2 | 2005-04-01 |  | 0 | 4 | 3.6 | NoMat? | [16 empty] | 1 | Installation
1 | No |  | Erection Material |  |  | EMAT_063 | 501 | (__) |  | 01-002 |  |  |  | 1 |  | 10 | 10 |  | 0 | [17 empty] | 1
|  |  | Emergency Stop push buttons - 2no. | [13 empty] | 0 |  | 0
2 | No |  | Emergency stop switch, 2P c/w mushroom head & IP55 enclosure |  |  | CPAN_250 | 570 | Moeller | RPV/KC/1 |  |  |  |  | 2 | 2005-02-17 | 50 | 100 | 0.25 | 0.45 | [17 empty] | 2
4 | No |  | Screw Wood S6 |  |  | CONS_035 | 875 | (__) |  | 02-008 |  |  |  | 1 | 1994-12-01 | 0.02 | 0.08 |  | 0 | [17 empty] | 4
4 | No |  | Rawl Plug S6 |  |  | CONS_030 | 875 | (__) |  | 02-009 |  |  |  | 1 | 1994-12-01 | 0.02 | 0.08 |  | 0 | [17 empty] | 4
90 | m |  | Indoor Screened !E Cable 1.5mm |  |  | CASP_075 | 617 | (__) | [5 empty] | 2 | 2004-11-24 | 1.5 | 135 | 0.07 | 5.67 | [17 empty] | 90
75 | m |  | Conduit Galv. 25mm RATE |  |  | COGV_013 | 690 | BAR | 25mm |  |  |  |  | 1 | 1994-12-01 | 3.8 | 285 | 0.25 | 16.875 | [17 empty] | 75
Connecting up to DB-EV
2 | m |  | Conduit Galv. 20mm RATE |  |  | COGV_011 | 690 | BAR | 20mm |  |  |  |  | 1 | 1994-12-01 | 3.03 | 6.06 | 0.2 | 0.36 | [17 empty] | 2
10 | m |  | Wiring Cable 1c 1.5 mm2 PVC Non-Arm |  | LSZH | CASC_017 | 615 | CRO |  | 02-002 |  |  |  | 2 | 2006-09-28 | 0.19 | 1.9 | 0.015 | 0.135 | [17 empty] | 10 | LSZH
Connecting up to Fire alarm interface
3 | m |  | Fire Resistant Cable CWZ 2c+E 1.5 mm2 |  |  | CASP_014 | 617 | (__) | [5 empty] | 2 | 2011-08-12 | 1.5 | 4.5 | 0.07 | 0.189 | [17 empty] | 3
10 | No |  | Fire Resistant Cable Clips |  |  | CASP_013 | 617 | (__) | [5 empty] | 2 | 2011-08-12 | 0.19 | 1.9 |  | 0 | [17 empty] | 10
10 | No |  | Screw Wood S6 |  |  | CONS_035 | 875 | (__) |  | 02-008 |  |  |  | 1 | 1994-12-01 | 0.02 | 0.2 |  | 0 | [17 empty] | 10
10 | No |  | Rawl Plug S6 |  |  | CONS_030 | 875 | (__) |  | 02-009 |  |  |  | 1 | 1994-12-01 | 0.02 | 0.2 |  | 0 | [17 empty] | 10
2 | No |  | Gland 20 A2 PVC |  |  | CAAC_027 | 620 | (__) | [5 empty] | 2 | 1997-01-01 | 0.25 | 0.5 |  | 0 | [17 empty] | 2
[17 empty] | 0 |  | 0
d> | 0 |  |  |  |  | ICOST |  |  |  | mu_A | ITEM | [5 empty] | 1200.12 |  | 27.279 | [17 empty] | d>
|  |  |  | Sell Rate | Sell Total |  |  |  |  | IB | [17 empty] | U_M_Sell | T_M_Sell | U_L_Sell | T_L_Sell | Total_Sell | T_M_Cost | T_L_Phr | Mat/Lab=1 |  |  | Sell Total
21 | No |  | Item: 4.31800000000011 | 30.09 | 631.89 | ISELL |  |  |  | mu_A | ITEM | [7 empty] | mu :1.23 | [8 empty] | 14.87 | 312.27 | 15.22 | 319.62 | 631.89 | 253.68 | 9.45 | 5525.73 |  | 21 | 667.38
|  |  | 360° Presence Detector | [6 empty] | n
21 | No |  | Movement detector (Surface Mounted) |  | Calleja - ST700C | WACC_165 | 705 | (__) | [5 empty] | 3 |  | 12 | 252 | 0.5 | 9.45 | [17 empty] | 21 | Calleja - ST700C
42 | No |  | Screw Wood S6 |  |  | CONS_035 | 875 | (__) |  | 02-008 |  |  |  | 1 | 1994-12-01 | 0.02 | 0.84 |  | 0 | [17 empty] | 42
42 | No |  | Rawl Plug S6 |  |  | CONS_030 | 875 | (__) |  | 02-009 |  |  |  | 1 | 1994-12-01 | 0.02 | 0.84 |  | 0 | [17 empty] | 42
[17 empty] | 0 |  | 0
d> | 0 |  |  |  |  | ICOST |  |  |  | mu_A | ITEM | [5 empty] | 253.68 |  | 9.45 | [17 empty] | d>
TB
t
Wiring from distribution board using LSZH cable enclosed in galvanised trunking and galvanised conduit surface mounted including the supply of all LSZH cable and metal clad wiring accessories etc. for a complete installation.
TB
t
From Distribution Board DB-EV (Basement Level)
|  |  |  | Sell Rate | Sell Total |  |  |  |  | IB | [17 empty] | U_M_Sell | T_M_Sell | U_L_Sell | T_L_Sell | Total_Sell | T_M_Cost | T_L_Phr | Mat/Lab=1 |  |  | Sell Total
10 | No |  | Item: 4.31900000000011 | 432.03 | 4320.3 | ISELL |  |  |  | mu_A | ITEM |  |  |  |  | From DB-EV |  |  | mu :1.23 | [8 empty] | 194.82 | 1948.2 | 237.21 | 2372.1 | 4320.3 | 1582.15 | 70.16 | 16523.1 |  | 10 | 4583.9
|  |  | Twin socket outlet (3 x 6mm2 LSZH) | [6 empty] | n
200 | m | 225 | Conduit Galv. 25mm RATE |  |  | COGV_013 | 690 | BAR | 25mm |  |  |  |  | 1 | 1994-12-01 | 3.8 | 760 | 0.25 | 45 | [17 empty] | 200
1050 | m | 1170 | Wiring Cable 1c 6.0 mm2 PVC Non-Arm |  | LSZH | CASC_020 | 615 | CRO |  | 02-005 |  |  |  | 2 | 2006-09-28 | 0.703 | 738.15 | 0.025 | 23.625 | [17 empty] | 1050 | LSZH
10 | No | 10 | MC Socket Twin 13A | ESS | SC-CL036 | WACC_025 | 705 | CONT | 3356 |  |  |  |  | 3 | 1994-12-01 | 8.4 | 84 | 0.17 | 1.53 | [17 empty] | 10 | SC-CL036
[17 empty] | 0 |  | 0
d> | 0 |  |  |  |  | ICOST |  |  |  | mu_A | ITEM | [5 empty] | 1582.15 |  | 70.155 | [17 empty] | d>
TB
t
Wiring from distribution board using LSZH cable enclosed in galvanised trunking and galvanised conduit surface mounted including the supply of all LSZH cable and metal clad wiring accessories etc. for a complete installation.
TB
t
From Distribution Board DB-LA2 (Level 0)
|  |  |  | Sell Rate | Sell Total |  |  |  |  | IB | [17 empty] | U_M_Sell | T_M_Sell | U_L_Sell | T_L_Sell | Total_Sell | T_M_Cost | T_L_Phr | Mat/Lab=1 |  |  | Sell Total
2 | No |  | Item: 4.32000000000011 | 208.63 | 417.26 | ISELL |  |  |  | mu_A | ITEM | [7 empty] | mu :1.23 | [8 empty] | 91.64 | 183.28 | 116.99 | 233.98 | 417.26 | 148.84 | 6.92 | 311.52 |  | 2 | 442.96
|  |  | 1-Phase Isolator (excl. supply of Isolator) | [6 empty] | n
|  | h | [E25_0062_Quintano_Foods_Elec_ELV_As_Awarded.xlsx]Elec_Rates!$D$134 |  |  | RATE_AAA
2 | 1 | 2 | 012# Single phase isolator / socket outlet point Galvanised conduit |  | Local Rate | RTLO_001 | [9 empty] | 74.42 | 148.84 | 3.46 | 6.92 | [17 empty] | 2 | Local Rate
[17 empty] | 0 |  | 0
d> | 0 |  |  |  |  | ICOST |  |  |  | mu_A | ITEM | [5 empty] | 148.84 |  | 6.92 | [17 empty] | d>
TB
t
Supply, install and connect of the following:
|  |  |  | Sell Rate | Sell Total |  |  |  |  | IB | [17 empty] | U_M_Sell | T_M_Sell | U_L_Sell | T_L_Sell | Total_Sell | T_M_Cost | T_L_Phr | Mat/Lab=1 |  |  | Sell Total
2 | No |  | Item: 4.32100000000011 | 48.45 | 96.9 | ISELL |  |  |  | mu_A | ITEM | [7 empty] | mu :1.23 | [8 empty] | 31.55 | 63.1 | 16.9 | 33.8 | 96.9 | 51.24 | 1 | 104.48 |  | 2 | 100.28
|  |  | 25A 1-Phase Isolator | [6 empty] | n
|  | h | [E25_0062_Quintano_Foods_Elec_ELV_As_Awarded.xlsx]Elec_Rates!$D$192 |  |  | RATE_AAA
2 | 1 | 2 | 018# 1-Phase 25/32A Isolator |  | Local Rate(A) | RTLO_001 | [9 empty] | 25.62 | 51.24 | 0.5 | 1 | [17 empty] | 2 | Local Rate(A)
[17 empty] | 0 |  | 0
d> | 0 |  |  |  |  | ICOST |  |  |  | mu_A | ITEM | [5 empty] | 51.24 |  | 1 | [17 empty] | d>
TB
t
Wiring from distribution board using LSZH cable enclosed in galvanised trunking and galvanised conduit surface mounted including the supply of all LSZH cable and metal clad wiring accessories etc. for a complete installation.
TB
t
From Distribution Board DB-B1P (Basement Level)
|  |  |  | Sell Rate | Sell Total |  |  |  |  | IB | [17 empty] | U_M_Sell | T_M_Sell | U_L_Sell | T_L_Sell | Total_Sell | T_M_Cost | T_L_Phr | Mat/Lab=1 |  |  | Sell Total
2 | No |  | Item: 4.32200000000011 | 196.52 | 393.04 | ISELL |  |  |  | mu_A | ITEM | [7 empty] | mu :1.23 | [8 empty] | 89.24 | 178.48 | 107.28 | 214.56 | 393.04 | 144.94 | 6.35 | 302.58 |  | 2 | 416.52
|  |  | Twin socket outlet | [6 empty] | n
|  | h | [E25_0062_Quintano_Foods_Elec_ELV_As_Awarded.xlsx]Elec_Rates!$D$112 |  |  | RATE_AAA
2 | 1 | 2 | 009# Power points rate (Galvanised conduit) |  | Local Rate | RTLO_002 | [9 empty] | 64.07 | 128.14 | 3.02 | 6.04 | [17 empty] | 2 | Local Rate
2 | No |  | MC Socket Twin 13A | ESS | SC-CL036 | WACC_025 | 705 | CONT | 3356 |  |  |  |  | 3 | 1994-12-01 | 8.4 | 16.8 | 0.17 | 0.306 | [17 empty] | 2 | SC-CL036
[17 empty] | 0 |  | 0
d> | 0 |  |  |  |  | ICOST |  |  |  | mu_A | ITEM | [5 empty] | 144.94 |  | 6.346 | [17 empty] | d>
SB | [36 empty] | SB
| -0.031801 |  | PAGE: 18 |  | 32806.25 | [5 empty] | PAGE | [5 empty] | 12570.675 |  | 512.454 | [18 empty] | 34843.24
| Discy: |  |  |  | PAGE SELL | [11 empty] | PAGE MAT |  | PAGE LAB | [18 empty] | PAGE SELL
TB
t
Wiring from distribution board using LSZH cable enclosed in galvanised trunking and galvanised conduit surface mounted including the supply of all LSZH cable and metal clad wiring accessories etc. for a complete installation.
TB
t
From Distribution Board DB-B1L (Basement Level - Level 0)
|  |  |  | Sell Rate | Sell Total |  |  |  |  | IB | [17 empty] | U_M_Sell | T_M_Sell | U_L_Sell | T_L_Sell | Total_Sell | T_M_Cost | T_L_Phr | Mat/Lab=1 |  |  | Sell Total
11 | No |  | Item: 4.32300000000011 | 196.52 | 2161.72 | ISELL |  |  |  | mu_A | ITEM | [7 empty] | mu :1.23 | [8 empty] | 89.24 | 981.64 | 107.28 | 1180.08 | 2161.72 | 797.17 | 34.9 | 9152.77 |  | 11 | 2290.86
|  |  | Twin socket outlet | [6 empty] | n
|  | h | [E25_0062_Quintano_Foods_Elec_ELV_As_Awarded.xlsx]Elec_Rates!$D$112 |  |  | RATE_AAA
11 | 1 | 11 | 009# Power points rate (Galvanised conduit) |  | Local Rate | RTLO_002 | [9 empty] | 64.07 | 704.77 | 3.02 | 33.22 | [17 empty] | 11 | Local Rate
11 | No |  | MC Socket Twin 13A | ESS | SC-CL036 | WACC_025 | 705 | CONT | 3356 |  |  |  |  | 3 | 1994-12-01 | 8.4 | 92.4 | 0.17 | 1.683 | [17 empty] | 11 | SC-CL036
[17 empty] | 0 |  | 0
d> | 0 |  |  |  |  | ICOST |  |  |  | mu_A | ITEM | [5 empty] | 797.17 |  | 34.903 | [17 empty] | d>
|  |  |  | Sell Rate | Sell Total |  |  |  |  | IB | [17 empty] | U_M_Sell | T_M_Sell | U_L_Sell | T_L_Sell | Total_Sell | T_M_Cost | T_L_Phr | Mat/Lab=1 |  |  | Sell Total
2 | No |  | Item: 4.32400000000011 | 208.63 | 417.26 | ISELL |  |  |  | mu_A | ITEM | [7 empty] | mu :1.23 | [8 empty] | 91.64 | 183.28 | 116.99 | 233.98 | 417.26 | 148.84 | 6.92 | 311.52 |  | 2 | 442.96
|  |  | 1-Phase Isolator (excl. supply of Isolator) | [6 empty] | n
|  | h | [E25_0062_Quintano_Foods_Elec_ELV_As_Awarded.xlsx]Elec_Rates!$D$134 |  |  | RATE_AAA
2 | 1 | 2 | 012# Single phase isolator / socket outlet point Galvanised conduit |  | Local Rate | RTLO_001 | [9 empty] | 74.42 | 148.84 | 3.46 | 6.92 | [17 empty] | 2 | Local Rate
[17 empty] | 0 |  | 0
d> | 0 |  |  |  |  | ICOST |  |  |  | mu_A | ITEM | [5 empty] | 148.84 |  | 6.92 | [17 empty] | d>
|  |  |  | Sell Rate | Sell Total |  |  |  |  | IB | [17 empty] | U_M_Sell | T_M_Sell | U_L_Sell | T_L_Sell | Total_Sell | T_M_Cost | T_L_Phr | Mat/Lab=1 |  |  | Sell Total
2 | No |  | Item: 4.32500000000011 | 208.63 | 417.26 | ISELL |  |  |  | mu_A | ITEM | [7 empty] | mu :1.23 | [8 empty] | 91.64 | 183.28 | 116.99 | 233.98 | 417.26 | 148.84 | 6.92 | 311.52 |  | 2 | 442.96
|  |  | 1-Phase Industrial Socket Outlet (excl. supply of socket) | [6 empty] | n
|  | h | [E25_0062_Quintano_Foods_Elec_ELV_As_Awarded.xlsx]Elec_Rates!$D$134 |  |  | RATE_AAA
2 | 1 | 2 | 012# Single phase isolator / socket outlet point Galvanised conduit |  | Local Rate | RTLO_001 | [9 empty] | 74.42 | 148.84 | 3.46 | 6.92 | [17 empty] | 2 | Local Rate
[17 empty] | 0 |  | 0
d> | 0 |  |  |  |  | ICOST |  |  |  | mu_A | ITEM | [5 empty] | 148.84 |  | 6.92 | [17 empty] | d>
|  |  |  | Sell Rate | Sell Total |  |  |  |  | IB | [17 empty] | U_M_Sell | T_M_Sell | U_L_Sell | T_L_Sell | Total_Sell | T_M_Cost | T_L_Phr | Mat/Lab=1 |  |  | Sell Total
1 | No |  | Item: 4.32600000000011 | 158.15 | 158.15 | ISELL |  |  |  | mu_A | ITEM | [7 empty] | mu :1.23 | [8 empty] | 57.39 | 57.39 | 100.76 | 100.76 | 158.15 | 46.61 | 2.98 | 49.59 |  | 1 | 169.31
|  |  | 1 Light Point on 1 Switch | [6 empty] | n
|  | h | [E25_0062_Quintano_Foods_Elec_ELV_As_Awarded.xlsx]Elec_Rates!$D$46 |  |  | RATE_AAA
1 | 1 | 1 | 004# Light point rate (Galvanised Conduit) | 1 Pt x 1 Switch |  | RTLT_002 | [9 empty] | 46.61 | 46.61 | 2.98 | 2.98 | [17 empty] | 1
[17 empty] | 0 |  | 0
d> | 0 |  |  |  |  | ICOST |  |  |  | mu_A | ITEM | [5 empty] | 46.61 |  | 2.98 | [17 empty] | d>
|  |  |  | Sell Rate | Sell Total |  |  |  |  | IB | [17 empty] | U_M_Sell | T_M_Sell | U_L_Sell | T_L_Sell | Total_Sell | T_M_Cost | T_L_Phr | Mat/Lab=1 |  |  | Sell Total
1 | No |  | Item: 4.32700000000011 | 237.23 | 237.23 | ISELL |  |  |  | mu_A | ITEM | [7 empty] | mu :1.23 | [8 empty] | 86.09 | 86.09 | 151.14 | 151.14 | 237.23 | 69.92 | 4.47 | 74.39 |  | 1 | 253.97
|  |  | 2 Light Points on 1 Switch | [6 empty] | n
|  | h | [E25_0062_Quintano_Foods_Elec_ELV_As_Awarded.xlsx]Elec_Rates!$D$46 |  |  | RATE_AAA
1 | 1.5 | 1.5 | 004# Light point rate (Galvanised Conduit) | 2 Pt x 1 Switch |  | RTLT_002 | [9 empty] | 69.915 | 69.915 | 4.47 | 4.47 | [17 empty] | 1
[17 empty] | 0 |  | 0
d> | 0 |  |  |  |  | ICOST |  |  |  | mu_A | ITEM | [5 empty] | 69.915 |  | 4.47 | [17 empty] | d>
|  |  |  | Sell Rate | Sell Total |  |  |  |  | IB | [17 empty] | U_M_Sell | T_M_Sell | U_L_Sell | T_L_Sell | Total_Sell | T_M_Cost | T_L_Phr | Mat/Lab=1 |  |  | Sell Total
1 | No |  | Item: 4.32800000000011 | 316.31 | 316.31 | ISELL |  |  |  | mu_A | ITEM | [7 empty] | mu :1.23 | [8 empty] | 114.79 | 114.79 | 201.52 | 201.52 | 316.31 | 93.22 | 5.96 | 99.18 |  | 1 | 338.63
|  |  | 3 Light Points on 1 Switch | [6 empty] | n
|  | h | [E25_0062_Quintano_Foods_Elec_ELV_As_Awarded.xlsx]Elec_Rates!$D$46 |  |  | RATE_AAA
1 | 2 | 2 | 004# Light point rate (Galvanised Conduit) | 3 Pt x 1 Switch |  | RTLT_002 | [9 empty] | 93.22 | 93.22 | 5.96 | 5.96 | [17 empty] | 1
[17 empty] | 0 |  | 0
d> | 0 |  |  |  |  | ICOST |  |  |  | mu_A | ITEM | [5 empty] | 93.22 |  | 5.96 | [17 empty] | d>
|  |  |  | Sell Rate | Sell Total |  |  |  |  | IB | [17 empty] | U_M_Sell | T_M_Sell | U_L_Sell | T_L_Sell | Total_Sell | T_M_Cost | T_L_Phr | Mat/Lab=1 |  |  | Sell Total
1 | No |  | Item: 4.32900000000011 | 553.54 | 553.54 | ISELL |  |  |  | mu_A | ITEM | [7 empty] | mu :1.23 | [8 empty] | 200.88 | 200.88 | 352.66 | 352.66 | 553.54 | 163.14 | 10.43 | 173.57 |  | 1 | 592.6
|  |  | 6 Light Points on 1 Switch | [6 empty] | n
|  | h | [E25_0062_Quintano_Foods_Elec_ELV_As_Awarded.xlsx]Elec_Rates!$D$46 |  |  | RATE_AAA
1 | 3.5 | 3.5 | 004# Light point rate (Galvanised Conduit) | 6 Pt x 1 Switch |  | RTLT_002 | [9 empty] | 163.135 | 163.135 | 10.43 | 10.43 | [17 empty] | 1
[17 empty] | 0 |  | 0
d> | 0 |  |  |  |  | ICOST |  |  |  | mu_A | ITEM | [5 empty] | 163.135 |  | 10.43 | [17 empty] | d>
|  |  |  | Sell Rate | Sell Total |  |  |  |  | IB | [17 empty] | U_M_Sell | T_M_Sell | U_L_Sell | T_L_Sell | Total_Sell | T_M_Cost | T_L_Phr | Mat/Lab=1 |  |  | Sell Total
1 | No |  | Item: 4.33000000000011 | 158.15 | 158.15 | ISELL |  |  |  | mu_A | ITEM | [7 empty] | mu :1.23 | [8 empty] | 57.39 | 57.39 | 100.76 | 100.76 | 158.15 | 46.61 | 2.98 | 49.59 |  | 1 | 169.31
|  |  | 1 Light Point on Presence Detector | [6 empty] | n
|  | h | [E25_0062_Quintano_Foods_Elec_ELV_As_Awarded.xlsx]Elec_Rates!$D$46 |  |  | RATE_AAA
1 | 1 | 1 | 004# Light point rate (Galvanised Conduit) | 1 Pt x One Detector |  | RTLT_002 | [9 empty] | 46.61 | 46.61 | 2.98 | 2.98 | [17 empty] | 1
[17 empty] | 0 |  | 0
d> | 0 |  |  |  |  | ICOST |  |  |  | mu_A | ITEM | [5 empty] | 46.61 |  | 2.98 | [17 empty] | d>
|  |  |  | Sell Rate | Sell Total |  |  |  |  | IB | [17 empty] | U_M_Sell | T_M_Sell | U_L_Sell | T_L_Sell | Total_Sell | T_M_Cost | T_L_Phr | Mat/Lab=1 |  |  | Sell Total
2 | No |  | Item: 4.33100000000011 | 316.31 | 632.62 | ISELL |  |  |  | mu_A | ITEM | [7 empty] | mu :1.23 | [8 empty] | 114.79 | 229.58 | 201.52 | 403.04 | 632.62 | 186.44 | 11.92 | 396.72 |  | 2 | 677.26
|  |  | 2 Light Points on Presence Detector | [6 empty] | n
|  | h | [E25_0062_Quintano_Foods_Elec_ELV_As_Awarded.xlsx]Elec_Rates!$D$46 |  |  | RATE_AAA
2 | 2 | 4 | 004# Light point rate (Galvanised Conduit) | 2 Pt x Two Detectors |  | RTLT_002 | [9 empty] | 93.22 | 186.44 | 5.96 | 11.92 | [17 empty] | 2
[17 empty] | 0 |  | 0
d> | 0 |  |  |  |  | ICOST |  |  |  | mu_A | ITEM | [5 empty] | 186.44 |  | 11.92 | [17 empty] | d>
|  |  |  | Sell Rate | Sell Total |  |  |  |  | IB | [17 empty] | U_M_Sell | T_M_Sell | U_L_Sell | T_L_Sell | Total_Sell | T_M_Cost | T_L_Phr | Mat/Lab=1 |  |  | Sell Total
1 | No |  | Item: 4.33200000000011 | 553.54 | 553.54 | ISELL |  |  |  | mu_A | ITEM | [7 empty] | mu :1.23 | [8 empty] | 200.88 | 200.88 | 352.66 | 352.66 | 553.54 | 163.14 | 10.43 | 173.57 |  | 1 | 592.6
|  |  | 5 Light Points on 2 Presence Detectors | [6 empty] | n
|  | h | [E25_0062_Quintano_Foods_Elec_ELV_As_Awarded.xlsx]Elec_Rates!$D$46 |  |  | RATE_AAA
1 | 3.5 | 3.5 | 004# Light point rate (Galvanised Conduit) | 5 Pt x Two Detectors |  | RTLT_002 | [9 empty] | 163.135 | 163.135 | 10.43 | 10.43 | [17 empty] | 1
[17 empty] | 0 |  | 0
d> | 0 |  |  |  |  | ICOST |  |  |  | mu_A | ITEM | [5 empty] | 163.135 |  | 10.43 | [17 empty] | d>
|  |  |  | Sell Rate | Sell Total |  |  |  |  | IB | [17 empty] | U_M_Sell | T_M_Sell | U_L_Sell | T_L_Sell | Total_Sell | T_M_Cost | T_L_Phr | Mat/Lab=1 |  |  | Sell Total
2 | No |  | Item: 4.33300000000011 | 869.85 | 1739.7 | ISELL |  |  |  | mu_A | ITEM | [7 empty] | mu :1.23 | [8 empty] | 315.66 | 631.32 | 554.19 | 1108.38 | 1739.7 | 512.71 | 32.78 | 1090.98 |  | 2 | 1862.44
|  |  | 8 Light Points on 3 Presence Detectors | [6 empty] | n
|  | h | [E25_0062_Quintano_Foods_Elec_ELV_As_Awarded.xlsx]Elec_Rates!$D$46 |  |  | RATE_AAA
2 | 5.5 | 11 | 004# Light point rate (Galvanised Conduit) | 8 Pt x Three Detectors |  | RTLT_002 | [9 empty] | 256.355 | 512.71 | 16.39 | 32.78 | [17 empty] | 2
[17 empty] | 0 |  | 0
d> | 0 |  |  |  |  | ICOST |  |  |  | mu_A | ITEM | [5 empty] | 512.71 |  | 32.78 | [17 empty] | d>
|  |  |  | Sell Rate | Sell Total |  |  |  |  | IB | [17 empty] | U_M_Sell | T_M_Sell | U_L_Sell | T_L_Sell | Total_Sell | T_M_Cost | T_L_Phr | Mat/Lab=1 |  |  | Sell Total
1 | No |  | Item: 4.33400000000011 | 948.93 | 948.93 | ISELL |  |  |  | mu_A | ITEM | [7 empty] | mu :1.23 | [8 empty] | 344.36 | 344.36 | 604.57 | 604.57 | 948.93 | 279.66 | 17.88 | 297.54 |  | 1 | 1015.88
|  |  | 9 Light Points on 3 Presence Detectors | [6 empty] | n
|  | h | [E25_0062_Quintano_Foods_Elec_ELV_As_Awarded.xlsx]Elec_Rates!$D$46 |  |  | RATE_AAA
1 | 6 | 6 | 004# Light point rate (Galvanised Conduit) | 9 Pt x Three Detectors |  | RTLT_002 | [9 empty] | 279.66 | 279.66 | 17.88 | 17.88 | [17 empty] | 1
[17 empty] | 0 |  | 0
d> | 0 |  |  |  |  | ICOST |  |  |  | mu_A | ITEM | [5 empty] | 279.66 |  | 17.88 | [17 empty] | d>
|  |  |  | Sell Rate | Sell Total |  |  |  |  | IB | [17 empty] | U_M_Sell | T_M_Sell | U_L_Sell | T_L_Sell | Total_Sell | T_M_Cost | T_L_Phr | Mat/Lab=1 |  |  | Sell Total
1 | No |  | Item: 4.33500000000011 | 1423.39 | 1423.39 | ISELL |  |  |  | mu_A | ITEM | [7 empty] | mu :1.23 | [8 empty] | 516.54 | 516.54 | 906.85 | 906.85 | 1423.39 | 419.49 | 26.82 | 446.31 |  | 1 | 1523.82
|  |  | 15 Light Points on 3 Presence Detectors | [6 empty] | n
|  | h | [E25_0062_Quintano_Foods_Elec_ELV_As_Awarded.xlsx]Elec_Rates!$D$46 |  |  | RATE_AAA
1 | 9 | 9 | 004# Light point rate (Galvanised Conduit) | 15 Pt x Three Detectors |  | RTLT_002 | [9 empty] | 419.49 | 419.49 | 26.82 | 26.82 | [17 empty] | 1
[17 empty] | 0 |  | 0
d> | 0 |  |  |  |  | ICOST |  |  |  | mu_A | ITEM | [5 empty] | 419.49 |  | 26.82 | [17 empty] | d>
|  |  |  | Sell Rate | Sell Total |  |  |  |  | IB | [17 empty] | U_M_Sell | T_M_Sell | U_L_Sell | T_L_Sell | Total_Sell | T_M_Cost | T_L_Phr | Mat/Lab=1 |  |  | Sell Total
1 | No |  | Item: 4.33600000000011 | 1581.55 | 1581.55 | ISELL |  |  |  | mu_A | ITEM | [7 empty] | mu :1.23 | [8 empty] | 573.93 | 573.93 | 1007.62 | 1007.62 | 1581.55 | 466.1 | 29.8 | 495.9 |  | 1 | 1693.13
|  |  | 15 Light Points on 5 Presence Detectors | [6 empty] | n
|  | h | [E25_0062_Quintano_Foods_Elec_ELV_As_Awarded.xlsx]Elec_Rates!$D$46 |  |  | RATE_AAA
1 | 10 | 10 | 004# Light point rate (Galvanised Conduit) | 15 Pt x Five Detectors |  | RTLT_002 | [9 empty] | 466.1 | 466.1 | 29.8 | 29.8 | [17 empty] | 1
[17 empty] | 0 |  | 0
d> | 0 |  |  |  |  | ICOST |  |  |  | mu_A | ITEM | [5 empty] | 466.1 |  | 29.8 | [17 empty] | d>
|  |  |  | Sell Rate | Sell Total |  |  |  |  | IB | [17 empty] | U_M_Sell | T_M_Sell | U_L_Sell | T_L_Sell | Total_Sell | T_M_Cost | T_L_Phr | Mat/Lab=1 |  |  | Sell Total
1 | No |  | Item: 4.33700000000011 | 1660.63 | 1660.63 | ISELL |  |  |  | mu_A | ITEM | [7 empty] | mu :1.23 | [8 empty] | 602.63 | 602.63 | 1058 | 1058 | 1660.63 | 489.41 | 31.29 | 520.7 |  | 1 | 1777.79
|  |  | 15 Light Points on 6 Presence Detectors | [6 empty] | n
|  | h | [E25_0062_Quintano_Foods_Elec_ELV_As_Awarded.xlsx]Elec_Rates!$D$46 |  |  | RATE_AAA
1 | 10.5 | 10.5 | 004# Light point rate (Galvanised Conduit) | 15 Pt x Six Detectors |  | RTLT_002 | [9 empty] | 489.405 | 489.405 | 31.29 | 31.29 | [17 empty] | 1
[17 empty] | 0 |  | 0
d> | 0 |  |  |  |  | ICOST |  |  |  | mu_A | ITEM | [5 empty] | 489.405 |  | 31.29 | [17 empty] | d>
|  |  |  | Sell Rate | Sell Total |  |  |  |  | IB | [17 empty] | U_M_Sell | T_M_Sell | U_L_Sell | T_L_Sell | Total_Sell | T_M_Cost | T_L_Phr | Mat/Lab=1 |  |  | Sell Total
1 | No |  | Item: 4.33800000000011 | 1818.78 | 1818.78 | ISELL |  |  |  | mu_A | ITEM | [7 empty] | mu :1.23 | [8 empty] | 660.02 | 660.02 | 1158.76 | 1158.76 | 1818.78 | 536.02 | 34.27 | 570.29 |  | 1 | 1947.1
|  |  | 20 Light Points on 3 Presence Detectors | [6 empty] | n
|  | h | [E25_0062_Quintano_Foods_Elec_ELV_As_Awarded.xlsx]Elec_Rates!$D$46 |  |  | RATE_AAA
1 | 11.5 | 11.5 | 004# Light point rate (Galvanised Conduit) | 20 Pt x Three Detectors |  | RTLT_002 | [9 empty] | 536.015 | 536.015 | 34.27 | 34.27 | [17 empty] | 1
[17 empty] | 0 |  | 0
d> | 0 |  |  |  |  | ICOST |  |  |  | mu_A | ITEM | [5 empty] | 536.015 |  | 34.27 | [17 empty] | d>
|  |  |  | Sell Rate | Sell Total |  |  |  |  | IB | [17 empty] | U_M_Sell | T_M_Sell | U_L_Sell | T_L_Sell | Total_Sell | T_M_Cost | T_L_Phr | Mat/Lab=1 |  |  | Sell Total
1 | No |  | Item: 4.33900000000011 | 869.85 | 869.85 | ISELL |  |  |  | mu_A | ITEM | [7 empty] | mu :1.23 | [8 empty] | 315.66 | 315.66 | 554.19 | 554.19 | 869.85 | 256.36 | 16.39 | 272.75 |  | 1 | 931.22
|  |  | 8 Light Points on 3 Presence Detectors (staircase E - Basement Lev to Lev 0) | [6 empty] | n
|  | h | [E25_0062_Quintano_Foods_Elec_ELV_As_Awarded.xlsx]Elec_Rates!$D$46 |  |  | RATE_AAA
1 | 5.5 | 5.5 | 004# Light point rate (Galvanised Conduit) | 8 Pt x Three Detectors |  | RTLT_002 | [9 empty] | 256.355 | 256.355 | 16.39 | 16.39 | [17 empty] | 1
[17 empty] | 0 |  | 0
d> | 0 |  |  |  |  | ICOST |  |  |  | mu_A | ITEM | [5 empty] | 256.355 |  | 16.39 | [17 empty] | d>
|  |  |  | Sell Rate | Sell Total |  |  |  |  | IB | [17 empty] | U_M_Sell | T_M_Sell | U_L_Sell | T_L_Sell | Total_Sell | T_M_Cost | T_L_Phr | Mat/Lab=1 |  |  | Sell Total
18 | No |  | Item: 4.34000000000011 | 0 | 0 | ISELL |  |  |  | mu_A | ITEM |  |  |  |  | Included |  |  | 0.00 | [8 empty] | 0 | 0 | 0 | 0 | 0 | 0 | 0 | 0 |  | 18 | 0
|  |  | Additional wiring for voltage sensing/battery charging for fittings with power pack. | [6 empty] | n
|  |  | INCLUDED | [13 empty] | 0 |  | 0
[17 empty] | 0 |  | 0
[17 empty] | 0 |  | 0
[17 empty] | 0 |  | 0
[17 empty] | 0 |  | 0
[17 empty] | 0 |  | 0
d> | 0 |  |  |  |  | ICOST |  |  |  | mu_A | ITEM | [5 empty] | 0 |  | 0 | [17 empty] | d>
|  |  |  | Sell Rate | Sell Total |  |  |  |  | IB | [17 empty] | U_M_Sell | T_M_Sell | U_L_Sell | T_L_Sell | Total_Sell | T_M_Cost | T_L_Phr | Mat/Lab=1 |  |  | Sell Total
8 | No |  | Item: 4.34100000000011 | 151.94 | 1215.52 | ISELL |  |  |  | mu_A | ITEM | [7 empty] | mu :1.23 | [8 empty] | 54.89 | 439.12 | 97.05 | 776.4 | 1215.52 | 356.64 | 22.96 | 3036.8 |  | 8 | 1299.36
|  |  | Maintained Emergency light points | [6 empty] | n
|  | h | [E25_0062_Quintano_Foods_Elec_ELV_As_Awarded.xlsx]Elec_Rates!$D$103 |  |  | RATE_AAA
8 | 1 | 8 | 008# Maintained Emergency Light point rate (Galvanised Conduit) |  | Local Rate | RTLO_001 | [9 empty] | 44.58 | 356.64 | 2.87 | 22.96 | [17 empty] | 8 | Local Rate
[17 empty] | 0 |  | 0
d> | 0 |  |  |  |  | ICOST |  |  |  | mu_A | ITEM | [5 empty] | 356.64 |  | 22.96 | [17 empty] | d>
TB
t
Supply, install and connect of the following:
|  |  |  | Sell Rate | Sell Total |  |  |  |  | IB | [17 empty] | U_M_Sell | T_M_Sell | U_L_Sell | T_L_Sell | Total_Sell | T_M_Cost | T_L_Phr | Mat/Lab=1 |  |  | Sell Total
2 | No |  | Item: 4.34200000000011 | 48.45 | 96.9 | ISELL |  |  |  | mu_A | ITEM | [7 empty] | mu :1.23 | [8 empty] | 31.55 | 63.1 | 16.9 | 33.8 | 96.9 | 51.24 | 1 | 104.48 |  | 2 | 100.28
|  |  | 25A 1-Phase Isolator | [6 empty] | n
|  | h | [E25_0062_Quintano_Foods_Elec_ELV_As_Awarded.xlsx]Elec_Rates!$D$192 |  |  | RATE_AAA
2 | 1 | 2 | 018# 1-Phase 25/32A Isolator |  | Local Rate(A) | RTLO_001 | [9 empty] | 25.62 | 51.24 | 0.5 | 1 | [17 empty] | 2 | Local Rate(A)
[17 empty] | 0 |  | 0
d> | 0 |  |  |  |  | ICOST |  |  |  | mu_A | ITEM | [5 empty] | 51.24 |  | 1 | [17 empty] | d>
|  |  |  | Sell Rate | Sell Total |  |  |  |  | IB | [17 empty] | U_M_Sell | T_M_Sell | U_L_Sell | T_L_Sell | Total_Sell | T_M_Cost | T_L_Phr | Mat/Lab=1 |  |  | Sell Total
2 | No |  | Item: 4.34300000000011 | 47.62 | 95.24 | ISELL |  |  |  | mu_A | ITEM | [7 empty] | mu :1.23 | [8 empty] | 38.49 | 76.98 | 9.13 | 18.26 | 95.24 | 62.52 | 0.54 | 126.12 |  | 2 | 97.28
|  |  | 16A 1-Phase Industrial Socket Outlet c/w Rotary Switch | [6 empty] | n
|  | h | [E25_0062_Quintano_Foods_Elec_ELV_As_Awarded.xlsx]Elec_Rates!$D$165 |  |  | RATE_AAA
2 | 1 | 2 | 015# 3Pin 16Amp IP67 Interlocked Socket outlet |  | Local Rate | RTLO_002 | [9 empty] | 31.26 | 62.52 | 0.27 | 0.54 | [17 empty] | 2 | Local Rate
[17 empty] | 0 |  | 0
d> | 0 |  |  |  |  | ICOST |  |  |  | mu_A | ITEM | [5 empty] | 62.52 |  | 0.54 | [17 empty] | d>
|  |  |  | Sell Rate | Sell Total |  |  |  |  | IB | [17 empty] | U_M_Sell | T_M_Sell | U_L_Sell | T_L_Sell | Total_Sell | T_M_Cost | T_L_Phr | Mat/Lab=1 |  |  | Sell Total
34 | No |  | Item: 4.34400000000011 | 30.09 | 1023.06 | ISELL |  |  |  | mu_A | ITEM | [7 empty] | mu :1.23 | [8 empty] | 14.87 | 505.58 | 15.22 | 517.48 | 1023.06 | 410.72 | 15.3 | 14484.68 |  | 34 | 1080.52
|  |  | 360° Presence Detector | [6 empty] | n
34 | No |  | Movement detector (Surface Mounted) |  | Calleja - ST700C | WACC_165 | 705 | (__) | [5 empty] | 3 |  | 12 | 408 | 0.5 | 15.3 | [17 empty] | 34 | Calleja - ST700C
68 | No |  | Screw Wood S6 |  |  | CONS_035 | 875 | (__) |  | 02-008 |  |  |  | 1 | 1994-12-01 | 0.02 | 1.36 |  | 0 | [17 empty] | 68
68 | No |  | Rawl Plug S6 |  |  | CONS_030 | 875 | (__) |  | 02-009 |  |  |  | 1 | 1994-12-01 | 0.02 | 1.36 |  | 0 | [17 empty] | 68
[17 empty] | 0 |  | 0
d> | 0 |  |  |  |  | ICOST |  |  |  | mu_A | ITEM | [5 empty] | 410.72 |  | 15.3 | [17 empty] | d>
TB
t
Level 0
TB
t
Wiring from distribution board using LSZH cable enclosed in galvanised trunking and LSZH conduit chased in wall including the supply of all LSZH cable and PVC wiring accessories etc. for a complete installation.
TB
t
From Distribution Board DB-OL0 (Level 0)
|  |  |  | Sell Rate | Sell Total |  |  |  |  | IB | [17 empty] | U_M_Sell | T_M_Sell | U_L_Sell | T_L_Sell | Total_Sell | T_M_Cost | T_L_Phr | Mat/Lab=1 |  |  | Sell Total
1 | No |  | Item: 4.34500000000012 | 61.15 | 61.15 | ISELL |  |  |  | mu_A | ITEM | [7 empty] | mu :1.23 | [8 empty] | 25.88 | 25.88 | 35.27 | 35.27 | 61.15 | 21.02 | 1.04 | 22.06 |  | 1 | 65.11
|  |  | Single socket outlet | [6 empty] | n
|  | h | [E25_0062_Quintano_Foods_Elec_ELV_As_Awarded.xlsx]Elec_Rates!$D$39 |  |  | RATE_AAA
1 | 1 | 1 | 003# Power Point Rate (LSZH Conduit) |  | Local Rate | RTLO_002 | [9 empty] | 18.92 | 18.92 | 0.89 | 0.89 | [17 empty] | 1 | Local Rate
1 | No |  | WHITE Socket 13A Single | ESS | SC-CMA035 | WACC_049 | 705 | BG | 921 |  |  |  |  | 3 | 1994-12-01 | 2.1 | 2.1 | 0.17 | 0.153 | [17 empty] | 1 | SC-CMA035
[17 empty] | 0 |  | 0
d> | 0 |  |  |  |  | ICOST |  |  |  | mu_A | ITEM | [5 empty] | 21.02 |  | 1.043 | [17 empty] | d>
|  |  |  | Sell Rate | Sell Total |  |  |  |  | IB | [17 empty] | U_M_Sell | T_M_Sell | U_L_Sell | T_L_Sell | Total_Sell | T_M_Cost | T_L_Phr | Mat/Lab=1 |  |  | Sell Total
22 | No |  | Item: 4.34600000000012 | 61.52 | 1353.44 | ISELL |  |  |  | mu_A | ITEM | [7 empty] | mu :1.23 | [8 empty] | 26.25 | 577.5 | 35.27 | 775.94 | 1353.44 | 469.04 | 22.95 | 10823.78 |  | 22 | 1440.34
|  |  | Twin socket outlet | [6 empty] | n
|  | h | [E25_0062_Quintano_Foods_Elec_ELV_As_Awarded.xlsx]Elec_Rates!$D$39 |  |  | RATE_AAA
22 | 1 | 22 | 003# Power Point Rate (LSZH Conduit) |  | Local Rate | RTLO_002 | [9 empty] | 18.92 | 416.24 | 0.89 | 19.58 | [17 empty] | 22 | Local Rate
22 | No |  | WHITE Socket 13A Twin | ESS | SC-CMA036 | WACC_050 | 705 | BG | 922 |  |  |  |  | 3 | 1994-12-01 | 2.4 | 52.8 | 0.17 | 3.366 | [17 empty] | 22 | SC-CMA036
[17 empty] | 0 |  | 0
d> | 0 |  |  |  |  | ICOST |  |  |  | mu_A | ITEM | [5 empty] | 469.04 |  | 22.946 | [17 empty] | d>
|  |  |  | Sell Rate | Sell Total |  |  |  |  | IB | [17 empty] | U_M_Sell | T_M_Sell | U_L_Sell | T_L_Sell | Total_Sell | T_M_Cost | T_L_Phr | Mat/Lab=1 |  |  | Sell Total
10 | No |  | Item: 4.34700000000012 | 64.84 | 648.4 | ISELL |  |  |  | mu_A | ITEM | [7 empty] | mu :1.23 | [8 empty] | 29.58 | 295.8 | 35.26 | 352.6 | 648.4 | 240.2 | 10.43 | 2506.3 |  | 10 | 688
|  |  | Double pole switch | [6 empty] | n
|  | h | [E25_0062_Quintano_Foods_Elec_ELV_As_Awarded.xlsx]Elec_Rates!$D$39 |  |  | RATE_AAA
10 | 1 | 10 | 003# Power Point Rate (LSZH Conduit) |  | Local Rate | RTLO_002 | [9 empty] | 18.92 | 189.2 | 0.89 | 8.9 | [17 empty] | 10 | Local Rate
10 | No |  | WHITE FCU 13A DP Neon | ESS | SC-CMA652 | WACC_043 | 705 | BG | 951 |  |  |  |  | 3 | 1994-12-01 | 5.1 | 51 | 0.17 | 1.53 | [17 empty] | 10 | SC-CMA652
[17 empty] | 0 |  | 0
d> | 0 |  |  |  |  | ICOST |  |  |  | mu_A | ITEM | [5 empty] | 240.2 |  | 10.43 | [17 empty] | d>
|  |  |  | Sell Rate | Sell Total |  |  |  |  | IB | [17 empty] | U_M_Sell | T_M_Sell | U_L_Sell | T_L_Sell | Total_Sell | T_M_Cost | T_L_Phr | Mat/Lab=1 |  |  | Sell Total
3 | No |  | Item: 4.34800000000012 | 190.4 | 571.2 | ISELL |  |  |  | mu_A | ITEM | [7 empty] | mu :1.23 | [8 empty] | 151.75 | 455.25 | 38.65 | 115.95 | 571.2 | 369.72 | 3.43 | 1119.45 |  | 3 | 600.84
|  |  | Unswitched Double Pole (3x4mm2 CWZ/LSZH) | [6 empty] | n
|  | h | [E25_0062_Quintano_Foods_Elec_ELV_As_Awarded.xlsx]Elec_Rates!$D$127 |  |  | RATE_AAA
3 | 1 | 3 | 011# Power points rate LSZH conduit (CWZ LSZH Cable) |  | Local Rate | RTLO_002 | [9 empty] | 117.03 | 351.09 | 0.99 | 2.97 | [17 empty] | 3 | Local Rate
3 | No |  | MC Fuse Conn.Unit 13A Neon unswitched | ESS | SC-CL050 | WACC_127 | 705 | (__) | [5 empty] | 3 |  | 6.21 | 18.63 | 0.17 | 0.459 | [17 empty] | 3 | SC-CL050
[17 empty] | 0 |  | 0
d> | 0 |  |  |  |  | ICOST |  |  |  | mu_A | ITEM | [5 empty] | 369.72 |  | 3.429 | [17 empty] | d>
|  |  |  | Sell Rate | Sell Total |  |  |  |  | IB | [17 empty] | U_M_Sell | T_M_Sell | U_L_Sell | T_L_Sell | Total_Sell | T_M_Cost | T_L_Phr | Mat/Lab=1 |  |  | Sell Total
1 | No |  | Item: 4.34900000000012 | 63.24 | 63.24 | ISELL |  |  |  | mu_A | ITEM | [7 empty] | mu :1.23 | [8 empty] | 27.98 | 27.98 | 35.26 | 35.26 | 63.24 | 22.72 | 1.04 | 23.76 |  | 1 | 67.2
|  |  | Flex outlet | [6 empty] | n
|  | h | [E25_0062_Quintano_Foods_Elec_ELV_As_Awarded.xlsx]Elec_Rates!$D$39 |  |  | RATE_AAA
1 | 1 | 1 | 003# Power Point Rate (LSZH Conduit) |  | Local Rate | RTLO_002 | [9 empty] | 18.92 | 18.92 | 0.89 | 0.89 | [17 empty] | 1 | Local Rate
1 | No |  | WHITE Flex Outlet | ESS | SC-CMA053 | WACC_044 | 705 | DEL | 3205 |  |  |  |  | 3 | 1994-12-01 | 3.8 | 3.8 | 0.17 | 0.153 | [17 empty] | 1 | SC-CMA053
[17 empty] | 0 |  | 0
d> | 0 |  |  |  |  | ICOST |  |  |  | mu_A | ITEM | [5 empty] | 22.72 |  | 1.043 | [17 empty] | d>
|  |  |  | Sell Rate | Sell Total |  |  |  |  | IB | [17 empty] | U_M_Sell | T_M_Sell | U_L_Sell | T_L_Sell | Total_Sell | T_M_Cost | T_L_Phr | Mat/Lab=1 |  |  | Sell Total
2 | No |  | Item: 4.35000000000012 | 68.06 | 136.12 | ISELL |  |  |  | mu_A | ITEM | [7 empty] | mu :1.23 | [8 empty] | 22.76 | 45.52 | 45.3 | 90.6 | 136.12 | 36.96 | 2.68 | 79.28 |  | 2 | 146.28
|  |  | 1 Light Point on 1 Switch | [6 empty] | n
|  | h | [E25_0062_Quintano_Foods_Elec_ELV_As_Awarded.xlsx]Elec_Rates!$D$19 |  |  | RATE_AAA
2 | 1 | 2 | 001# Light Point Rate (LSZH Conduit) | 1 Pt x 1 Switch |  | RTLT_002 | [9 empty] | 18.48 | 36.96 | 1.34 | 2.68 | [17 empty] | 2
[17 empty] | 0 |  | 0
d> | 0 |  |  |  |  | ICOST |  |  |  | mu_A | ITEM | [5 empty] | 36.96 |  | 2.68 | [17 empty] | d>
|  |  |  | Sell Rate | Sell Total |  |  |  |  | IB | [17 empty] | U_M_Sell | T_M_Sell | U_L_Sell | T_L_Sell | Total_Sell | T_M_Cost | T_L_Phr | Mat/Lab=1 |  |  | Sell Total
2 | No |  | Item: 4.35100000000012 | 102.1 | 204.2 | ISELL |  |  |  | mu_A | ITEM | [7 empty] | mu :1.23 | [8 empty] | 34.13 | 68.26 | 67.97 | 135.94 | 204.2 | 55.44 | 4.02 | 118.92 |  | 2 | 219.4
|  |  | 2 Light Points on 1 Switch | [6 empty] | n
|  | h | [E25_0062_Quintano_Foods_Elec_ELV_As_Awarded.xlsx]Elec_Rates!$D$19 |  |  | RATE_AAA
2 | 1.5 | 3 | 001# Light Point Rate (LSZH Conduit) | 2 Pt x 1 Switch |  | RTLT_002 | [9 empty] | 27.72 | 55.44 | 2.01 | 4.02 | [17 empty] | 2
[17 empty] | 0 |  | 0
d> | 0 |  |  |  |  | ICOST |  |  |  | mu_A | ITEM | [5 empty] | 55.44 |  | 4.02 | [17 empty] | d>
|  |  |  | Sell Rate | Sell Total |  |  |  |  | IB | [17 empty] | U_M_Sell | T_M_Sell | U_L_Sell | T_L_Sell | Total_Sell | T_M_Cost | T_L_Phr | Mat/Lab=1 |  |  | Sell Total
3 | No |  | Item: 4.35200000000012 | 136.13 | 408.39 | ISELL |  |  |  | mu_A | ITEM | [7 empty] | mu :1.23 | [8 empty] | 45.51 | 136.53 | 90.62 | 271.86 | 408.39 | 110.88 | 8.04 | 356.76 |  | 3 | 438.81
|  |  | 3 Light Points on 1 Switch | [6 empty] | n
|  | h | [E25_0062_Quintano_Foods_Elec_ELV_As_Awarded.xlsx]Elec_Rates!$D$19 |  |  | RATE_AAA
3 | 2 | 6 | 001# Light Point Rate (LSZH Conduit) | 3 Pt x 1 Switch |  | RTLT_002 | [9 empty] | 36.96 | 110.88 | 2.68 | 8.04 | [17 empty] | 3
[17 empty] | 0 |  | 0
d> | 0 |  |  |  |  | ICOST |  |  |  | mu_A | ITEM | [5 empty] | 110.88 |  | 8.04 | [17 empty] | d>
|  |  |  | Sell Rate | Sell Total |  |  |  |  | IB | [17 empty] | U_M_Sell | T_M_Sell | U_L_Sell | T_L_Sell | Total_Sell | T_M_Cost | T_L_Phr | Mat/Lab=1 |  |  | Sell Total
2 | No |  | Item: 4.35300000000012 | 170.16 | 340.32 | ISELL |  |  |  | mu_A | ITEM | [7 empty] | mu :1.23 | [8 empty] | 56.89 | 113.78 | 113.27 | 226.54 | 340.32 | 92.4 | 6.7 | 198.2 |  | 2 | 365.68
|  |  | 4 Light Points on 1 Switch | [6 empty] | n
|  | h | [E25_0062_Quintano_Foods_Elec_ELV_As_Awarded.xlsx]Elec_Rates!$D$19 |  |  | RATE_AAA
2 | 2.5 | 5 | 001# Light Point Rate (LSZH Conduit) | 4 Pt x 1 Switch |  | RTLT_002 | [9 empty] | 46.2 | 92.4 | 3.35 | 6.7 | [17 empty] | 2
[17 empty] | 0 |  | 0
d> | 0 |  |  |  |  | ICOST |  |  |  | mu_A | ITEM | [5 empty] | 92.4 |  | 6.7 | [17 empty] | d>
|  |  |  | Sell Rate | Sell Total |  |  |  |  | IB | [17 empty] | U_M_Sell | T_M_Sell | U_L_Sell | T_L_Sell | Total_Sell | T_M_Cost | T_L_Phr | Mat/Lab=1 |  |  | Sell Total
1 | No |  | Item: 4.35400000000012 | 204.19 | 204.19 | ISELL |  |  |  | mu_A | ITEM | [7 empty] | mu :1.23 | [8 empty] | 68.27 | 68.27 | 135.92 | 135.92 | 204.19 | 55.44 | 4.02 | 59.46 |  | 1 | 219.41
|  |  | 5 Light Points on 1 Switch | [6 empty] | n
|  | h | [E25_0062_Quintano_Foods_Elec_ELV_As_Awarded.xlsx]Elec_Rates!$D$19 |  |  | RATE_AAA
1 | 3 | 3 | 001# Light Point Rate (LSZH Conduit) | 5 Pt x 1 Switch |  | RTLT_002 | [9 empty] | 55.44 | 55.44 | 4.02 | 4.02 | [17 empty] | 1
[17 empty] | 0 |  | 0
d> | 0 |  |  |  |  | ICOST |  |  |  | mu_A | ITEM | [5 empty] | 55.44 |  | 4.02 | [17 empty] | d>
|  |  |  | Sell Rate | Sell Total |  |  |  |  | IB | [17 empty] | U_M_Sell | T_M_Sell | U_L_Sell | T_L_Sell | Total_Sell | T_M_Cost | T_L_Phr | Mat/Lab=1 |  |  | Sell Total
1 | No |  | Item: 4.35500000000012 | 204.19 | 204.19 | ISELL |  |  |  | mu_A | ITEM | [7 empty] | mu :1.23 | [8 empty] | 68.27 | 68.27 | 135.92 | 135.92 | 204.19 | 55.44 | 4.02 | 59.46 |  | 1 | 219.41
|  |  | 5 Light Points on Timer - external areas | [6 empty] | n
|  | h | [E25_0062_Quintano_Foods_Elec_ELV_As_Awarded.xlsx]Elec_Rates!$D$19 |  |  | RATE_AAA
1 | 3 | 3 | 001# Light Point Rate (LSZH Conduit) | 5 Pt x 1 Time Switch | Time Switch in DB | RTLT_002 | [9 empty] | 55.44 | 55.44 | 4.02 | 4.02 | [17 empty] | 1 | Time Switch in DB
[17 empty] | 0 |  | 0
d> | 0 |  |  |  |  | ICOST |  |  |  | mu_A | ITEM | [5 empty] | 55.44 |  | 4.02 | [17 empty] | d>
|  |  |  | Sell Rate | Sell Total |  |  |  |  | IB | [17 empty] | U_M_Sell | T_M_Sell | U_L_Sell | T_L_Sell | Total_Sell | T_M_Cost | T_L_Phr | Mat/Lab=1 |  |  | Sell Total
2 | No |  | Item: 4.35600000000012 | 68.06 | 136.12 | ISELL |  |  |  | mu_A | ITEM | [7 empty] | mu :1.23 | [8 empty] | 22.76 | 45.52 | 45.3 | 90.6 | 136.12 | 36.96 | 2.68 | 79.28 |  | 2 | 146.28
|  |  | 1 Light Point on Presence Detector | [6 empty] | n
|  | h | [E25_0062_Quintano_Foods_Elec_ELV_As_Awarded.xlsx]Elec_Rates!$D$19 |  |  | RATE_AAA
2 | 1 | 2 | 001# Light Point Rate (LSZH Conduit) | 1 Pt x One Detector |  | RTLT_002 | [9 empty] | 18.48 | 36.96 | 1.34 | 2.68 | [17 empty] | 2
[17 empty] | 0 |  | 0
d> | 0 |  |  |  |  | ICOST |  |  |  | mu_A | ITEM | [5 empty] | 36.96 |  | 2.68 | [17 empty] | d>
|  |  |  | Sell Rate | Sell Total |  |  |  |  | IB | [17 empty] | U_M_Sell | T_M_Sell | U_L_Sell | T_L_Sell | Total_Sell | T_M_Cost | T_L_Phr | Mat/Lab=1 |  |  | Sell Total
3 | No |  | Item: 4.35700000000012 | 102.1 | 306.3 | ISELL |  |  |  | mu_A | ITEM | [7 empty] | mu :1.23 | [8 empty] | 34.13 | 102.39 | 67.97 | 203.91 | 306.3 | 83.16 | 6.03 | 267.57 |  | 3 | 329.1
|  |  | 2 Light Points on Presence Detector | [6 empty] | n
|  | h | [E25_0062_Quintano_Foods_Elec_ELV_As_Awarded.xlsx]Elec_Rates!$D$19 |  |  | RATE_AAA
3 | 1.5 | 4.5 | 001# Light Point Rate (LSZH Conduit) | 2 Pt x One Detector |  | RTLT_002 | [9 empty] | 27.72 | 83.16 | 2.01 | 6.03 | [17 empty] | 3
[17 empty] | 0 |  | 0
d> | 0 |  |  |  |  | ICOST |  |  |  | mu_A | ITEM | [5 empty] | 83.16 |  | 6.03 | [17 empty] | d>
|  |  |  | Sell Rate | Sell Total |  |  |  |  | IB | [17 empty] | U_M_Sell | T_M_Sell | U_L_Sell | T_L_Sell | Total_Sell | T_M_Cost | T_L_Phr | Mat/Lab=1 |  |  | Sell Total
1 | No |  | Item: 4.35800000000012 | 170.16 | 170.16 | ISELL |  |  |  | mu_A | ITEM | [7 empty] | mu :1.23 | [8 empty] | 56.89 | 56.89 | 113.27 | 113.27 | 170.16 | 46.2 | 3.35 | 49.55 |  | 1 | 182.84
|  |  | 3 Light Points on 2 Presence Detectors | [6 empty] | n
|  | h | [E25_0062_Quintano_Foods_Elec_ELV_As_Awarded.xlsx]Elec_Rates!$D$19 |  |  | RATE_AAA
1 | 2.5 | 2.5 | 001# Light Point Rate (LSZH Conduit) | 3 Pt x Two Detectors |  | RTLT_002 | [9 empty] | 46.2 | 46.2 | 3.35 | 3.35 | [17 empty] | 1
[17 empty] | 0 |  | 0
d> | 0 |  |  |  |  | ICOST |  |  |  | mu_A | ITEM | [5 empty] | 46.2 |  | 3.35 | [17 empty] | d>
|  |  |  | Sell Rate | Sell Total |  |  |  |  | IB | [17 empty] | U_M_Sell | T_M_Sell | U_L_Sell | T_L_Sell | Total_Sell | T_M_Cost | T_L_Phr | Mat/Lab=1 |  |  | Sell Total
1 | No |  | Item: 4.35900000000012 | 442.42 | 442.42 | ISELL |  |  |  | mu_A | ITEM | [7 empty] | mu :1.23 | [8 empty] | 147.91 | 147.91 | 294.51 | 294.51 | 442.42 | 120.12 | 8.71 | 128.83 |  | 1 | 475.39
|  |  | 9 Light Points on 4 Presence Detectors (staircase B - Lev 0 to Lev 3) | [6 empty] | n
|  | h | [E25_0062_Quintano_Foods_Elec_ELV_As_Awarded.xlsx]Elec_Rates!$D$19 |  |  | RATE_AAA
1 | 6.5 | 6.5 | 001# Light Point Rate (LSZH Conduit) | 4 Pt x Four Detectors |  | RTLT_002 | [9 empty] | 120.12 | 120.12 | 8.71 | 8.71 | [17 empty] | 1
[17 empty] | 0 |  | 0
d> | 0 |  |  |  |  | ICOST |  |  |  | mu_A | ITEM | [5 empty] | 120.12 |  | 8.71 | [17 empty] | d>
|  |  |  | Sell Rate | Sell Total |  |  |  |  | IB | [17 empty] | U_M_Sell | T_M_Sell | U_L_Sell | T_L_Sell | Total_Sell | T_M_Cost | T_L_Phr | Mat/Lab=1 |  |  | Sell Total
21 | No |  | Item: 4.36000000000012 | 0 | 0 | ISELL |  |  |  | mu_A | ITEM |  |  |  |  | Included |  |  | 0.00 | [8 empty] | 0 | 0 | 0 | 0 | 0 | 0 | 0 | 0 |  | 21 | 0
|  |  | Additional wiring for voltage sensing/battery charging for fittings with power pack. | [6 empty] | n
|  |  | INCLUDED | [13 empty] | 0 |  | 0
[17 empty] | 0 |  | 0
[17 empty] | 0 |  | 0
[17 empty] | 0 |  | 0
[17 empty] | 0 |  | 0
[17 empty] | 0 |  | 0
d> | 0 |  |  |  |  | ICOST |  |  |  | mu_A | ITEM | [5 empty] | 0 |  | 0 | [17 empty] | d>
|  |  |  | Sell Rate | Sell Total |  |  |  |  | IB | [17 empty] | U_M_Sell | T_M_Sell | U_L_Sell | T_L_Sell | Total_Sell | T_M_Cost | T_L_Phr | Mat/Lab=1 |  |  | Sell Total
7 | No |  | Item: 4.36100000000012 | 46.93 | 328.51 | ISELL |  |  |  | mu_A | ITEM | [7 empty] | mu :1.23 | [8 empty] | 15.82 | 110.74 | 31.11 | 217.77 | 328.51 | 89.95 | 6.44 | 674.73 |  | 7 | 354.55
|  |  | Maintained Emergency light points | [6 empty] | n
|  | h | [E25_0062_Quintano_Foods_Elec_ELV_As_Awarded.xlsx]Elec_Rates!$D$30 |  |  | RATE_AAA
7 | 1 | 7 | 002# Maintaned Emergency Light point rate (LSZH Conduit) |  | Local Rate | RTLO_001 | [9 empty] | 12.85 | 89.95 | 0.92 | 6.44 | [17 empty] | 7 | Local Rate
[17 empty] | 0 |  | 0
d> | 0 |  |  |  |  | ICOST |  |  |  | mu_A | ITEM | [5 empty] | 89.95 |  | 6.44 | [17 empty] | d>
TB
t
Supply, install and connect of the following:
|  |  |  | Sell Rate | Sell Total |  |  |  |  | IB | [17 empty] | U_M_Sell | T_M_Sell | U_L_Sell | T_L_Sell | Total_Sell | T_M_Cost | T_L_Phr | Mat/Lab=1 |  |  | Sell Total
1 | No |  | Item: 4.36200000000012 | 142.9 | 142.9 | ISELL |  |  |  | mu_A | ITEM | [7 empty] | mu :1.23 | [8 empty] | 97.25 | 97.25 | 45.65 | 45.65 | 142.9 | 78.98 | 1.35 | 80.33 |  | 1 | 147.97
|  |  | Floor Box Type 01 | [6 empty] | n
1 | No |  | Floor Outlet Box 3 Compartment | ESS | Type 01 | WACC_143 | 705 | (__) | [5 empty] | 2 |  | 70 | 70 | 1 | 0.9 | [17 empty] | 1 | Type 01
2 | m |  | Conduit Galv. FLEX 25mm |  |  | COGV_012 | 690 | BAR | 25mm |  |  |  |  | 1 | 1994-12-01 | 2.07 | 4.14 | 0.25 | 0.45 | [17 empty] | 2
4 | m |  | Conduit BRASS ADAP.FLEX 25mm |  |  | COGV_007 | 690 | BAR | 25mm |  |  |  |  | 1 | 1994-12-01 | 1.21 | 4.84 |  | 0 | [17 empty] | 4
[17 empty] | 0 |  | 0
d> | 0 |  |  |  |  | ICOST |  |  |  | mu_A | ITEM | [5 empty] | 78.98 |  | 1.35 | [17 empty] | d>
|  |  |  | Sell Rate | Sell Total |  |  |  |  | IB | [17 empty] | U_M_Sell | T_M_Sell | U_L_Sell | T_L_Sell | Total_Sell | T_M_Cost | T_L_Phr | Mat/Lab=1 |  |  | Sell Total
11 | No |  | Item: 4.36300000000012 | 20.64 | 227.04 | ISELL |  |  |  | mu_A | ITEM | [7 empty] | mu :1.23 | [8 empty] | 13.03 | 143.33 | 7.61 | 83.71 | 227.04 | 116.38 | 2.48 | 1307.46 |  | 11 | 236.28
|  |  | 360° Presence Detector | [6 empty] | n
11 | No |  | Movement detector (Recessed) |  | Calleja - ST753 | WACC_138 | 705 | (__) | [5 empty] | 3 |  | 10.5 | 115.5 | 0.25 | 2.475 | [17 empty] | 11 | Calleja - ST753
22 | No |  | Screw Wood S6 |  |  | CONS_035 | 875 | (__) |  | 02-008 |  |  |  | 1 | 1994-12-01 | 0.02 | 0.44 |  | 0 | [17 empty] | 22
22 | No |  | Rawl Plug S6 |  |  | CONS_030 | 875 | (__) |  | 02-009 |  |  |  | 1 | 1994-12-01 | 0.02 | 0.44 |  | 0 | [17 empty] | 22
[17 empty] | 0 |  | 0
d> | 0 |  |  |  |  | ICOST |  |  |  | mu_A | ITEM | [5 empty] | 116.38 |  | 2.475 | [17 empty] | d>
|  |  |  | Sell Rate | Sell Total |  |  |  |  | IB | [17 empty] | U_M_Sell | T_M_Sell | U_L_Sell | T_L_Sell | Total_Sell | T_M_Cost | T_L_Phr | Mat/Lab=1 |  |  | Sell Total
1 | No |  | Item: 4.36400000000012 | 267.03 | 267.03 | ISELL |  |  |  | mu_A | ITEM | [7 empty] | mu :1.23 | [8 empty] | 156.26 | 156.26 | 110.77 | 110.77 | 267.03 | 126.9 | 3.28 | 130.18 |  | 1 | 279.34
Provision for the supply and installation of HDMI points, including the supply of dia.25mm conduits, HDMI cable, back boxes, HDMI faceplates and including all chasing required, fixings, accessories etc for a complete installation between TV-01 and FB-01
18 | m |  | Conduit PVC 25mm HG RATE |  | LSZH - Ramon | COPV_007 | 700 | GEN | 25mm |  |  |  |  | 1 | 2015-07-28 | 2.05 | 36.9 | 0.18 | 2.916 | [17 empty] | 18 | LSZH - Ramon
1 | No. |  | HDMI cable from scan | HDMI cable from Scan |  | CASP_100 | 617 | (__) | [5 empty] | 2 | 2008-07-18 | 30 | 30 | 0.4 | 0.36 | [17 empty] | 1
2 | No |  | WHITE HDMI outlet | Behind TV and in floor box | Hydro - price from floor outlet box | WACC_279 | 705 | MK Insignia | K 14331 WHI |  |  |  |  | 3 | 2006-01-27 | 30 | 60 |  | 0 | [17 empty] | 2 | Hydro - price from floor outlet box
[17 empty] | 0 |  | 0
d> | 0 |  |  |  |  | ICOST |  |  |  | mu_A | ITEM | [5 empty] | 126.9 |  | 3.276 | [17 empty] | d>
SB | [36 empty] | SB
| 0.0081597 |  | PAGE: 19 |  | 24294.65 | [5 empty] | PAGE | [5 empty] | 7932.68 |  | 429.625 | [18 empty] | 25921.51
| Discy: |  |  |  | PAGE SELL | [11 empty] | PAGE MAT |  | PAGE LAB | [18 empty] | PAGE SELL
TB
t
Wiring from distribution board using LSZH cable enclosed in galvanised trunking and galvanised conduit surface mounted including the supply of all LSZH cable and metal clad wiring accessories etc. for a complete installation.
TB
t
From Distribution Board DB-LA1 (Level 0)
|  |  |  | Sell Rate | Sell Total |  |  |  |  | IB | [17 empty] | U_M_Sell | T_M_Sell | U_L_Sell | T_L_Sell | Total_Sell | T_M_Cost | T_L_Phr | Mat/Lab=1 |  |  | Sell Total
4 | No |  | Item: 4.36500000000012 | 196.52 | 786.08 | ISELL |  |  |  | mu_A | ITEM | [7 empty] | mu :1.23 | [8 empty] | 89.24 | 356.96 | 107.28 | 429.12 | 786.08 | 289.88 | 12.69 | 1210.28 |  | 4 | 833.04
|  |  | Twin socket outlet | [6 empty] | n
|  | h | [E25_0062_Quintano_Foods_Elec_ELV_As_Awarded.xlsx]Elec_Rates!$D$112 |  |  | RATE_AAA
4 | 1 | 4 | 009# Power points rate (Galvanised conduit) |  | Local Rate | RTLO_002 | [9 empty] | 64.07 | 256.28 | 3.02 | 12.08 | [17 empty] | 4 | Local Rate
4 | No |  | MC Socket Twin 13A | ESS | SC-CL036 | WACC_025 | 705 | CONT | 3356 |  |  |  |  | 3 | 1994-12-01 | 8.4 | 33.6 | 0.17 | 0.612 | [17 empty] | 4 | SC-CL036
[17 empty] | 0 |  | 0
d> | 0 |  |  |  |  | ICOST |  |  |  | mu_A | ITEM | [5 empty] | 289.88 |  | 12.692 | [17 empty] | d>
|  |  |  | Sell Rate | Sell Total |  |  |  |  | IB | [17 empty] | U_M_Sell | T_M_Sell | U_L_Sell | T_L_Sell | Total_Sell | T_M_Cost | T_L_Phr | Mat/Lab=1 |  |  | Sell Total
2 | No |  | Item: 4.36600000000012 | 759.48 | 1518.96 | ISELL |  |  |  | mu_A | ITEM | [7 empty] | mu :1.23 | [8 empty] | 585.58 | 1171.16 | 173.9 | 347.8 | 1518.96 | 951.12 | 10.29 | 1922.82 |  | 2 | 1598.86
|  |  | Double pole switch (3 x 4mm2 CWZ/LSZH) | [6 empty] | n
|  | h | [E25_0062_Quintano_Foods_Elec_ELV_As_Awarded.xlsx]Elec_Rates!$D$120 |  |  | RATE_AAA
2 | 1 | 2 | 010# Power points rate galvanised conduit (CWZ LSZH Cable) |  | Local Rate | RTLO_002 | [9 empty] | 467.96 | 935.92 | 4.99 | 9.98 | [17 empty] | 2 | Local Rate
2 | No |  | MC Fuse Conn.Unit 13A Neon | ESS | SC-CL052 | WACC_022 | 705 | CONT | 3367 |  |  |  |  | 3 | 1995-01-01 | 7.6 | 15.2 | 0.17 | 0.306 | [17 empty] | 2 | SC-CL052
[17 empty] | 0 |  | 0
d> | 0 |  |  |  |  | ICOST |  |  |  | mu_A | ITEM | [5 empty] | 951.12 |  | 10.286 | [17 empty] | d>
|  |  |  | Sell Rate | Sell Total |  |  |  |  | IB | [17 empty] | U_M_Sell | T_M_Sell | U_L_Sell | T_L_Sell | Total_Sell | T_M_Cost | T_L_Phr | Mat/Lab=1 |  |  | Sell Total
1 | No |  | Item: 4.36700000000012 | 757.77 | 757.77 | ISELL |  |  |  | mu_A | ITEM | [7 empty] | mu :1.23 | [8 empty] | 583.87 | 583.87 | 173.9 | 173.9 | 757.77 | 474.17 | 5.14 | 479.31 |  | 1 | 797.72
|  |  | Unswitched double pole (3 x 4mm2 CWZ/LSZH) | [6 empty] | n
|  | h | [E25_0062_Quintano_Foods_Elec_ELV_As_Awarded.xlsx]Elec_Rates!$D$120 |  |  | RATE_AAA
1 | 1 | 1 | 010# Power points rate galvanised conduit (CWZ LSZH Cable) |  | Local Rate | RTLO_002 | [9 empty] | 467.96 | 467.96 | 4.99 | 4.99 | [17 empty] | 1 | Local Rate
1 | No |  | MC Fuse Conn.Unit 13A Neon unswitched | ESS | SC-CL050 | WACC_127 | 705 | (__) | [5 empty] | 3 |  | 6.21 | 6.21 | 0.17 | 0.153 | [17 empty] | 1 | SC-CL050
[17 empty] | 0 |  | 0
d> | 0 |  |  |  |  | ICOST |  |  |  | mu_A | ITEM | [5 empty] | 474.17 |  | 5.143 | [17 empty] | d>
|  |  |  | Sell Rate | Sell Total |  |  |  |  | IB | [17 empty] | U_M_Sell | T_M_Sell | U_L_Sell | T_L_Sell | Total_Sell | T_M_Cost | T_L_Phr | Mat/Lab=1 |  |  | Sell Total
1 | No |  | Item: 4.36800000000012 | 208.63 | 208.63 | ISELL |  |  |  | mu_A | ITEM | [7 empty] | mu :1.23 | [8 empty] | 91.64 | 91.64 | 116.99 | 116.99 | 208.63 | 74.42 | 3.46 | 77.88 |  | 1 | 221.48
|  |  | 1-Phase Isolator (excl. supply of Isolator) | [6 empty] | n
|  | h | [E25_0062_Quintano_Foods_Elec_ELV_As_Awarded.xlsx]Elec_Rates!$D$134 |  |  | RATE_AAA
1 | 1 | 1 | 012# Single phase isolator / socket outlet point Galvanised conduit |  | Local Rate | RTLO_001 | [9 empty] | 74.42 | 74.42 | 3.46 | 3.46 | [17 empty] | 1 | Local Rate
[17 empty] | 0 |  | 0
d> | 0 |  |  |  |  | ICOST |  |  |  | mu_A | ITEM | [5 empty] | 74.42 |  | 3.46 | [17 empty] | d>
|  |  |  | Sell Rate | Sell Total |  |  |  |  | IB | [17 empty] | U_M_Sell | T_M_Sell | U_L_Sell | T_L_Sell | Total_Sell | T_M_Cost | T_L_Phr | Mat/Lab=1 |  |  | Sell Total
6 | No |  | Item: 4.36900000000012 | 208.63 | 1251.78 | ISELL |  |  |  | mu_A | ITEM | [7 empty] | mu :1.23 | [8 empty] | 91.64 | 549.84 | 116.99 | 701.94 | 1251.78 | 446.52 | 20.76 | 2803.68 |  | 6 | 1328.88
|  |  | 1-Phase Industrial Socket Outlet (excl. supply of socket) | [6 empty] | n
|  | h | [E25_0062_Quintano_Foods_Elec_ELV_As_Awarded.xlsx]Elec_Rates!$D$134 |  |  | RATE_AAA
6 | 1 | 6 | 012# Single phase isolator / socket outlet point Galvanised conduit |  | Local Rate | RTLO_001 | [9 empty] | 74.42 | 446.52 | 3.46 | 20.76 | [17 empty] | 6 | Local Rate
[17 empty] | 0 |  | 0
d> | 0 |  |  |  |  | ICOST |  |  |  | mu_A | ITEM | [5 empty] | 446.52 |  | 20.76 | [17 empty] | d>
|  |  |  | Sell Rate | Sell Total |  |  |  |  | IB | [17 empty] | U_M_Sell | T_M_Sell | U_L_Sell | T_L_Sell | Total_Sell | T_M_Cost | T_L_Phr | Mat/Lab=1 |  |  | Sell Total
2 | No |  | Item: 4.37000000000012 | 553.54 | 1107.08 | ISELL |  |  |  | mu_A | ITEM | [7 empty] | mu :1.23 | [8 empty] | 200.88 | 401.76 | 352.66 | 705.32 | 1107.08 | 326.27 | 20.86 | 694.26 |  | 2 | 1185.2
|  |  | 6 Light Points on 1 Switch | [6 empty] | n
|  | h | [E25_0062_Quintano_Foods_Elec_ELV_As_Awarded.xlsx]Elec_Rates!$D$46 |  |  | RATE_AAA
2 | 3.5 | 7 | 004# Light point rate (Galvanised Conduit) | 6 Pt x 1 Switch |  | RTLT_002 | [9 empty] | 163.135 | 326.27 | 10.43 | 20.86 | [17 empty] | 2
[17 empty] | 0 |  | 0
d> | 0 |  |  |  |  | ICOST |  |  |  | mu_A | ITEM | [5 empty] | 326.27 |  | 20.86 | [17 empty] | d>
|  |  |  | Sell Rate | Sell Total |  |  |  |  | IB | [17 empty] | U_M_Sell | T_M_Sell | U_L_Sell | T_L_Sell | Total_Sell | T_M_Cost | T_L_Phr | Mat/Lab=1 |  |  | Sell Total
2 | No |  | Item: 4.37100000000012 | 1573.71 | 3147.42 | ISELL |  |  |  | mu_A | ITEM | [7 empty] | mu :1.23 | [8 empty] | 581.98 | 1163.96 | 991.73 | 1983.46 | 3147.42 | 945.28 | 58.66 | 2007.88 |  | 2 | 3365.18
|  |  | 7 Light Points on 1 Switch - external areas | [6 empty] | n
|  | h | [E25_0062_Quintano_Foods_Elec_ELV_As_Awarded.xlsx]Elec_Rates!$D$56 |  |  | RATE_AAA
2 | 7 | 14 | 005# Externall Light point rate (Galvanised Conduit) | 7 Pt x 1 Switch |  | RTLT_002 | [9 empty] | 472.64 | 945.28 | 29.33 | 58.66 | [17 empty] | 2
[17 empty] | 0 |  | 0
d> | 0 |  |  |  |  | ICOST |  |  |  | mu_A | ITEM | [5 empty] | 945.28 |  | 58.66 | [17 empty] | d>
|  |  |  | Sell Rate | Sell Total |  |  |  |  | IB | [17 empty] | U_M_Sell | T_M_Sell | U_L_Sell | T_L_Sell | Total_Sell | T_M_Cost | T_L_Phr | Mat/Lab=1 |  |  | Sell Total
1 | No |  | Item: 4.37200000000012 | 474.46 | 474.46 | ISELL |  |  |  | mu_A | ITEM | [7 empty] | mu :1.23 | [8 empty] | 172.18 | 172.18 | 302.28 | 302.28 | 474.46 | 139.83 | 8.94 | 148.77 |  | 1 | 507.94
|  |  | 4 Light Points on 2 Way Switch | [6 empty] | n
|  | h | [E25_0062_Quintano_Foods_Elec_ELV_As_Awarded.xlsx]Elec_Rates!$D$46 |  |  | RATE_AAA
1 | 3 | 3 | 004# Light point rate (Galvanised Conduit) | 4 Pt x 2-2way Switches |  | RTLT_002 | [9 empty] | 139.83 | 139.83 | 8.94 | 8.94 | [17 empty] | 1
[17 empty] | 0 |  | 0
d> | 0 |  |  |  |  | ICOST |  |  |  | mu_A | ITEM | [5 empty] | 139.83 |  | 8.94 | [17 empty] | d>
|  |  |  | Sell Rate | Sell Total |  |  |  |  | IB | [17 empty] | U_M_Sell | T_M_Sell | U_L_Sell | T_L_Sell | Total_Sell | T_M_Cost | T_L_Phr | Mat/Lab=1 |  |  | Sell Total
1 | No |  | Item: 4.37300000000012 | 553.54 | 553.54 | ISELL |  |  |  | mu_A | ITEM | [7 empty] | mu :1.23 | [8 empty] | 200.88 | 200.88 | 352.66 | 352.66 | 553.54 | 163.14 | 10.43 | 173.57 |  | 1 | 592.6
|  |  | 5 Light Points on 2 Way Switch | [6 empty] | n
|  | h | [E25_0062_Quintano_Foods_Elec_ELV_As_Awarded.xlsx]Elec_Rates!$D$46 |  |  | RATE_AAA
1 | 3.5 | 3.5 | 004# Light point rate (Galvanised Conduit) | 5 Pt x 2-2way Switches |  | RTLT_002 | [9 empty] | 163.135 | 163.135 | 10.43 | 10.43 | [17 empty] | 1
[17 empty] | 0 |  | 0
d> | 0 |  |  |  |  | ICOST |  |  |  | mu_A | ITEM | [5 empty] | 163.135 |  | 10.43 | [17 empty] | d>
|  |  |  | Sell Rate | Sell Total |  |  |  |  | IB | [17 empty] | U_M_Sell | T_M_Sell | U_L_Sell | T_L_Sell | Total_Sell | T_M_Cost | T_L_Phr | Mat/Lab=1 |  |  | Sell Total
2 | No |  | Item: 4.37400000000012 | 899.26 | 1798.52 | ISELL |  |  |  | mu_A | ITEM | [7 empty] | mu :1.23 | [8 empty] | 332.56 | 665.12 | 566.7 | 1133.4 | 1798.52 | 540.16 | 33.52 | 1147.36 |  | 2 | 1922.96
|  |  | 4 Light Points on Photocell - external areas | [6 empty] | n
|  | h | [E25_0062_Quintano_Foods_Elec_ELV_As_Awarded.xlsx]Elec_Rates!$D$56 |  |  | RATE_AAA
2 | 4 | 8 | 005# Externall Light point rate (Galvanised Conduit) | 4 Pt x Photocell |  | RTLT_002 | [9 empty] | 270.08 | 540.16 | 16.76 | 33.52 | [17 empty] | 2
[17 empty] | 0 |  | 0
d> | 0 |  |  |  |  | ICOST |  |  |  | mu_A | ITEM | [5 empty] | 540.16 |  | 33.52 | [17 empty] | d>
|  |  |  | Sell Rate | Sell Total |  |  |  |  | IB | [17 empty] | U_M_Sell | T_M_Sell | U_L_Sell | T_L_Sell | Total_Sell | T_M_Cost | T_L_Phr | Mat/Lab=1 |  |  | Sell Total
8 | No |  | Item: 4.37500000000013 | 0 | 0 | ISELL |  |  |  | mu_A | ITEM |  |  |  |  | included |  |  | 0.00 | [8 empty] | 0 | 0 | 0 | 0 | 0 | 0 | 0 | 0 |  | 8 | 0
|  |  | Additional wiring for voltage sensing/battery charging for fittings with power pack. | [6 empty] | n
|  |  | INCLUDED | [13 empty] | 0 |  | 0
[17 empty] | 0 |  | 0
d> | 0 |  |  |  |  | ICOST |  |  |  | mu_A | ITEM | [5 empty] | 0 |  | 0 | [17 empty] | d>
TB
t
Supply, install and connect of the following:
|  |  |  | Sell Rate | Sell Total |  |  |  |  | IB | [17 empty] | U_M_Sell | T_M_Sell | U_L_Sell | T_L_Sell | Total_Sell | T_M_Cost | T_L_Phr | Mat/Lab=1 |  |  | Sell Total
1 | No |  | Item: 4.37600000000013 | 48.45 | 48.45 | ISELL |  |  |  | mu_A | ITEM | [7 empty] | mu :1.23 | [8 empty] | 31.55 | 31.55 | 16.9 | 16.9 | 48.45 | 25.62 | 0.5 | 26.12 |  | 1 | 50.14
|  |  | 25A 1-Phase Isolator | [6 empty] | n
|  | h | [E25_0062_Quintano_Foods_Elec_ELV_As_Awarded.xlsx]Elec_Rates!$D$192 |  |  | RATE_AAA
1 | 1 | 1 | 018# 1-Phase 25/32A Isolator |  | Local Rate(A) | RTLO_001 | [9 empty] | 25.62 | 25.62 | 0.5 | 0.5 | [17 empty] | 1 | Local Rate(A)
[17 empty] | 0 |  | 0
d> | 0 |  |  |  |  | ICOST |  |  |  | mu_A | ITEM | [5 empty] | 25.62 |  | 0.5 | [17 empty] | d>
|  |  |  | Sell Rate | Sell Total |  |  |  |  | IB | [17 empty] | U_M_Sell | T_M_Sell | U_L_Sell | T_L_Sell | Total_Sell | T_M_Cost | T_L_Phr | Mat/Lab=1 |  |  | Sell Total
6 | No |  | Item: 4.37700000000013 | 47.62 | 285.72 | ISELL |  |  |  | mu_A | ITEM | [7 empty] | mu :1.23 | [8 empty] | 38.49 | 230.94 | 9.13 | 54.78 | 285.72 | 187.56 | 1.62 | 1135.08 |  | 6 | 291.84
|  |  | 16A 1-Phase Industrial Socket Outlet c/w Rotary Switch | [6 empty] | n
|  | h | [E25_0062_Quintano_Foods_Elec_ELV_As_Awarded.xlsx]Elec_Rates!$D$165 |  |  | RATE_AAA
6 | 1 | 6 | 015# 3Pin 16Amp IP67 Interlocked Socket outlet |  | Local Rate | RTLO_002 | [9 empty] | 31.26 | 187.56 | 0.27 | 1.62 | [17 empty] | 6 | Local Rate
[17 empty] | 0 |  | 0
d> | 0 |  |  |  |  | ICOST |  |  |  | mu_A | ITEM | [5 empty] | 187.56 |  | 1.62 | [17 empty] | d>
|  |  |  | Sell Rate | Sell Total |  |  |  |  | IB | [17 empty] | U_M_Sell | T_M_Sell | U_L_Sell | T_L_Sell | Total_Sell | T_M_Cost | T_L_Phr | Mat/Lab=1 |  |  | Sell Total
2 | No |  | Item: 4.37800000000013 | 110.9 | 221.8 | ISELL |  |  |  | mu_A | ITEM | [7 empty] | mu :1.23 | [8 empty] | 61.44 | 122.88 | 49.46 | 98.92 | 221.8 | 99.8 | 2.93 | 205.46 |  | 2 | 232.78
|  |  | Photocell sensor | [6 empty] | n
2 | No |  | Light Sensitive Switch | ESS | Perry - PE-7245 | WACC_124 | 705 | TM | TM TN1LV91 |  |  |  |  | 3 | 1994-12-01 | 30 | 60 | 0.25 | 0.45 | [17 empty] | 2 | Perry - PE-7245
|  |  | Installation to DB | [13 empty] | 0 |  | 0
10 | m |  | Conduit Galv. 20mm RATE |  |  | COGV_011 | 690 | BAR | 20mm |  |  |  |  | 1 | 1994-12-01 | 3.03 | 30.3 | 0.2 | 1.8 | [17 empty] | 10
50 | m |  | Wiring Cable 1c 1.5 mm2 PVC Non-Arm |  | LSZH | CASC_017 | 615 | CRO |  | 02-002 |  |  |  | 2 | 2006-09-28 | 0.19 | 9.5 | 0.015 | 0.675 | [17 empty] | 50 | LSZH
[17 empty] | 0 |  | 0
d> | 0 |  |  |  |  | ICOST |  |  |  | mu_A | ITEM | [5 empty] | 99.8 |  | 2.925 | [17 empty] | d>
TB
t
Wiring from distribution board using LSZH cable enclosed in galvanised trunking and galvanised conduit surface mounted including the supply of all LSZH cable and metal clad wiring accessories etc. for a complete installation.
TB
t
From Distribution Board DB-FLA (Level 0)
|  |  |  | Sell Rate | Sell Total |  |  |  |  | IB | [17 empty] | U_M_Sell | T_M_Sell | U_L_Sell | T_L_Sell | Total_Sell | T_M_Cost | T_L_Phr | Mat/Lab=1 |  |  | Sell Total
2 | No |  | Item: 4.37900000000013 | 196.52 | 393.04 | ISELL |  |  |  | mu_A | ITEM | [7 empty] | mu :1.23 | [8 empty] | 89.24 | 178.48 | 107.28 | 214.56 | 393.04 | 144.94 | 6.35 | 302.58 |  | 2 | 3332.1
|  |  | Twin socket outlet | [6 empty] | n
|  | h | [E25_0062_Quintano_Foods_Elec_ELV_As_Awarded.xlsx]Elec_Rates!$D$112 |  |  | RATE_AAA
2 | 1 | 2 | 009# Power points rate (Galvanised conduit) |  | Local Rate | RTLO_002 | [9 empty] | 64.07 | 128.14 | 3.02 | 6.04 | [17 empty] | 16 | Local Rate
2 | No |  | MC Socket Twin 13A | ESS | SC-CL036 | WACC_025 | 705 | CONT | 3356 |  |  |  |  | 3 | 1994-12-01 | 8.4 | 16.8 | 0.17 | 0.306 | [17 empty] | 16 | SC-CL036
[17 empty] | 0 |  | 0
d> | 0 |  |  |  |  | ICOST |  |  |  | mu_A | ITEM | [5 empty] | 144.94 |  | 6.346 | [17 empty] | d>
|  |  |  | Sell Rate | Sell Total |  |  |  |  | IB | [17 empty] | U_M_Sell | T_M_Sell | U_L_Sell | T_L_Sell | Total_Sell | T_M_Cost | T_L_Phr | Mat/Lab=1 |  |  | Sell Total
1 | No |  | Item: 4.38000000000013 | 195.54 | 195.54 | ISELL |  |  |  | mu_A | ITEM | [7 empty] | mu :1.23 | [8 empty] | 88.25 | 88.25 | 107.29 | 107.29 | 195.54 | 71.67 | 3.17 | 74.84 |  | 1 | 207.27
|  |  | Double pole switch | [6 empty] | n
|  | h | [E25_0062_Quintano_Foods_Elec_ELV_As_Awarded.xlsx]Elec_Rates!$D$112 |  |  | RATE_AAA
1 | 1 | 1 | 009# Power points rate (Galvanised conduit) |  | Local Rate | RTLO_002 | [9 empty] | 64.07 | 64.07 | 3.02 | 3.02 | [17 empty] | 1 | Local Rate
1 | No |  | MC Fuse Conn.Unit 13A Neon | ESS | SC-CL052 | WACC_022 | 705 | CONT | 3367 |  |  |  |  | 3 | 1995-01-01 | 7.6 | 7.6 | 0.17 | 0.153 | [17 empty] | 1 | SC-CL052
[17 empty] | 0 |  | 0
d> | 0 |  |  |  |  | ICOST |  |  |  | mu_A | ITEM | [5 empty] | 71.67 |  | 3.173 | [17 empty] | d>
|  |  |  | Sell Rate | Sell Total |  |  |  |  | IB | [17 empty] | U_M_Sell | T_M_Sell | U_L_Sell | T_L_Sell | Total_Sell | T_M_Cost | T_L_Phr | Mat/Lab=1 |  |  | Sell Total
1 | No |  | Item: 4.38100000000013 | 759.48 | 759.48 | ISELL |  |  |  | mu_A | ITEM | [7 empty] | mu :1.23 | [8 empty] | 585.58 | 585.58 | 173.9 | 173.9 | 759.48 | 475.56 | 5.14 | 480.7 |  | 1 | 799.43
|  |  | Double pole switch (3 x 4mm2 CWZ/LSZH) | [6 empty] | n
|  | h | [E25_0062_Quintano_Foods_Elec_ELV_As_Awarded.xlsx]Elec_Rates!$D$120 |  |  | RATE_AAA
1 | 1 | 1 | 010# Power points rate galvanised conduit (CWZ LSZH Cable) |  | Local Rate | RTLO_002 | [9 empty] | 467.96 | 467.96 | 4.99 | 4.99 | [17 empty] | 1 | Local Rate
1 | No |  | MC Fuse Conn.Unit 13A Neon | ESS | SC-CL052 | WACC_022 | 705 | CONT | 3367 |  |  |  |  | 3 | 1995-01-01 | 7.6 | 7.6 | 0.17 | 0.153 | [17 empty] | 1 | SC-CL052
[17 empty] | 0 |  | 0
d> | 0 |  |  |  |  | ICOST |  |  |  | mu_A | ITEM | [5 empty] | 475.56 |  | 5.143 | [17 empty] | d>
|  |  |  | Sell Rate | Sell Total |  |  |  |  | IB | [17 empty] | U_M_Sell | T_M_Sell | U_L_Sell | T_L_Sell | Total_Sell | T_M_Cost | T_L_Phr | Mat/Lab=1 |  |  | Sell Total
1 | No |  | Item: 4.38200000000013 | 208.63 | 208.63 | ISELL |  |  |  | mu_A | ITEM | [7 empty] | mu :1.23 | [8 empty] | 91.64 | 91.64 | 116.99 | 116.99 | 208.63 | 74.42 | 3.46 | 77.88 |  | 1 | 221.48
|  |  | 1-Phase Isolator (excl. supply of Isolator) | [6 empty] | n
|  | h | [E25_0062_Quintano_Foods_Elec_ELV_As_Awarded.xlsx]Elec_Rates!$D$134 |  |  | RATE_AAA
1 | 1 | 1 | 012# Single phase isolator / socket outlet point Galvanised conduit |  | Local Rate | RTLO_001 | [9 empty] | 74.42 | 74.42 | 3.46 | 3.46 | [17 empty] | 1 | Local Rate
[17 empty] | 0 |  | 0
d> | 0 |  |  |  |  | ICOST |  |  |  | mu_A | ITEM | [5 empty] | 74.42 |  | 3.46 | [17 empty] | d>
|  |  |  | Sell Rate | Sell Total |  |  |  |  | IB | [17 empty] | U_M_Sell | T_M_Sell | U_L_Sell | T_L_Sell | Total_Sell | T_M_Cost | T_L_Phr | Mat/Lab=1 |  |  | Sell Total
1 | No |  | Item: 4.38300000000013 | 158.15 | 158.15 | ISELL |  |  |  | mu_A | ITEM | [7 empty] | mu :1.23 | [8 empty] | 57.39 | 57.39 | 100.76 | 100.76 | 158.15 | 46.61 | 2.98 | 49.59 |  | 1 | 169.31
|  |  | 1 Light Point on 1 Switch | [6 empty] | n
|  | h | [E25_0062_Quintano_Foods_Elec_ELV_As_Awarded.xlsx]Elec_Rates!$D$46 |  |  | RATE_AAA
1 | 1 | 1 | 004# Light point rate (Galvanised Conduit) | 1 Pt x 1 Switch |  | RTLT_002 | [9 empty] | 46.61 | 46.61 | 2.98 | 2.98 | [17 empty] | 1
[17 empty] | 0 |  | 0
d> | 0 |  |  |  |  | ICOST |  |  |  | mu_A | ITEM | [5 empty] | 46.61 |  | 2.98 | [17 empty] | d>
|  |  |  | Sell Rate | Sell Total |  |  |  |  | IB | [17 empty] | U_M_Sell | T_M_Sell | U_L_Sell | T_L_Sell | Total_Sell | T_M_Cost | T_L_Phr | Mat/Lab=1 |  |  | Sell Total
2 | No |  | Item: 4.38400000000013 | 474.46 | 948.92 | ISELL |  |  |  | mu_A | ITEM | [7 empty] | mu :1.23 | [8 empty] | 172.18 | 344.36 | 302.28 | 604.56 | 948.92 | 279.66 | 17.88 | 595.08 |  | 2 | 1015.88
|  |  | 5 Light Points on 1 Switch | [6 empty] | n
|  | h | [E25_0062_Quintano_Foods_Elec_ELV_As_Awarded.xlsx]Elec_Rates!$D$46 |  |  | RATE_AAA
2 | 3 | 6 | 004# Light point rate (Galvanised Conduit) | 5 Pt x 1 Switch |  | RTLT_002 | [9 empty] | 139.83 | 279.66 | 8.94 | 17.88 | [17 empty] | 2
[17 empty] | 0 |  | 0
d> | 0 |  |  |  |  | ICOST |  |  |  | mu_A | ITEM | [5 empty] | 279.66 |  | 17.88 | [17 empty] | d>
|  |  |  | Sell Rate | Sell Total |  |  |  |  | IB | [17 empty] | U_M_Sell | T_M_Sell | U_L_Sell | T_L_Sell | Total_Sell | T_M_Cost | T_L_Phr | Mat/Lab=1 |  |  | Sell Total
1 | No |  | Item: 4.38500000000013 | 237.23 | 237.23 | ISELL |  |  |  | mu_A | ITEM | [7 empty] | mu :1.23 | [8 empty] | 86.09 | 86.09 | 151.14 | 151.14 | 237.23 | 69.92 | 4.47 | 74.39 |  | 1 | 253.97
|  |  | 2 Light Points on Presence Detector | [6 empty] | n
|  | h | [E25_0062_Quintano_Foods_Elec_ELV_As_Awarded.xlsx]Elec_Rates!$D$46 |  |  | RATE_AAA
1 | 1.5 | 1.5 | 004# Light point rate (Galvanised Conduit) | 2 Pt x One Detector |  | RTLT_002 | [9 empty] | 69.915 | 69.915 | 4.47 | 4.47 | [17 empty] | 1
[17 empty] | 0 |  | 0
d> | 0 |  |  |  |  | ICOST |  |  |  | mu_A | ITEM | [5 empty] | 69.915 |  | 4.47 | [17 empty] | d>
|  |  |  | Sell Rate | Sell Total |  |  |  |  | IB | [17 empty] | U_M_Sell | T_M_Sell | U_L_Sell | T_L_Sell | Total_Sell | T_M_Cost | T_L_Phr | Mat/Lab=1 |  |  | Sell Total
6 | No |  | Item: 4.38600000000013 | 0 | 0 | ISELL |  |  |  | mu_A | ITEM |  |  |  |  | Included |  |  | 0.00 | [8 empty] | 0 | 0 | 0 | 0 | 0 | 0 | 0 | 0 |  | 6 | 0
|  |  | Additional wiring for voltage sensing/battery charging for fittings with power pack. | [6 empty] | n
|  |  | INCLUDED | [13 empty] | 0 |  | 0
[17 empty] | 0 |  | 0
d> | 0 |  |  |  |  | ICOST |  |  |  | mu_A | ITEM | [5 empty] | 0 |  | 0 | [17 empty] | d>
|  |  |  | Sell Rate | Sell Total |  |  |  |  | IB | [17 empty] | U_M_Sell | T_M_Sell | U_L_Sell | T_L_Sell | Total_Sell | T_M_Cost | T_L_Phr | Mat/Lab=1 |  |  | Sell Total
3 | No |  | Item: 4.38700000000013 | 151.94 | 455.82 | ISELL |  |  |  | mu_A | ITEM | [7 empty] | mu :1.23 | [8 empty] | 54.89 | 164.67 | 97.05 | 291.15 | 455.82 | 133.74 | 8.61 | 427.05 |  | 3 | 487.26
|  |  | Maintained Emergency light points | [6 empty] | n
|  | h | [E25_0062_Quintano_Foods_Elec_ELV_As_Awarded.xlsx]Elec_Rates!$D$103 |  |  | RATE_AAA
3 | 1 | 3 | 008# Maintained Emergency Light point rate (Galvanised Conduit) |  | Local Rate | RTLO_001 | [9 empty] | 44.58 | 133.74 | 2.87 | 8.61 | [17 empty] | 3 | Local Rate
[17 empty] | 0 |  | 0
d> | 0 |  |  |  |  | ICOST |  |  |  | mu_A | ITEM | [5 empty] | 133.74 |  | 8.61 | [17 empty] | d>
TB
t
Supply, install and connect of the following:
|  |  |  | Sell Rate | Sell Total |  |  |  |  | IB | [17 empty] | U_M_Sell | T_M_Sell | U_L_Sell | T_L_Sell | Total_Sell | T_M_Cost | T_L_Phr | Mat/Lab=1 |  |  | Sell Total
1 | No |  | Item: 4.38800000000013 | 48.45 | 48.45 | ISELL |  |  |  | mu_A | ITEM | [7 empty] | mu :1.23 | [8 empty] | 31.55 | 31.55 | 16.9 | 16.9 | 48.45 | 25.62 | 0.5 | 26.12 |  | 1 | 50.14
|  |  | 25A 1-Phase Isolator | [6 empty] | n
|  | h | [E25_0062_Quintano_Foods_Elec_ELV_As_Awarded.xlsx]Elec_Rates!$D$192 |  |  | RATE_AAA
1 | 1 | 1 | 018# 1-Phase 25/32A Isolator |  | Local Rate(A) | RTLO_001 | [9 empty] | 25.62 | 25.62 | 0.5 | 0.5 | [17 empty] | 1 | Local Rate(A)
[17 empty] | 0 |  | 0
d> | 0 |  |  |  |  | ICOST |  |  |  | mu_A | ITEM | [5 empty] | 25.62 |  | 0.5 | [17 empty] | d>
|  |  |  | Sell Rate | Sell Total |  |  |  |  | IB | [17 empty] | U_M_Sell | T_M_Sell | U_L_Sell | T_L_Sell | Total_Sell | T_M_Cost | T_L_Phr | Mat/Lab=1 |  |  | Sell Total
1 | L.S. |  | Item: 4.38900000000013 | 1116.1 | 1116.1 | ISELL |  |  |  | mu_A | ITEM | [7 empty] | mu :1.23 | [8 empty] | 768.88 | 768.88 | 347.22 | 347.22 | 1116.1 | 624.42 | 10.27 | 634.69 |  | 1 | 1154.68
Supply, install and connect emergency shut-off system c/w power supplies, control cabling, interfaces to fire alarm system, contactors, emergency shut-off buttons (qty 1) etc for a complete system. Emergency shut-off buttons shall be interfaced to distribution board DB-FLC such that in case of emergency the Power supply will automatically disconnect. The system shall include all the galvanised conduits, wiring, control cabling etc. for a complete installation.
|  |  | Control panel near Distribution Board DB-FLC | [13 empty] | 0 |  | 0
1 | No |  | Control Transformer 230V/24V 50VA |  |  | CPAN_028 | 570 | (__) | [5 empty] | 2 | 2005-03-01 | 50 | 50 |  | 0 | [17 empty] | 1
1 | m |  | Din Rail |  |  | CPAN_034 | 570 | MISC | [5 empty] | 2 | 1995-01-01 | 8.22 | 8.22 |  | 0 | [17 empty] | 1
1 | No |  | Enclosure Metal IP55 500*405*200 |  |  | CPAN_227 | 570 | GEWISS | GW46406 |  |  |  |  | 2 | 2004-12-14 | 70 | 70 |  | 0 | [17 empty] | 1
1 | No |  | Filament Lamps 24V |  |  | CPAN_186 | 570 | KM | [5 empty] | 2 | 2004-04-27 | 3 | 3 |  | 0 | [17 empty] | 1
1 | No |  | Fuse 2A |  |  | CPAN_146 | 570 | GEWISS | 72111 |  |  |  |  | 2 | 2004-03-08 | 0.77 | 0.77 |  | 0 | [17 empty] | 1
1 | No |  | Fuse 6A |  |  | CPAN_268 | 570 | GW | 72113 |  |  |  |  | 2 | 2005-05-27 | 0.7 | 0.7 |  | 0 | [17 empty] | 1
1 | No |  | Fuse holder 20A size 8.5 x 31.5mm |  |  | CPAN_145 | 570 | GEWISS | 96206 |  |  |  |  | 2 | 2004-03-08 | 3.21 | 3.21 |  | 0 | [17 empty] | 1
1 | No |  | Indicator Lamp Green |  |  | CPAN_043 | 570 | KM | RL-GN/FR |  |  |  |  | 2 | 2000-12-20 | 14.56 | 14.56 |  | 0 | [17 empty] | 1
1 | No |  | Indicator Lamp Red |  |  | CPAN_044 | 570 | KM | RL-RT/FR |  |  |  |  | 2 | 2000-12-20 | 14.56 | 14.56 |  | 0 | [17 empty] | 1
1 | No |  | Selector Switch 3 position |  |  | CPAN_217 | 570 | G.E. | AG P9MSVZON |  |  |  |  | 2 | 2004-11-22 | 6.96 | 6.96 |  | 0 | [17 empty] | 1
1 | No |  | Spiral Cable Wrap |  |  | CPAN_253 | 570 | (__) | [5 empty] | 2 | 2005-03-02 | 1 | 1 |  | 0 | [17 empty] | 1
1 | No |  | Terminal Block End Caps 2.5mm |  |  | CPAN_155 | 570 | (__) | [5 empty] | 2 |  | 0.23 | 0.23 |  | 0 | [17 empty] | 1
2 | No |  | Relay 1n/c 3n/o |  |  | CPAN_112 | 570 | KM | DILER-31 |  |  |  |  | 2 | 2000-12-20 | 25 | 50 |  | 0 | [17 empty] | 2
3 | No |  | Text Holder |  |  | CPAN_278 | 570 | (__) | [5 empty] | 2 | 2006-01-20 | 0.35 | 1.05 |  | 0 | [17 empty] | 3
10 | No |  | Terminal Block 2.5mm2 |  |  | CPAN_153 | 570 | (__) | [5 empty] | 2 |  | 0.7 | 7 |  | 0 | [17 empty] | 10
1 | No |  | Control Panel 1 |  | Assembly - Technician | CPAN_259 | 570 | (__) | [5 empty] | 2 | 2005-04-01 | 211.72 | 211.72 |  | 0 | [17 empty] | 1 | Assembly - Technician
1 | No |  | Control Panel 1 |  | Installation | CPAN_259 | 570 | (__) | [5 empty] | 2 | 2005-04-01 |  | 0 | 4 | 3.6 | NoMat? | [16 empty] | 1 | Installation
1 | No |  | Erection Material |  |  | EMAT_063 | 501 | (__) |  | 01-002 |  |  |  | 1 |  | 10 | 10 |  | 0 | [17 empty] | 1
|  |  | Emergency Stop push button - 1no. | [13 empty] | 0 |  | 0
1 | No |  | Emergency stop switch, 2P c/w mushroom head & IP55 enclosure |  |  | CPAN_250 | 570 | Moeller | RPV/KC/1 |  |  |  |  | 2 | 2005-02-17 | 50 | 50 | 0.25 | 0.225 | [17 empty] | 1
2 | No |  | Screw Wood S6 |  |  | CONS_035 | 875 | (__) |  | 02-008 |  |  |  | 1 | 1994-12-01 | 0.02 | 0.04 |  | 0 | [17 empty] | 2
2 | No |  | Rawl Plug S6 |  |  | CONS_030 | 875 | (__) |  | 02-009 |  |  |  | 1 | 1994-12-01 | 0.02 | 0.04 |  | 0 | [17 empty] | 2
20 | m |  | Indoor Screened !E Cable 1.5mm |  |  | CASP_075 | 617 | (__) | [5 empty] | 2 | 2004-11-24 | 1.5 | 30 | 0.07 | 1.26 | [17 empty] | 20
20 | m |  | Conduit Galv. 25mm RATE |  |  | COGV_013 | 690 | BAR | 25mm |  |  |  |  | 1 | 1994-12-01 | 3.8 | 76 | 0.25 | 4.5 | [17 empty] | 20
Connecting up to DB-FLC
2 | m |  | Conduit Galv. 20mm RATE |  |  | COGV_011 | 690 | BAR | 20mm |  |  |  |  | 1 | 1994-12-01 | 3.03 | 6.06 | 0.2 | 0.36 | [17 empty] | 2
10 | m |  | Wiring Cable 1c 1.5 mm2 PVC Non-Arm |  | LSZH | CASC_017 | 615 | CRO |  | 02-002 |  |  |  | 2 | 2006-09-28 | 0.19 | 1.9 | 0.015 | 0.135 | [17 empty] | 10 | LSZH
Connecting up to Fire alarm interface
3 | m |  | Fire Resistant Cable CWZ 2c+E 1.5 mm2 |  |  | CASP_014 | 617 | (__) | [5 empty] | 2 | 2011-08-12 | 1.5 | 4.5 | 0.07 | 0.189 | [17 empty] | 3
10 | No |  | Fire Resistant Cable Clips |  |  | CASP_013 | 617 | (__) | [5 empty] | 2 | 2011-08-12 | 0.2 | 2 |  | 0 | [17 empty] | 10
10 | No |  | Screw Wood S6 |  |  | CONS_035 | 875 | (__) |  | 02-008 |  |  |  | 1 | 1994-12-01 | 0.02 | 0.2 |  | 0 | [17 empty] | 10
10 | No |  | Rawl Plug S6 |  |  | CONS_030 | 875 | (__) |  | 02-009 |  |  |  | 1 | 1994-12-01 | 0.02 | 0.2 |  | 0 | [17 empty] | 10
2 | No |  | Gland 20 A2 PVC |  |  | CAAC_027 | 620 | (__) | [5 empty] | 2 | 1997-01-01 | 0.25 | 0.5 |  | 0 | [17 empty] | 2
[17 empty] | 0 |  | 0
d> | 0 |  |  |  |  | ICOST |  |  |  | mu_A | ITEM | [5 empty] | 624.42 |  | 10.269 | [17 empty] | d>
|  |  |  | Sell Rate | Sell Total |  |  |  |  | IB | [17 empty] | U_M_Sell | T_M_Sell | U_L_Sell | T_L_Sell | Total_Sell | T_M_Cost | T_L_Phr | Mat/Lab=1 |  |  | Sell Total
1 | No |  | Item: 4.39000000000013 | 30.09 | 30.09 | ISELL |  |  |  | mu_A | ITEM | [7 empty] | mu :1.23 | [8 empty] | 14.87 | 14.87 | 15.22 | 15.22 | 30.09 | 12.08 | 0.45 | 12.53 |  | 1 | 31.78
|  |  | 360° Presence Detector | [6 empty] | n
1 | No |  | Movement detector (Surface Mounted) |  | Calleja - ST700C | WACC_165 | 705 | (__) | [5 empty] | 3 |  | 12 | 12 | 0.5 | 0.45 | [17 empty] | 1 | Calleja - ST700C
2 | No |  | Screw Wood S6 |  |  | CONS_035 | 875 | (__) |  | 02-008 |  |  |  | 1 | 1994-12-01 | 0.02 | 0.04 |  | 0 | [17 empty] | 2
2 | No |  | Rawl Plug S6 |  |  | CONS_030 | 875 | (__) |  | 02-009 |  |  |  | 1 | 1994-12-01 | 0.02 | 0.04 |  | 0 | [17 empty] | 2
[17 empty] | 0 |  | 0
d> | 0 |  |  |  |  | ICOST |  |  |  | mu_A | ITEM | [5 empty] | 12.08 |  | 0.45 | [17 empty] | d>
TB
t
Wiring from distribution board using LSZH cable enclosed in galvanised trunking and galvanised conduit surface mounted including the supply of all LSZH cable and metal clad wiring accessories etc. for a complete installation.
TB
t
From Distribution Board DB-EA (Level 0)
|  |  |  | Sell Rate | Sell Total |  |  |  |  | IB | [17 empty] | U_M_Sell | T_M_Sell | U_L_Sell | T_L_Sell | Total_Sell | T_M_Cost | T_L_Phr | Mat/Lab=1 |  |  | Sell Total
4 | No |  | Item: 4.39100000000013 | 208.63 | 834.52 | ISELL |  |  |  | mu_A | ITEM | [7 empty] | mu :1.23 | [8 empty] | 91.64 | 366.56 | 116.99 | 467.96 | 834.52 | 297.68 | 13.84 | 1246.08 |  | 4 | 885.92
|  |  | 1-Phase Industrial Socket Outlet (excl. supply of socket) | [6 empty] | n
|  | h | [E25_0062_Quintano_Foods_Elec_ELV_As_Awarded.xlsx]Elec_Rates!$D$134 |  |  | RATE_AAA
4 | 1 | 4 | 012# Single phase isolator / socket outlet point Galvanised conduit |  | Local Rate | RTLO_001 | [9 empty] | 74.42 | 297.68 | 3.46 | 13.84 | [17 empty] | 4 | Local Rate
[17 empty] | 0 |  | 0
d> | 0 |  |  |  |  | ICOST |  |  |  | mu_A | ITEM | [5 empty] | 297.68 |  | 13.84 | [17 empty] | d>
|  |  |  | Sell Rate | Sell Total |  |  |  |  | IB | [17 empty] | U_M_Sell | T_M_Sell | U_L_Sell | T_L_Sell | Total_Sell | T_M_Cost | T_L_Phr | Mat/Lab=1 |  |  | Sell Total
3 | No |  | Item: 4.39200000000013 | 692.22 | 2076.66 | ISELL |  |  |  | mu_A | ITEM | [7 empty] | mu :1.23 | [8 empty] | 262.02 | 786.06 | 430.2 | 1290.6 | 2076.66 | 638.37 | 38.17 | 2029.62 |  | 3 | 2218.35
|  |  | 3 Light Points on 1 IP65 Switch - external areas | [6 empty] | n
|  | h | [E25_0062_Quintano_Foods_Elec_ELV_As_Awarded.xlsx]Elec_Rates!$D$56 |  |  | RATE_AAA
3 | 3 | 9 | 005# Externall Light point rate (Galvanised Conduit) | 3 Pt x 1 Switch |  | RTLT_002 | [9 empty] | 202.56 | 607.68 | 12.57 | 37.71 | [17 empty] | 3
3 | No |  | IP56 1gang 2way switch | ESS | SC-OA20021WH | WACC_019 | 705 | (__) | [5 empty] | 3 |  | 10.23 | 30.69 | 0.17 | 0.459 | [17 empty] | 3 | SC-OA20021WH
[17 empty] | 0 |  | 0
d> | 0 |  |  |  |  | ICOST |  |  |  | mu_A | ITEM | [5 empty] | 638.37 |  | 38.169 | [17 empty] | d>
|  |  |  | Sell Rate | Sell Total |  |  |  |  | IB | [17 empty] | U_M_Sell | T_M_Sell | U_L_Sell | T_L_Sell | Total_Sell | T_M_Cost | T_L_Phr | Mat/Lab=1 |  |  | Sell Total
1 | No |  | Item: 4.39300000000013 | 729.47 | 729.47 | ISELL |  |  |  | mu_A | ITEM | [7 empty] | mu :1.23 | [8 empty] | 270.86 | 270.86 | 458.61 | 458.61 | 729.47 | 219.98 | 13.56 | 233.54 |  | 1 | 780.25
|  |  | 8 Light Points on 1 IP65 Switch - external areas | [6 empty] | n
|  | h | [E25_0062_Quintano_Foods_Elec_ELV_As_Awarded.xlsx]Elec_Rates!$D$46 |  |  | RATE_AAA
1 | 4.5 | 4.5 | 004# Light point rate (Galvanised Conduit) | 8 Pt x 1 Switch |  | RTLT_002 | [9 empty] | 209.745 | 209.745 | 13.41 | 13.41 | [17 empty] | 1
1 | No |  | IP56 1gang 2way switch | ESS | SC-OA20021WH | WACC_019 | 705 | (__) | [5 empty] | 3 |  | 10.23 | 10.23 | 0.17 | 0.153 | [17 empty] | 1 | SC-OA20021WH
[17 empty] | 0 |  | 0
d> | 0 |  |  |  |  | ICOST |  |  |  | mu_A | ITEM | [5 empty] | 219.975 |  | 13.563 | [17 empty] | d>
|  |  |  | Sell Rate | Sell Total |  |  |  |  | IB | [17 empty] | U_M_Sell | T_M_Sell | U_L_Sell | T_L_Sell | Total_Sell | T_M_Cost | T_L_Phr | Mat/Lab=1 |  |  | Sell Total
1 | No |  | Item: 4.39400000000013 | 151.94 | 151.94 | ISELL |  |  |  | mu_A | ITEM | [7 empty] | mu :1.23 | [8 empty] | 54.89 | 54.89 | 97.05 | 97.05 | 151.94 | 44.58 | 2.87 | 47.45 |  | 1 | 162.42
|  |  | Maintained Emergency light points | [6 empty] | n
|  | h | [E25_0062_Quintano_Foods_Elec_ELV_As_Awarded.xlsx]Elec_Rates!$D$103 |  |  | RATE_AAA
1 | 1 | 1 | 008# Maintained Emergency Light point rate (Galvanised Conduit) |  | Local Rate | RTLO_001 | [9 empty] | 44.58 | 44.58 | 2.87 | 2.87 | [17 empty] | 1 | Local Rate
[17 empty] | 0 |  | 0
d> | 0 |  |  |  |  | ICOST |  |  |  | mu_A | ITEM | [5 empty] | 44.58 |  | 2.87 | [17 empty] | d>
|  |  |  | Sell Rate | Sell Total |  |  |  |  | IB | [17 empty] | U_M_Sell | T_M_Sell | U_L_Sell | T_L_Sell | Total_Sell | T_M_Cost | T_L_Phr | Mat/Lab=1 |  |  | Sell Total
1 | No |  | Item: 4.39500000000013 | 151.94 | 151.94 | ISELL |  |  |  | mu_A | ITEM | [7 empty] | mu :1.23 | [8 empty] | 54.89 | 54.89 | 97.05 | 97.05 | 151.94 | 44.58 | 2.87 | 47.45 |  | 1 | 162.42
|  |  | Non-Maintained Emergency light points | [6 empty] | n
|  | h | [E25_0062_Quintano_Foods_Elec_ELV_As_Awarded.xlsx]Elec_Rates!$D$103 |  |  | RATE_AAA
1 | 1 | 1 | 008# Maintained Emergency Light point rate (Galvanised Conduit) |  | Local Rate | RTLO_001 | [9 empty] | 44.58 | 44.58 | 2.87 | 2.87 | [17 empty] | 1 | Local Rate
[17 empty] | 0 |  | 0
d> | 0 |  |  |  |  | ICOST |  |  |  | mu_A | ITEM | [5 empty] | 44.58 |  | 2.87 | [17 empty] | d>
TB
t
Supply, install and connect of the following:
|  |  |  | Sell Rate | Sell Total |  |  |  |  | IB | [17 empty] | U_M_Sell | T_M_Sell | U_L_Sell | T_L_Sell | Total_Sell | T_M_Cost | T_L_Phr | Mat/Lab=1 |  |  | Sell Total
4 | No |  | Item: 4.39600000000013 | 47.62 | 190.48 | ISELL |  |  |  | mu_A | ITEM | [7 empty] | mu :1.23 | [8 empty] | 38.49 | 153.96 | 9.13 | 36.52 | 190.48 | 125.04 | 1.08 | 504.48 |  | 4 | 194.56
|  |  | 16A 1-Phase Industrial Socket Outlet c/w Rotary Switch | [6 empty] | n
|  | h | [E25_0062_Quintano_Foods_Elec_ELV_As_Awarded.xlsx]Elec_Rates!$D$165 |  |  | RATE_AAA
4 | 1 | 4 | 015# 3Pin 16Amp IP67 Interlocked Socket outlet |  | Local Rate | RTLO_002 | [9 empty] | 31.26 | 125.04 | 0.27 | 1.08 | [17 empty] | 4 | Local Rate
[17 empty] | 0 |  | 0
d> | 0 |  |  |  |  | ICOST |  |  |  | mu_A | ITEM | [5 empty] | 125.04 |  | 1.08 | [17 empty] | d>
SB | [36 empty] | SB
| 0.011475 |  | PAGE: 20 |  | 20846.67 | [5 empty] | PAGE | [5 empty] | 7992.625 |  | 325.469 | [18 empty] | 25055.84
| Discy: |  |  |  | PAGE SELL | [11 empty] | PAGE MAT |  | PAGE LAB | [18 empty] | PAGE SELL
TB
t
Wiring from distribution board using LSZH cable enclosed in galvanised trunking and galvanised conduit surface mounted including the supply of all LSZH cable and metal clad wiring accessories etc. for a complete installation.
TB
t
From Distribution Board DB-WH (Level 0 - Level 2)
|  |  |  | Sell Rate | Sell Total |  |  |  |  | IB | [17 empty] | U_M_Sell | T_M_Sell | U_L_Sell | T_L_Sell | Total_Sell | T_M_Cost | T_L_Phr | Mat/Lab=1 |  |  | Sell Total
4 | No |  | Item: 4.39700000000013 | 196.52 | 786.08 | ISELL |  |  |  | mu_A | ITEM | [7 empty] | mu :1.23 | [8 empty] | 89.24 | 356.96 | 107.28 | 429.12 | 786.08 | 289.88 | 12.69 | 1210.28 |  | 4 | 833.04
|  |  | Twin socket outlet | [6 empty] | n
|  | h | [E25_0062_Quintano_Foods_Elec_ELV_As_Awarded.xlsx]Elec_Rates!$D$112 |  |  | RATE_AAA
4 | 1 | 4 | 009# Power points rate (Galvanised conduit) |  | Local Rate | RTLO_002 | [9 empty] | 64.07 | 256.28 | 3.02 | 12.08 | [17 empty] | 4 | Local Rate
4 | No |  | MC Socket Twin 13A | ESS | SC-CL036 | WACC_025 | 705 | CONT | 3356 |  |  |  |  | 3 | 1994-12-01 | 8.4 | 33.6 | 0.17 | 0.612 | [17 empty] | 4 | SC-CL036
[17 empty] | 0 |  | 0
d> | 0 |  |  |  |  | ICOST |  |  |  | mu_A | ITEM | [5 empty] | 289.88 |  | 12.692 | [17 empty] | d>
|  |  |  | Sell Rate | Sell Total |  |  |  |  | IB | [17 empty] | U_M_Sell | T_M_Sell | U_L_Sell | T_L_Sell | Total_Sell | T_M_Cost | T_L_Phr | Mat/Lab=1 |  |  | Sell Total
2 | No |  | Item: 4.39800000000013 | 759.48 | 1518.96 | ISELL |  |  |  | mu_A | ITEM | [7 empty] | mu :1.23 | [8 empty] | 585.58 | 1171.16 | 173.9 | 347.8 | 1518.96 | 951.12 | 10.29 | 1922.82 |  | 2 | 1598.86
|  |  | Double pole switch (3 x 4mm2 CWZ/LSZH) | [6 empty] | n
|  | h | [E25_0062_Quintano_Foods_Elec_ELV_As_Awarded.xlsx]Elec_Rates!$D$120 |  |  | RATE_AAA
2 | 1 | 2 | 010# Power points rate galvanised conduit (CWZ LSZH Cable) |  | Local Rate | RTLO_002 | [9 empty] | 467.96 | 935.92 | 4.99 | 9.98 | [17 empty] | 2 | Local Rate
2 | No |  | MC Fuse Conn.Unit 13A Neon | ESS | SC-CL052 | WACC_022 | 705 | CONT | 3367 |  |  |  |  | 3 | 1995-01-01 | 7.6 | 15.2 | 0.17 | 0.306 | [17 empty] | 2 | SC-CL052
[17 empty] | 0 |  | 0
d> | 0 |  |  |  |  | ICOST |  |  |  | mu_A | ITEM | [5 empty] | 951.12 |  | 10.286 | [17 empty] | d>
|  |  |  | Sell Rate | Sell Total |  |  |  |  | IB | [17 empty] | U_M_Sell | T_M_Sell | U_L_Sell | T_L_Sell | Total_Sell | T_M_Cost | T_L_Phr | Mat/Lab=1 |  |  | Sell Total
9 | No |  | Item: 4.39900000000013 | 208.63 | 1877.67 | ISELL |  |  |  | mu_A | ITEM | [7 empty] | mu :1.23 | [8 empty] | 91.64 | 824.76 | 116.99 | 1052.91 | 1877.67 | 669.78 | 31.14 | 6308.28 |  | 9 | 1993.32
|  |  | 1-Phase Industrial Socket Outlet (excl. supply of socket) | [6 empty] | n
|  | h | [E25_0062_Quintano_Foods_Elec_ELV_As_Awarded.xlsx]Elec_Rates!$D$134 |  |  | RATE_AAA
9 | 1 | 9 | 012# Single phase isolator / socket outlet point Galvanised conduit |  | Local Rate | RTLO_001 | [9 empty] | 74.42 | 669.78 | 3.46 | 31.14 | [17 empty] | 9 | Local Rate
[17 empty] | 0 |  | 0
d> | 0 |  |  |  |  | ICOST |  |  |  | mu_A | ITEM | [5 empty] | 669.78 |  | 31.14 | [17 empty] | d>
|  |  |  | Sell Rate | Sell Total |  |  |  |  | IB | [17 empty] | U_M_Sell | T_M_Sell | U_L_Sell | T_L_Sell | Total_Sell | T_M_Cost | T_L_Phr | Mat/Lab=1 |  |  | Sell Total
1 | No |  | Item: 4.40000000000013 | 220.46 | 220.46 | ISELL |  |  |  | mu_A | ITEM | [7 empty] | mu :1.23 | [8 empty] | 105.5 | 105.5 | 114.96 | 114.96 | 220.46 | 85.68 | 3.4 | 89.08 |  | 1 | 233.31
|  |  | 1 Light Point on 1 Switch | [6 empty] | n
|  | h | [E25_0062_Quintano_Foods_Elec_ELV_As_Awarded.xlsx]Elec_Rates!$D$79 |  |  | RATE_AAA
1 | 1 | 1 | 006# Light point rate (Galvanised Conduit) in Warehouse | 1 Pt x 1 Switch |  | RTLT_002 | [9 empty] | 57.28 | 57.28 | 2.36 | 2.36 | [17 empty] | 1
|  | h | [E25_0062_Quintano_Foods_Elec_ELV_As_Awarded.xlsx]Elec_Rates!$D$91 |  |  | RATE_AAA
1 | 1 | 1 | 007# Bracketing for Lighting in Warehouse |  | Local Rate | RTLO_001 | [9 empty] | 28.4 | 28.4 | 1.04 | 1.04 | [17 empty] | 1 | Local Rate
[17 empty] | 0 |  | 0
d> | 0 |  |  |  |  | ICOST |  |  |  | mu_A | ITEM | [5 empty] | 85.68 |  | 3.4 | [17 empty] | d>
|  |  |  | Sell Rate | Sell Total |  |  |  |  | IB | [17 empty] | U_M_Sell | T_M_Sell | U_L_Sell | T_L_Sell | Total_Sell | T_M_Cost | T_L_Phr | Mat/Lab=1 |  |  | Sell Total
1 | No |  | Item: 4.40100000000013 | 692.22 | 692.22 | ISELL |  |  |  | mu_A | ITEM | [7 empty] | mu :1.23 | [8 empty] | 262.02 | 262.02 | 430.2 | 430.2 | 692.22 | 212.79 | 12.72 | 225.51 |  | 1 | 739.45
|  |  | 3 Light Point on 1 IP65 Switch - external areas | [6 empty] | n
|  | h | [E25_0062_Quintano_Foods_Elec_ELV_As_Awarded.xlsx]Elec_Rates!$D$56 |  |  | RATE_AAA
1 | 3 | 3 | 005# Externall Light point rate (Galvanised Conduit) | 3 Pt x 1 Switch |  | RTLT_002 | [9 empty] | 202.56 | 202.56 | 12.57 | 12.57 | [17 empty] | 1
1 | No |  | IP56 1gang 2way switch | ESS | SC-OA20021WH | WACC_019 | 705 | (__) | [5 empty] | 3 |  | 10.23 | 10.23 | 0.17 | 0.153 | [17 empty] | 1 | SC-OA20021WH
[17 empty] | 0 |  | 0
d> | 0 |  |  |  |  | ICOST |  |  |  | mu_A | ITEM | [5 empty] | 212.79 |  | 12.723 | [17 empty] | d>
|  |  |  | Sell Rate | Sell Total |  |  |  |  | IB | [17 empty] | U_M_Sell | T_M_Sell | U_L_Sell | T_L_Sell | Total_Sell | T_M_Cost | T_L_Phr | Mat/Lab=1 |  |  | Sell Total
3 | No |  | Item: 4.40200000000013 | 656.36 | 1969.08 | ISELL |  |  |  | mu_A | ITEM | [7 empty] | mu :1.23 | [8 empty] | 316.21 | 948.63 | 340.15 | 1020.45 | 1969.08 | 770.4 | 30.18 | 2401.74 |  | 3 | 2083.71
|  |  | 4 Light Points on Switching Pack | [6 empty] | n
|  | h | [E25_0062_Quintano_Foods_Elec_ELV_As_Awarded.xlsx]Elec_Rates!$D$79 |  |  | RATE_AAA
3 | 2.5 | 7.5 | 006# Light point rate (Galvanised Conduit) in Warehouse | 4 Pt x 1 Switch |  | RTLT_002 | [9 empty] | 143.2 | 429.6 | 5.9 | 17.7 | [17 empty] | 3
|  | h | [E25_0062_Quintano_Foods_Elec_ELV_As_Awarded.xlsx]Elec_Rates!$D$91 |  |  | RATE_AAA
12 | 1 | 12 | 007# Bracketing for Lighting in Warehouse |  | Local Rate | RTLO_001 | [9 empty] | 28.4 | 340.8 | 1.04 | 12.48 | [17 empty] | 12 | Local Rate
[17 empty] | 0 |  | 0
d> | 0 |  |  |  |  | ICOST |  |  |  | mu_A | ITEM | [5 empty] | 770.4 |  | 30.18 | [17 empty] | d>
|  |  |  | Sell Rate | Sell Total |  |  |  |  | IB | [17 empty] | U_M_Sell | T_M_Sell | U_L_Sell | T_L_Sell | Total_Sell | T_M_Cost | T_L_Phr | Mat/Lab=1 |  |  | Sell Total
1 | No |  | Item: 4.40300000000013 | 946.97 | 946.97 | ISELL |  |  |  | mu_A | ITEM | [7 empty] | mu :1.23 | [8 empty] | 456.68 | 456.68 | 490.29 | 490.29 | 946.97 | 370.88 | 14.5 | 385.38 |  | 1 | 1002.08
|  |  | 6 Light Points on Switching Pack | [6 empty] | n
|  | h | [E25_0062_Quintano_Foods_Elec_ELV_As_Awarded.xlsx]Elec_Rates!$D$79 |  |  | RATE_AAA
1 | 3.5 | 3.5 | 006# Light point rate (Galvanised Conduit) in Warehouse | 6 Pt x 1 Switch |  | RTLT_002 | [9 empty] | 200.48 | 200.48 | 8.26 | 8.26 | [17 empty] | 1
|  | h | [E25_0062_Quintano_Foods_Elec_ELV_As_Awarded.xlsx]Elec_Rates!$D$91 |  |  | RATE_AAA
6 | 1 | 6 | 007# Bracketing for Lighting in Warehouse |  | Local Rate | RTLO_001 | [9 empty] | 28.4 | 170.4 | 1.04 | 6.24 | [17 empty] | 6 | Local Rate
[17 empty] | 0 |  | 0
d> | 0 |  |  |  |  | ICOST |  |  |  | mu_A | ITEM | [5 empty] | 370.88 |  | 14.5 | [17 empty] | d>
|  |  |  | Sell Rate | Sell Total |  |  |  |  | IB | [17 empty] | U_M_Sell | T_M_Sell | U_L_Sell | T_L_Sell | Total_Sell | T_M_Cost | T_L_Phr | Mat/Lab=1 |  |  | Sell Total
1 | No |  | Item: 4.40400000000013 | 1237.57 | 1237.57 | ISELL |  |  |  | mu_A | ITEM | [7 empty] | mu :1.23 | [8 empty] | 597.15 | 597.15 | 640.42 | 640.42 | 1237.57 | 484.96 | 18.94 | 503.9 |  | 1 | 1309.59
|  |  | 8 Light Points on Switching Pack | [6 empty] | n
|  | h | [E25_0062_Quintano_Foods_Elec_ELV_As_Awarded.xlsx]Elec_Rates!$D$79 |  |  | RATE_AAA
1 | 4.5 | 4.5 | 006# Light point rate (Galvanised Conduit) in Warehouse | 8 Pt x 1 Switch |  | RTLT_002 | [9 empty] | 257.76 | 257.76 | 10.62 | 10.62 | [17 empty] | 1
|  | h | [E25_0062_Quintano_Foods_Elec_ELV_As_Awarded.xlsx]Elec_Rates!$D$91 |  |  | RATE_AAA
8 | 1 | 8 | 007# Bracketing for Lighting in Warehouse |  | Local Rate | RTLO_001 | [9 empty] | 28.4 | 227.2 | 1.04 | 8.32 | [17 empty] | 8 | Local Rate
[17 empty] | 0 |  | 0
d> | 0 |  |  |  |  | ICOST |  |  |  | mu_A | ITEM | [5 empty] | 484.96 |  | 18.94 | [17 empty] | d>
|  |  |  | Sell Rate | Sell Total |  |  |  |  | IB | [17 empty] | U_M_Sell | T_M_Sell | U_L_Sell | T_L_Sell | Total_Sell | T_M_Cost | T_L_Phr | Mat/Lab=1 |  |  | Sell Total
1 | No |  | Item: 4.40500000000014 | 1673.47 | 1673.47 | ISELL |  |  |  | mu_A | ITEM | [7 empty] | mu :1.23 | [8 empty] | 807.86 | 807.86 | 865.61 | 865.61 | 1673.47 | 656.08 | 25.6 | 681.68 |  | 1 | 1770.85
|  |  | 11 Light Points on Switching Pack | [6 empty] | n
|  | h | [E25_0062_Quintano_Foods_Elec_ELV_As_Awarded.xlsx]Elec_Rates!$D$79 |  |  | RATE_AAA
1 | 6 | 6 | 006# Light point rate (Galvanised Conduit) in Warehouse | 11 Pt x 1 Switch |  | RTLT_002 | [9 empty] | 343.68 | 343.68 | 14.16 | 14.16 | [17 empty] | 1
|  | h | [E25_0062_Quintano_Foods_Elec_ELV_As_Awarded.xlsx]Elec_Rates!$D$91 |  |  | RATE_AAA
11 | 1 | 11 | 007# Bracketing for Lighting in Warehouse |  | Local Rate | RTLO_001 | [9 empty] | 28.4 | 312.4 | 1.04 | 11.44 | [17 empty] | 11 | Local Rate
[17 empty] | 0 |  | 0
d> | 0 |  |  |  |  | ICOST |  |  |  | mu_A | ITEM | [5 empty] | 656.08 |  | 25.6 | [17 empty] | d>
|  |  |  | Sell Rate | Sell Total |  |  |  |  | IB | [17 empty] | U_M_Sell | T_M_Sell | U_L_Sell | T_L_Sell | Total_Sell | T_M_Cost | T_L_Phr | Mat/Lab=1 |  |  | Sell Total
2 | No |  | Item: 4.40600000000014 | 1818.77 | 3637.54 | ISELL |  |  |  | mu_A | ITEM | [7 empty] | mu :1.23 | [8 empty] | 878.1 | 1756.2 | 940.67 | 1881.34 | 3637.54 | 1426.24 | 55.64 | 2963.76 |  | 2 | 3849.2
|  |  | 12 Light Points on Switching Pack | [6 empty] | n
|  | h | [E25_0062_Quintano_Foods_Elec_ELV_As_Awarded.xlsx]Elec_Rates!$D$79 |  |  | RATE_AAA
2 | 6.5 | 13 | 006# Light point rate (Galvanised Conduit) in Warehouse | 12 Pt x 1 Switch |  | RTLT_002 | [9 empty] | 372.32 | 744.64 | 15.34 | 30.68 | [17 empty] | 2
|  | h | [E25_0062_Quintano_Foods_Elec_ELV_As_Awarded.xlsx]Elec_Rates!$D$91 |  |  | RATE_AAA
24 | 1 | 24 | 007# Bracketing for Lighting in Warehouse |  | Local Rate | RTLO_001 | [9 empty] | 28.4 | 681.6 | 1.04 | 24.96 | [17 empty] | 24 | Local Rate
[17 empty] | 0 |  | 0
d> | 0 |  |  |  |  | ICOST |  |  |  | mu_A | ITEM | [5 empty] | 1426.24 |  | 55.64 | [17 empty] | d>
|  |  |  | Sell Rate | Sell Total |  |  |  |  | IB | [17 empty] | U_M_Sell | T_M_Sell | U_L_Sell | T_L_Sell | Total_Sell | T_M_Cost | T_L_Phr | Mat/Lab=1 |  |  | Sell Total
1 | No |  | Item: 4.40700000000014 | 2109.37 | 2109.37 | ISELL |  |  |  | mu_A | ITEM | [7 empty] | mu :1.23 | [8 empty] | 1018.57 | 1018.57 | 1090.8 | 1090.8 | 2109.37 | 827.2 | 32.26 | 859.46 |  | 1 | 2232.11
|  |  | 14 Light Points on Switching Pack | [6 empty] | n
|  | h | [E25_0062_Quintano_Foods_Elec_ELV_As_Awarded.xlsx]Elec_Rates!$D$79 |  |  | RATE_AAA
1 | 7.5 | 7.5 | 006# Light point rate (Galvanised Conduit) in Warehouse | 14 Pt x 1 Switch |  | RTLT_002 | [9 empty] | 429.6 | 429.6 | 17.7 | 17.7 | [17 empty] | 1
|  | h | [E25_0062_Quintano_Foods_Elec_ELV_As_Awarded.xlsx]Elec_Rates!$D$91 |  |  | RATE_AAA
14 | 1 | 14 | 007# Bracketing for Lighting in Warehouse |  | Local Rate | RTLO_001 | [9 empty] | 28.4 | 397.6 | 1.04 | 14.56 | [17 empty] | 14 | Local Rate
[17 empty] | 0 |  | 0
d> | 0 |  |  |  |  | ICOST |  |  |  | mu_A | ITEM | [5 empty] | 827.2 |  | 32.26 | [17 empty] | d>
|  |  |  | Sell Rate | Sell Total |  |  |  |  | IB | [17 empty] | U_M_Sell | T_M_Sell | U_L_Sell | T_L_Sell | Total_Sell | T_M_Cost | T_L_Phr | Mat/Lab=1 |  |  | Sell Total
4 | No |  | Item: 4.40800000000014 | 2399.97 | 9599.88 | ISELL |  |  |  | mu_A | ITEM | [7 empty] | mu :1.23 | [8 empty] | 1159.04 | 4636.16 | 1240.93 | 4963.72 | 9599.88 | 3765.12 | 146.8 | 15647.68 |  | 4 | 10158.44
|  |  | 16 Light Points on Switching Pack | [6 empty] | n
|  | h | [E25_0062_Quintano_Foods_Elec_ELV_As_Awarded.xlsx]Elec_Rates!$D$79 |  |  | RATE_AAA
4 | 8.5 | 34 | 006# Light point rate (Galvanised Conduit) in Warehouse | 16 Pt x 1 Switch |  | RTLT_002 | [9 empty] | 486.88 | 1947.52 | 20.06 | 80.24 | [17 empty] | 4
|  | h | [E25_0062_Quintano_Foods_Elec_ELV_As_Awarded.xlsx]Elec_Rates!$D$91 |  |  | RATE_AAA
64 | 1 | 64 | 007# Bracketing for Lighting in Warehouse |  | Local Rate | RTLO_001 | [9 empty] | 28.4 | 1817.6 | 1.04 | 66.56 | [17 empty] | 64 | Local Rate
[17 empty] | 0 |  | 0
d> | 0 |  |  |  |  | ICOST |  |  |  | mu_A | ITEM | [5 empty] | 3765.12 |  | 146.8 | [17 empty] | d>
|  |  |  | Sell Rate | Sell Total |  |  |  |  | IB | [17 empty] | U_M_Sell | T_M_Sell | U_L_Sell | T_L_Sell | Total_Sell | T_M_Cost | T_L_Phr | Mat/Lab=1 |  |  | Sell Total
41 | No |  | Item: 4.40900000000014 | 151.94 | 6229.54 | ISELL |  |  |  | mu_A | ITEM | [7 empty] | mu :1.23 | [8 empty] | 54.89 | 2250.49 | 97.05 | 3979.05 | 6229.54 | 1827.78 | 117.67 | 79763.45 |  | 41 | 6659.22
|  |  | Maintained Emergency light points | [6 empty] | n
|  | h | [E25_0062_Quintano_Foods_Elec_ELV_As_Awarded.xlsx]Elec_Rates!$D$103 |  |  | RATE_AAA
41 | 1 | 41 | 008# Maintained Emergency Light point rate (Galvanised Conduit) |  | Local Rate | RTLO_001 | [9 empty] | 44.58 | 1827.78 | 2.87 | 117.67 | [17 empty] | 41 | Local Rate
[17 empty] | 0 |  | 0
d> | 0 |  |  |  |  | ICOST |  |  |  | mu_A | ITEM | [5 empty] | 1827.78 |  | 117.67 | [17 empty] | d>
TB
t
Supply, install and connect of the following:
|  |  |  | Sell Rate | Sell Total |  |  |  |  | IB | [17 empty] | U_M_Sell | T_M_Sell | U_L_Sell | T_L_Sell | Total_Sell | T_M_Cost | T_L_Phr | Mat/Lab=1 |  |  | Sell Total
2 | No |  | Item: 4.41000000000014 | 47.62 | 95.24 | ISELL |  |  |  | mu_A | ITEM | [7 empty] | mu :1.23 | [8 empty] | 38.49 | 76.98 | 9.13 | 18.26 | 95.24 | 62.52 | 0.54 | 126.12 |  | 2 | 97.28
|  |  | 16A 1-Phase Industrial Socket Outlet | [6 empty] | n
|  | h | [E25_0062_Quintano_Foods_Elec_ELV_As_Awarded.xlsx]Elec_Rates!$D$156 |  |  | RATE_AAA
2 | 1 | 2 | 014# 3Pin 16Amp IP67 Unswitched Socket outlet |  | Local Rate | RTLO_002 | [9 empty] | 31.26 | 62.52 | 0.27 | 0.54 | [17 empty] | 2 | Local Rate
[17 empty] | 0 |  | 0
d> | 0 |  |  |  |  | ICOST |  |  |  | mu_A | ITEM | [5 empty] | 62.52 |  | 0.54 | [17 empty] | d>
|  |  |  | Sell Rate | Sell Total |  |  |  |  | IB | [17 empty] | U_M_Sell | T_M_Sell | U_L_Sell | T_L_Sell | Total_Sell | T_M_Cost | T_L_Phr | Mat/Lab=1 |  |  | Sell Total
6 | No |  | Item: 4.41100000000014 | 47.62 | 285.72 | ISELL |  |  |  | mu_A | ITEM | [7 empty] | mu :1.23 | [8 empty] | 38.49 | 230.94 | 9.13 | 54.78 | 285.72 | 187.56 | 1.62 | 1135.08 |  | 6 | 291.84
|  |  | 16A 1-Phase Industrial Socket Outlet c/w Rotary Switch | [6 empty] | n
|  | h | [E25_0062_Quintano_Foods_Elec_ELV_As_Awarded.xlsx]Elec_Rates!$D$165 |  |  | RATE_AAA
6 | 1 | 6 | 015# 3Pin 16Amp IP67 Interlocked Socket outlet |  | Local Rate | RTLO_002 | [9 empty] | 31.26 | 187.56 | 0.27 | 1.62 | [17 empty] | 6 | Local Rate
[17 empty] | 0 |  | 0
d> | 0 |  |  |  |  | ICOST |  |  |  | mu_A | ITEM | [5 empty] | 187.56 |  | 1.62 | [17 empty] | d>
|  |  |  | Sell Rate | Sell Total |  |  |  |  | IB | [17 empty] | U_M_Sell | T_M_Sell | U_L_Sell | T_L_Sell | Total_Sell | T_M_Cost | T_L_Phr | Mat/Lab=1 |  |  | Sell Total
1 | No |  | Item: 4.41200000000014 | 48.45 | 48.45 | ISELL |  |  |  | mu_A | ITEM | [7 empty] | mu :1.23 | [8 empty] | 31.55 | 31.55 | 16.9 | 16.9 | 48.45 | 25.62 | 0.5 | 26.12 |  | 1 | 50.14
|  |  | 25A 1-Phase Isolator | [6 empty] | n
|  | h | [E25_0062_Quintano_Foods_Elec_ELV_As_Awarded.xlsx]Elec_Rates!$D$192 |  |  | RATE_AAA
1 | 1 | 1 | 018# 1-Phase 25/32A Isolator |  | Local Rate(A) | RTLO_001 | [9 empty] | 25.62 | 25.62 | 0.5 | 0.5 | [17 empty] | 1 | Local Rate(A)
[17 empty] | 0 |  | 0
d> | 0 |  |  |  |  | ICOST |  |  |  | mu_A | ITEM | [5 empty] | 25.62 |  | 0.5 | [17 empty] | d>
|  |  |  | Sell Rate | Sell Total |  |  |  |  | IB | [17 empty] | U_M_Sell | T_M_Sell | U_L_Sell | T_L_Sell | Total_Sell | T_M_Cost | T_L_Phr | Mat/Lab=1 |  |  | Sell Total
1 | No |  | Item: 4.41300000000014 | 350.59 | 350.59 | ISELL |  |  |  | mu_A | ITEM | [7 empty] | mu :1.23 | [8 empty] | 222.77 | 222.77 | 127.82 | 127.82 | 350.59 | 180.92 | 3.78 | 184.7 |  | 1 | 364.79
|  |  | Switching Pack as per drawings and specs. | [6 empty] | n
14 | No |  | MC Switch 1G 2W 10A | ESS | SC-CL011 | WACC_225 | 705 | MK | K3591ALM |  |  |  |  | 3 | 2004-10-18 | 5.7 | 79.8 | 0.25 | 3.15 | [17 empty] | 14 | SC-CL011
28 | No |  | Screw Wood S6 |  |  | CONS_035 | 875 | (__) |  | 02-008 |  |  |  | 1 | 1994-12-01 | 0.02 | 0.56 |  | 0 | [17 empty] | 28
28 | No |  | Rawl Plug S6 |  |  | CONS_030 | 875 | (__) |  | 02-009 |  |  |  | 1 | 1994-12-01 | 0.02 | 0.56 |  | 0 | [17 empty] | 28
14 | No |  | Label Small |  |  | CONS_021 | 875 | (__) |  | 05-002 |  |  |  | 3 | 1995-05-01 | 5 | 70 | 0.05 | 0.63 | [17 empty] | 14
1 | No |  | Erection Material |  |  | EMAT_063 | 501 | (__) |  | 01-002 |  |  |  | 1 |  | 30 | 30 |  | 0 | [17 empty] | 1
[17 empty] | 0 |  | 0
d> | 0 |  |  |  |  | ICOST |  |  |  | mu_A | ITEM | [5 empty] | 180.92 |  | 3.78 | [17 empty] | d>
TB
t
Wiring from distribution board using LSZH cable enclosed in galvanised trunking and galvanised conduit surface mounted including the supply of all LSZH cable and metal clad wiring accessories etc. for a complete installation.
TB
t
From Distribution Board DB-CRP (Level 0)
|  |  |  | Sell Rate | Sell Total |  |  |  |  | IB | [17 empty] | U_M_Sell | T_M_Sell | U_L_Sell | T_L_Sell | Total_Sell | T_M_Cost | T_L_Phr | Mat/Lab=1 |  |  | Sell Total
11 | No |  | Item: 4.41400000000014 | 195.54 | 2150.94 | ISELL |  |  |  | mu_A | ITEM | [7 empty] | mu :1.23 | [8 empty] | 88.25 | 970.75 | 107.29 | 1180.19 | 2150.94 | 788.37 | 34.9 | 9055.97 |  | 11 | 2279.97
|  |  | Double pole switch | [6 empty] | n
|  | h | [E25_0062_Quintano_Foods_Elec_ELV_As_Awarded.xlsx]Elec_Rates!$D$112 |  |  | RATE_AAA
11 | 1 | 11 | 009# Power points rate (Galvanised conduit) |  | Local Rate | RTLO_002 | [9 empty] | 64.07 | 704.77 | 3.02 | 33.22 | [17 empty] | 11 | Local Rate
11 | No |  | MC Fuse Conn.Unit 13A Neon | ESS | SC-CL052 | WACC_022 | 705 | CONT | 3367 |  |  |  |  | 3 | 1995-01-01 | 7.6 | 83.6 | 0.17 | 1.683 | [17 empty] | 11 | SC-CL052
[17 empty] | 0 |  | 0
d> | 0 |  |  |  |  | ICOST |  |  |  | mu_A | ITEM | [5 empty] | 788.37 |  | 34.903 | [17 empty] | d>
|  |  |  | Sell Rate | Sell Total |  |  |  |  | IB | [17 empty] | U_M_Sell | T_M_Sell | U_L_Sell | T_L_Sell | Total_Sell | T_M_Cost | T_L_Phr | Mat/Lab=1 |  |  | Sell Total
1 | No |  | Item: 4.41500000000014 | 759.48 | 759.48 | ISELL |  |  |  | mu_A | ITEM | [7 empty] | mu :1.23 | [8 empty] | 585.58 | 585.58 | 173.9 | 173.9 | 759.48 | 475.56 | 5.14 | 480.7 |  | 1 | 799.43
|  |  | Double pole switch (3 x 4mm2 CWZ/LSZH) | [6 empty] | n
|  | h | [E25_0062_Quintano_Foods_Elec_ELV_As_Awarded.xlsx]Elec_Rates!$D$120 |  |  | RATE_AAA
1 | 1 | 1 | 010# Power points rate galvanised conduit (CWZ LSZH Cable) |  | Local Rate | RTLO_002 | [9 empty] | 467.96 | 467.96 | 4.99 | 4.99 | [17 empty] | 1 | Local Rate
1 | No |  | MC Fuse Conn.Unit 13A Neon | ESS | SC-CL052 | WACC_022 | 705 | CONT | 3367 |  |  |  |  | 3 | 1995-01-01 | 7.6 | 7.6 | 0.17 | 0.153 | [17 empty] | 1 | SC-CL052
[17 empty] | 0 |  | 0
d> | 0 |  |  |  |  | ICOST |  |  |  | mu_A | ITEM | [5 empty] | 475.56 |  | 5.143 | [17 empty] | d>
|  |  |  | Sell Rate | Sell Total |  |  |  |  | IB | [17 empty] | U_M_Sell | T_M_Sell | U_L_Sell | T_L_Sell | Total_Sell | T_M_Cost | T_L_Phr | Mat/Lab=1 |  |  | Sell Total
1 | No |  | Item: 4.41600000000014 | 757.77 | 757.77 | ISELL |  |  |  | mu_A | ITEM | [7 empty] | mu :1.23 | [8 empty] | 583.87 | 583.87 | 173.9 | 173.9 | 757.77 | 474.17 | 5.14 | 479.31 |  | 1 | 797.72
|  |  | Unswitched Double pole (3 x 4mm2 CWZ/LSZH) | [6 empty] | n
|  | h | [E25_0062_Quintano_Foods_Elec_ELV_As_Awarded.xlsx]Elec_Rates!$D$120 |  |  | RATE_AAA
1 | 1 | 1 | 010# Power points rate galvanised conduit (CWZ LSZH Cable) |  | Local Rate | RTLO_002 | [9 empty] | 467.96 | 467.96 | 4.99 | 4.99 | [17 empty] | 1 | Local Rate
1 | No |  | MC Fuse Conn.Unit 13A Neon unswitched | ESS | SC-CL050 | WACC_127 | 705 | (__) | [5 empty] | 3 |  | 6.21 | 6.21 | 0.17 | 0.153 | [17 empty] | 1 | SC-CL050
[17 empty] | 0 |  | 0
d> | 0 |  |  |  |  | ICOST |  |  |  | mu_A | ITEM | [5 empty] | 474.17 |  | 5.143 | [17 empty] | d>
|  |  |  | Sell Rate | Sell Total |  |  |  |  | IB | [17 empty] | U_M_Sell | T_M_Sell | U_L_Sell | T_L_Sell | Total_Sell | T_M_Cost | T_L_Phr | Mat/Lab=1 |  |  | Sell Total
1 | No |  | Item: 4.41700000000014 | 208.63 | 208.63 | ISELL |  |  |  | mu_A | ITEM | [7 empty] | mu :1.23 | [8 empty] | 91.64 | 91.64 | 116.99 | 116.99 | 208.63 | 74.42 | 3.46 | 77.88 |  | 1 | 221.48
|  |  | 1-Phase Industrial Socket Outlet (excl. supply of socket) | [6 empty] | n
|  | h | [E25_0062_Quintano_Foods_Elec_ELV_As_Awarded.xlsx]Elec_Rates!$D$134 |  |  | RATE_AAA
1 | 1 | 1 | 012# Single phase isolator / socket outlet point Galvanised conduit |  | Local Rate | RTLO_001 | [9 empty] | 74.42 | 74.42 | 3.46 | 3.46 | [17 empty] | 1 | Local Rate
[17 empty] | 0 |  | 0
d> | 0 |  |  |  |  | ICOST |  |  |  | mu_A | ITEM | [5 empty] | 74.42 |  | 3.46 | [17 empty] | d>
|  |  |  | Sell Rate | Sell Total |  |  |  |  | IB | [17 empty] | U_M_Sell | T_M_Sell | U_L_Sell | T_L_Sell | Total_Sell | T_M_Cost | T_L_Phr | Mat/Lab=1 |  |  | Sell Total
1 | No |  | Item: 4.41800000000014 | 158.15 | 158.15 | ISELL |  |  |  | mu_A | ITEM | [7 empty] | mu :1.23 | [8 empty] | 57.39 | 57.39 | 100.76 | 100.76 | 158.15 | 46.61 | 2.98 | 49.59 |  | 1 | 169.31
|  |  | 1 Light Point on Presence Detector | [6 empty] | n
|  | h | [E25_0062_Quintano_Foods_Elec_ELV_As_Awarded.xlsx]Elec_Rates!$D$46 |  |  | RATE_AAA
1 | 1 | 1 | 004# Light point rate (Galvanised Conduit) | 1 Pt x One Detector |  | RTLT_002 | [9 empty] | 46.61 | 46.61 | 2.98 | 2.98 | [17 empty] | 1
[17 empty] | 0 |  | 0
d> | 0 |  |  |  |  | ICOST |  |  |  | mu_A | ITEM | [5 empty] | 46.61 |  | 2.98 | [17 empty] | d>
|  |  |  | Sell Rate | Sell Total |  |  |  |  | IB | [17 empty] | U_M_Sell | T_M_Sell | U_L_Sell | T_L_Sell | Total_Sell | T_M_Cost | T_L_Phr | Mat/Lab=1 |  |  | Sell Total
1 | No |  | Item: 4.41900000000014 | 0 | 0 | ISELL |  |  |  | mu_A | ITEM |  |  |  |  | Included |  |  | 0.00 | [8 empty] | 0 | 0 | 0 | 0 | 0 | 0 | 0 | 0 |  | 1 | 0
|  |  | Additional wiring for voltage sensing/battery charging for fittings with power pack. | [6 empty] | n
|  |  | INCLUDED | [13 empty] | 0 |  | 0
[17 empty] | 0 |  | 0
d> | 0 |  |  |  |  | ICOST |  |  |  | mu_A | ITEM | [5 empty] | 0 |  | 0 | [17 empty] | d>
|  |  |  | Sell Rate | Sell Total |  |  |  |  | IB | [17 empty] | U_M_Sell | T_M_Sell | U_L_Sell | T_L_Sell | Total_Sell | T_M_Cost | T_L_Phr | Mat/Lab=1 |  |  | Sell Total
1 | No |  | Item: 4.42000000000014 | 151.94 | 151.94 | ISELL |  |  |  | mu_A | ITEM | [7 empty] | mu :1.23 | [8 empty] | 54.89 | 54.89 | 97.05 | 97.05 | 151.94 | 44.58 | 2.87 | 47.45 |  | 1 | 162.42
|  |  | Maintained Emergency light points | [6 empty] | n
|  | h | [E25_0062_Quintano_Foods_Elec_ELV_As_Awarded.xlsx]Elec_Rates!$D$103 |  |  | RATE_AAA
1 | 1 | 1 | 008# Maintained Emergency Light point rate (Galvanised Conduit) |  | Local Rate | RTLO_001 | [9 empty] | 44.58 | 44.58 | 2.87 | 2.87 | [17 empty] | 1 | Local Rate
[17 empty] | 0 |  | 0
d> | 0 |  |  |  |  | ICOST |  |  |  | mu_A | ITEM | [5 empty] | 44.58 |  | 2.87 | [17 empty] | d>
TB
t
Supply, install and connect of the following:
|  |  |  | Sell Rate | Sell Total |  |  |  |  | IB | [17 empty] | U_M_Sell | T_M_Sell | U_L_Sell | T_L_Sell | Total_Sell | T_M_Cost | T_L_Phr | Mat/Lab=1 |  |  | Sell Total
1 | No |  | Item: 4.42100000000014 | 47.62 | 47.62 | ISELL |  |  |  | mu_A | ITEM | [7 empty] | mu :1.23 | [8 empty] | 38.49 | 38.49 | 9.13 | 9.13 | 47.62 | 31.26 | 0.27 | 31.53 |  | 1 | 48.64
|  |  | 16A 1-Phase Industrial Socket Outlet c/w Rotary Switch | [6 empty] | n
|  | h | [E25_0062_Quintano_Foods_Elec_ELV_As_Awarded.xlsx]Elec_Rates!$D$165 |  |  | RATE_AAA
1 | 1 | 1 | 015# 3Pin 16Amp IP67 Interlocked Socket outlet |  | Local Rate | RTLO_002 | [9 empty] | 31.26 | 31.26 | 0.27 | 0.27 | [17 empty] | 1 | Local Rate
[17 empty] | 0 |  | 0
d> | 0 |  |  |  |  | ICOST |  |  |  | mu_A | ITEM | [5 empty] | 31.26 |  | 0.27 | [17 empty] | d>
|  |  |  | Sell Rate | Sell Total |  |  |  |  | IB | [17 empty] | U_M_Sell | T_M_Sell | U_L_Sell | T_L_Sell | Total_Sell | T_M_Cost | T_L_Phr | Mat/Lab=1 |  |  | Sell Total
1 | No |  | Item: 4.42200000000014 | 30.09 | 30.09 | ISELL |  |  |  | mu_A | ITEM | [7 empty] | mu :1.23 | [8 empty] | 14.87 | 14.87 | 15.22 | 15.22 | 30.09 | 12.08 | 0.45 | 12.53 |  | 1 | 31.78
|  |  | 360° Presence Detector | [6 empty] | n
1 | No |  | Movement detector (Surface Mounted) |  | Calleja - ST700C | WACC_165 | 705 | (__) | [5 empty] | 3 |  | 12 | 12 | 0.5 | 0.45 | [17 empty] | 1 | Calleja - ST700C
2 | No |  | Screw Wood S6 |  |  | CONS_035 | 875 | (__) |  | 02-008 |  |  |  | 1 | 1994-12-01 | 0.02 | 0.04 |  | 0 | [17 empty] | 2
2 | No |  | Rawl Plug S6 |  |  | CONS_030 | 875 | (__) |  | 02-009 |  |  |  | 1 | 1994-12-01 | 0.02 | 0.04 |  | 0 | [17 empty] | 2
[17 empty] | 0 |  | 0
d> | 0 |  |  |  |  | ICOST |  |  |  | mu_A | ITEM | [5 empty] | 12.08 |  | 0.45 | [17 empty] | d>
TB
t
Wiring from distribution board using LSZH cable enclosed in galvanised trunking and 316L stainless steel conduit surface mounted including the supply of all LSZH cable and 316L stainless steel wiring accessories etc. for a complete installation.
TB
t
From Distribution Board DB-CRP (Level 0)
|  |  |  | Sell Rate | Sell Total |  |  |  |  | IB | [17 empty] | U_M_Sell | T_M_Sell | U_L_Sell | T_L_Sell | Total_Sell | T_M_Cost | T_L_Phr | Mat/Lab=1 |  |  | Sell Total
5 | No |  | Item: 4.42300000000014 | 883.93 | 4419.65 | ISELL |  |  |  | mu_A | ITEM | [7 empty] | mu :1.23 | [8 empty] | 703.71 | 3518.55 | 180.22 | 901.1 | 4419.65 | 2857.5 | 26.65 | 14420.75 |  | 5 | 4519.4
|  |  | 1-Phase Isolator (excl. supply of Isolator) | [6 empty] | n
|  | h | [E25_0062_Quintano_Foods_Elec_ELV_As_Awarded.xlsx]Elec_Rates!$D$141 |  |  | RATE_AAA
5 | 1 | 5 | 013# Single phase isolator / socket outlet point Stainless Steel conduit |  | Local Rate | RTLO_001 | [9 empty] | 571.5 | 2857.5 | 5.33 | 26.65 | [17 empty] | 5 | Local Rate
[17 empty] | 0 |  | 0
d> | 0 |  |  |  |  | ICOST |  |  |  | mu_A | ITEM | [5 empty] | 2857.5 |  | 26.65 | [17 empty] | d>
|  |  |  | Sell Rate | Sell Total |  |  |  |  | IB | [17 empty] | U_M_Sell | T_M_Sell | U_L_Sell | T_L_Sell | Total_Sell | T_M_Cost | T_L_Phr | Mat/Lab=1 |  |  | Sell Total
7 | No |  | Item: 4.42400000000014 | 883.93 | 6187.51 | ISELL |  |  |  | mu_A | ITEM | [7 empty] | mu :1.23 | [8 empty] | 703.71 | 4925.97 | 180.22 | 1261.54 | 6187.51 | 4000.5 | 37.31 | 28264.67 |  | 7 | 6327.16
|  |  | 1-Phase Industrial Socket Outlet (excl. supply of socket) | [6 empty] | n
|  | h | [E25_0062_Quintano_Foods_Elec_ELV_As_Awarded.xlsx]Elec_Rates!$D$141 |  |  | RATE_AAA
7 | 1 | 7 | 013# Single phase isolator / socket outlet point Stainless Steel conduit |  | Local Rate | RTLO_001 | [9 empty] | 571.5 | 4000.5 | 5.33 | 37.31 | [17 empty] | 7 | Local Rate
[17 empty] | 0 |  | 0
d> | 0 |  |  |  |  | ICOST |  |  |  | mu_A | ITEM | [5 empty] | 4000.5 |  | 37.31 | [17 empty] | d>
TB
t
Supply, install and connect of the following:
|  |  |  | Sell Rate | Sell Total |  |  |  |  | IB | [17 empty] | U_M_Sell | T_M_Sell | U_L_Sell | T_L_Sell | Total_Sell | T_M_Cost | T_L_Phr | Mat/Lab=1 |  |  | Sell Total
5 | No |  | Item: 4.42500000000014 | 48.45 | 242.25 | ISELL |  |  |  | mu_A | ITEM |  |  |  |  | Was Stainless Steel |  |  | mu :1.23 | [8 empty] | 31.55 | 157.75 | 16.9 | 84.5 | 242.25 | 128.1 | 2.5 | 653 |  | 5 | 250.7
|  |  | 25A 1-Phase Isolator | [6 empty] | n
|  | h | [E25_0062_Quintano_Foods_Elec_ELV_As_Awarded.xlsx]Elec_Rates!$D$192 |  |  | RATE_AAA
5 | 1 | 5 | 018# 1-Phase 25/32A Isolator |  | Local Rate(A) | RTLO_001 | [9 empty] | 25.62 | 128.1 | 0.5 | 2.5 | [17 empty] | 5 | Local Rate(A)
[17 empty] | 0 |  | 0
d> | 0 |  |  |  |  | ICOST |  |  |  | mu_A | ITEM | [5 empty] | 128.1 |  | 2.5 | [17 empty] | d>
|  |  |  | Sell Rate | Sell Total |  |  |  |  | IB | [17 empty] | U_M_Sell | T_M_Sell | U_L_Sell | T_L_Sell | Total_Sell | T_M_Cost | T_L_Phr | Mat/Lab=1 |  |  | Sell Total
7 | No |  | Item: 4.42600000000014 | 803.62 | 5625.34 | ISELL |  |  |  | mu_A | ITEM | [7 empty] | mu :1.23 | [8 empty] | 786.88 | 5508.16 | 16.74 | 117.18 | 5625.34 | 4473.28 | 3.47 | 31337.25 |  | 7 | 5638.36
|  |  | 16A 1-Phase Industrial Socket Outlet c/w Rotary Switch | [6 empty] | n
7 | No |  | 16A 2P+E Interlocked Industrial Socket IP67 |  | Stainless Steel | WACC_139 | 705 | Gewiss | GW 66204 |  |  |  |  | 3 | 2004-03-01 | 632.96 | 4430.72 | 0.5 | 3.15 | [17 empty] | 7 | Stainless Steel
28 | No |  | Screw Wood S6 |  | Stainless Steel | CONS_035 | 875 | (__) |  | 02-008 |  |  |  | 1 | 1994-12-01 | 0.25 | 7 |  | 0 | [17 empty] | 28 | Stainless Steel
28 | No |  | Rawl Plug S6 |  |  | CONS_030 | 875 | (__) |  | 02-009 |  |  |  | 1 | 1994-12-01 | 0.02 | 0.56 |  | 0 | [17 empty] | 28
7 | No |  | Label Small |  |  | CONS_021 | 875 | (__) |  | 05-002 |  |  |  | 3 | 1995-05-01 | 5 | 35 | 0.05 | 0.315 | [17 empty] | 7
[17 empty] | 0 |  | 0
d> | 0 |  |  |  |  | ICOST |  |  |  | mu_A | ITEM | [5 empty] | 4473.28 |  | 3.465 | [17 empty] | d>
SB | [36 empty] | SB
| 0.18272 |  | PAGE: 21 |  | 54018.18 | [5 empty] | PAGE | [5 empty] | 26200.96 |  | 643.415 | [18 empty] | 56513.6
| Discy: |  |  |  | PAGE SELL | [11 empty] | PAGE MAT |  | PAGE LAB | [18 empty] | PAGE SELL
TB
t
Level 1
TB
t
Wiring from distribution board using LSZH cable enclosed in galvanised trunking and LSZH conduit chased in wall including the supply of all LSZH cable and PVC wiring accessories etc. for a complete installation.
TB
t
From Distribution Board DB-OL1 (Level 1)
|  |  |  | Sell Rate | Sell Total |  |  |  |  | IB | [17 empty] | U_M_Sell | T_M_Sell | U_L_Sell | T_L_Sell | Total_Sell | T_M_Cost | T_L_Phr | Mat/Lab=1 |  |  | Sell Total
1 | No |  | Item: 4.42700000000014 | 61.15 | 61.15 | ISELL |  |  |  | mu_A | ITEM | [7 empty] | mu :1.23 | [8 empty] | 25.88 | 25.88 | 35.27 | 35.27 | 61.15 | 21.02 | 1.04 | 22.06 |  | 1 | 65.11
|  |  | Single socket outlet | [6 empty] | n
|  | h | [E25_0062_Quintano_Foods_Elec_ELV_As_Awarded.xlsx]Elec_Rates!$D$39 |  |  | RATE_AAA
1 | 1 | 1 | 003# Power Point Rate (LSZH Conduit) |  | Local Rate | RTLO_002 | [9 empty] | 18.92 | 18.92 | 0.89 | 0.89 | [17 empty] | 1 | Local Rate
1 | No |  | WHITE Socket 13A Single | ESS | SC-CMA035 | WACC_049 | 705 | BG | 921 |  |  |  |  | 3 | 1994-12-01 | 2.1 | 2.1 | 0.17 | 0.153 | [17 empty] | 1 | SC-CMA035
[17 empty] | 0 |  | 0
d> | 0 |  |  |  |  | ICOST |  |  |  | mu_A | ITEM | [5 empty] | 21.02 |  | 1.043 | [17 empty] | d>
|  |  |  | Sell Rate | Sell Total |  |  |  |  | IB | [17 empty] | U_M_Sell | T_M_Sell | U_L_Sell | T_L_Sell | Total_Sell | T_M_Cost | T_L_Phr | Mat/Lab=1 |  |  | Sell Total
1 | No |  | Item: 4.42800000000014 | 75.63 | 75.63 | ISELL |  |  |  | mu_A | ITEM | [7 empty] | mu :1.23 | [8 empty] | 40.36 | 40.36 | 35.27 | 35.27 | 75.63 | 32.78 | 1.04 | 33.82 |  | 1 | 79.59
|  |  | Single socket outlet - IP65 | [6 empty] | n
|  | h | [E25_0062_Quintano_Foods_Elec_ELV_As_Awarded.xlsx]Elec_Rates!$D$39 |  |  | RATE_AAA
1 | 1 | 1 | 003# Power Point Rate (LSZH Conduit) |  | Local Rate | RTLO_002 | [9 empty] | 18.92 | 18.92 | 0.89 | 0.89 | [17 empty] | 1 | Local Rate
1 | No |  | IP56 13A Socket Single Switched | ESS | SC-OA035AG | WACC_015 | 705 | (__) | [5 empty] | 3 |  | 13.86 | 13.86 | 0.17 | 0.153 | [17 empty] | 1 | SC-OA035AG
[17 empty] | 0 |  | 0
d> | 0 |  |  |  |  | ICOST |  |  |  | mu_A | ITEM | [5 empty] | 32.78 |  | 1.043 | [17 empty] | d>
|  |  |  | Sell Rate | Sell Total |  |  |  |  | IB | [17 empty] | U_M_Sell | T_M_Sell | U_L_Sell | T_L_Sell | Total_Sell | T_M_Cost | T_L_Phr | Mat/Lab=1 |  |  | Sell Total
38 | No |  | Item: 4.42900000000014 | 61.52 | 2337.76 | ISELL |  |  |  | mu_A | ITEM | [7 empty] | mu :1.23 | [8 empty] | 26.25 | 997.5 | 35.27 | 1340.26 | 2337.76 | 810.16 | 39.63 | 32292.02 |  | 38 | 2487.86
|  |  | Twin socket outlet | [6 empty] | n
|  | h | [E25_0062_Quintano_Foods_Elec_ELV_As_Awarded.xlsx]Elec_Rates!$D$39 |  |  | RATE_AAA
38 | 1 | 38 | 003# Power Point Rate (LSZH Conduit) |  | Local Rate | RTLO_002 | [9 empty] | 18.92 | 718.96 | 0.89 | 33.82 | [17 empty] | 38 | Local Rate
38 | No |  | WHITE Socket 13A Twin | ESS | SC-CMA036 | WACC_050 | 705 | BG | 922 |  |  |  |  | 3 | 1994-12-01 | 2.4 | 91.2 | 0.17 | 5.814 | [17 empty] | 38 | SC-CMA036
[17 empty] | 0 |  | 0
d> | 0 |  |  |  |  | ICOST |  |  |  | mu_A | ITEM | [5 empty] | 810.16 |  | 39.634 | [17 empty] | d>
|  |  |  | Sell Rate | Sell Total |  |  |  |  | IB | [17 empty] | U_M_Sell | T_M_Sell | U_L_Sell | T_L_Sell | Total_Sell | T_M_Cost | T_L_Phr | Mat/Lab=1 |  |  | Sell Total
19 | No |  | Item: 4.43000000000014 | 64.84 | 1231.96 | ISELL |  |  |  | mu_A | ITEM | [7 empty] | mu :1.23 | [8 empty] | 29.58 | 562.02 | 35.26 | 669.94 | 1231.96 | 456.38 | 19.82 | 9047.8 |  | 19 | 1307.2
|  |  | Double pole switch | [6 empty] | n
|  | h | [E25_0062_Quintano_Foods_Elec_ELV_As_Awarded.xlsx]Elec_Rates!$D$39 |  |  | RATE_AAA
19 | 1 | 19 | 003# Power Point Rate (LSZH Conduit) |  | Local Rate | RTLO_002 | [9 empty] | 18.92 | 359.48 | 0.89 | 16.91 | [17 empty] | 19 | Local Rate
19 | No |  | WHITE FCU 13A DP Neon | ESS | SC-CMA652 | WACC_043 | 705 | BG | 951 |  |  |  |  | 3 | 1994-12-01 | 5.1 | 96.9 | 0.17 | 2.907 | [17 empty] | 19 | SC-CMA652
[17 empty] | 0 |  | 0
d> | 0 |  |  |  |  | ICOST |  |  |  | mu_A | ITEM | [5 empty] | 456.38 |  | 19.817 | [17 empty] | d>
|  |  |  | Sell Rate | Sell Total |  |  |  |  | IB | [17 empty] | U_M_Sell | T_M_Sell | U_L_Sell | T_L_Sell | Total_Sell | T_M_Cost | T_L_Phr | Mat/Lab=1 |  |  | Sell Total
1 | No |  | Item: 4.43100000000014 | 63.24 | 63.24 | ISELL |  |  |  | mu_A | ITEM | [7 empty] | mu :1.23 | [8 empty] | 27.98 | 27.98 | 35.26 | 35.26 | 63.24 | 22.72 | 1.04 | 23.76 |  | 1 | 67.2
|  |  | Flex outlet | [6 empty] | n
|  | h | [E25_0062_Quintano_Foods_Elec_ELV_As_Awarded.xlsx]Elec_Rates!$D$39 |  |  | RATE_AAA
1 | 1 | 1 | 003# Power Point Rate (LSZH Conduit) |  | Local Rate | RTLO_002 | [9 empty] | 18.92 | 18.92 | 0.89 | 0.89 | [17 empty] | 1 | Local Rate
1 | No |  | WHITE Flex Outlet | ESS | SC-CMA053 | WACC_044 | 705 | DEL | 3205 |  |  |  |  | 3 | 1994-12-01 | 3.8 | 3.8 | 0.17 | 0.153 | [17 empty] | 1 | SC-CMA053
[17 empty] | 0 |  | 0
d> | 0 |  |  |  |  | ICOST |  |  |  | mu_A | ITEM | [5 empty] | 22.72 |  | 1.043 | [17 empty] | d>
|  |  |  | Sell Rate | Sell Total |  |  |  |  | IB | [17 empty] | U_M_Sell | T_M_Sell | U_L_Sell | T_L_Sell | Total_Sell | T_M_Cost | T_L_Phr | Mat/Lab=1 |  |  | Sell Total
2 | No |  | Item: 4.43200000000014 | 208.63 | 417.26 | ISELL |  |  |  | mu_A | ITEM | [7 empty] | mu :1.23 | [8 empty] | 91.64 | 183.28 | 116.99 | 233.98 | 417.26 | 148.84 | 6.92 | 311.52 |  | 2 | 442.96
|  |  | 1-Phase Industrial Socket Outlet (excl. supply of socket) | [6 empty] | n
|  | h | [E25_0062_Quintano_Foods_Elec_ELV_As_Awarded.xlsx]Elec_Rates!$D$134 |  |  | RATE_AAA
2 | 1 | 2 | 012# Single phase isolator / socket outlet point Galvanised conduit |  | Local Rate | RTLO_001 | [9 empty] | 74.42 | 148.84 | 3.46 | 6.92 | [17 empty] | 2 | Local Rate
[17 empty] | 0 |  | 0
d> | 0 |  |  |  |  | ICOST |  |  |  | mu_A | ITEM | [5 empty] | 148.84 |  | 6.92 | [17 empty] | d>
|  |  |  | Sell Rate | Sell Total |  |  |  |  | IB | [17 empty] | U_M_Sell | T_M_Sell | U_L_Sell | T_L_Sell | Total_Sell | T_M_Cost | T_L_Phr | Mat/Lab=1 |  |  | Sell Total
3 | No |  | Item: 4.43300000000014 | 68.06 | 204.18 | ISELL |  |  |  | mu_A | ITEM | [7 empty] | mu :1.23 | [8 empty] | 22.76 | 68.28 | 45.3 | 135.9 | 204.18 | 55.44 | 4.02 | 178.38 |  | 3 | 219.42
|  |  | 1 Light Point on 1 Switch | [6 empty] | n
|  | h | [E25_0062_Quintano_Foods_Elec_ELV_As_Awarded.xlsx]Elec_Rates!$D$19 |  |  | RATE_AAA
3 | 1 | 3 | 001# Light Point Rate (LSZH Conduit) | 1 Pt x 1 Switch |  | RTLT_002 | [9 empty] | 18.48 | 55.44 | 1.34 | 4.02 | [17 empty] | 3
[17 empty] | 0 |  | 0
d> | 0 |  |  |  |  | ICOST |  |  |  | mu_A | ITEM | [5 empty] | 55.44 |  | 4.02 | [17 empty] | d>
|  |  |  | Sell Rate | Sell Total |  |  |  |  | IB | [17 empty] | U_M_Sell | T_M_Sell | U_L_Sell | T_L_Sell | Total_Sell | T_M_Cost | T_L_Phr | Mat/Lab=1 |  |  | Sell Total
2 | No |  | Item: 4.43400000000014 | 136.13 | 272.26 | ISELL |  |  |  | mu_A | ITEM | [7 empty] | mu :1.23 | [8 empty] | 45.51 | 91.02 | 90.62 | 181.24 | 272.26 | 73.92 | 5.36 | 158.56 |  | 2 | 292.54
|  |  | 3 Light Points on 1 Switch | [6 empty] | n
|  | h | [E25_0062_Quintano_Foods_Elec_ELV_As_Awarded.xlsx]Elec_Rates!$D$19 |  |  | RATE_AAA
2 | 2 | 4 | 001# Light Point Rate (LSZH Conduit) | 3 Pt x 1 Switch |  | RTLT_002 | [9 empty] | 36.96 | 73.92 | 2.68 | 5.36 | [17 empty] | 2
[17 empty] | 0 |  | 0
d> | 0 |  |  |  |  | ICOST |  |  |  | mu_A | ITEM | [5 empty] | 73.92 |  | 5.36 | [17 empty] | d>
|  |  |  | Sell Rate | Sell Total |  |  |  |  | IB | [17 empty] | U_M_Sell | T_M_Sell | U_L_Sell | T_L_Sell | Total_Sell | T_M_Cost | T_L_Phr | Mat/Lab=1 |  |  | Sell Total
3 | No |  | Item: 4.43500000000015 | 170.16 | 510.48 | ISELL |  |  |  | mu_A | ITEM | [7 empty] | mu :1.23 | [8 empty] | 56.89 | 170.67 | 113.27 | 339.81 | 510.48 | 138.6 | 10.05 | 445.95 |  | 3 | 548.52
|  |  | 4 Light Points on 1 Switch | [6 empty] | n
|  | h | [E25_0062_Quintano_Foods_Elec_ELV_As_Awarded.xlsx]Elec_Rates!$D$19 |  |  | RATE_AAA
3 | 2.5 | 7.5 | 001# Light Point Rate (LSZH Conduit) | 4 Pt x 1 Switch |  | RTLT_002 | [9 empty] | 46.2 | 138.6 | 3.35 | 10.05 | [17 empty] | 3
[17 empty] | 0 |  | 0
d> | 0 |  |  |  |  | ICOST |  |  |  | mu_A | ITEM | [5 empty] | 138.6 |  | 10.05 | [17 empty] | d>
|  |  |  | Sell Rate | Sell Total |  |  |  |  | IB | [17 empty] | U_M_Sell | T_M_Sell | U_L_Sell | T_L_Sell | Total_Sell | T_M_Cost | T_L_Phr | Mat/Lab=1 |  |  | Sell Total
2 | No |  | Item: 4.43600000000015 | 204.19 | 408.38 | ISELL |  |  |  | mu_A | ITEM | [7 empty] | mu :1.23 | [8 empty] | 68.27 | 136.54 | 135.92 | 271.84 | 408.38 | 110.88 | 8.04 | 237.84 |  | 2 | 438.82
|  |  | 5 Light Points on 1 Switch | [6 empty] | n
|  | h | [E25_0062_Quintano_Foods_Elec_ELV_As_Awarded.xlsx]Elec_Rates!$D$19 |  |  | RATE_AAA
2 | 3 | 6 | 001# Light Point Rate (LSZH Conduit) | 5 Pt x 1 Switch |  | RTLT_002 | [9 empty] | 55.44 | 110.88 | 4.02 | 8.04 | [17 empty] | 2
[17 empty] | 0 |  | 0
d> | 0 |  |  |  |  | ICOST |  |  |  | mu_A | ITEM | [5 empty] | 110.88 |  | 8.04 | [17 empty] | d>
|  |  |  | Sell Rate | Sell Total |  |  |  |  | IB | [17 empty] | U_M_Sell | T_M_Sell | U_L_Sell | T_L_Sell | Total_Sell | T_M_Cost | T_L_Phr | Mat/Lab=1 |  |  | Sell Total
1 | No |  | Item: 4.43700000000015 | 68.06 | 68.06 | ISELL |  |  |  | mu_A | ITEM | [7 empty] | mu :1.23 | [8 empty] | 22.76 | 22.76 | 45.3 | 45.3 | 68.06 | 18.48 | 1.34 | 19.82 |  | 1 | 73.14
|  |  | 1 Light Point on Timer | [6 empty] | n
|  | h | [E25_0062_Quintano_Foods_Elec_ELV_As_Awarded.xlsx]Elec_Rates!$D$19 |  |  | RATE_AAA
1 | 1 | 1 | 001# Light Point Rate (LSZH Conduit) | 1 Pt x 1 Switch |  | RTLT_002 | [9 empty] | 18.48 | 18.48 | 1.34 | 1.34 | [17 empty] | 1
[17 empty] | 0 |  | 0
d> | 0 |  |  |  |  | ICOST |  |  |  | mu_A | ITEM | [5 empty] | 18.48 |  | 1.34 | [17 empty] | d>
|  |  |  | Sell Rate | Sell Total |  |  |  |  | IB | [17 empty] | U_M_Sell | T_M_Sell | U_L_Sell | T_L_Sell | Total_Sell | T_M_Cost | T_L_Phr | Mat/Lab=1 |  |  | Sell Total
1 | No |  | Item: 4.43800000000015 | 68.06 | 68.06 | ISELL |  |  |  | mu_A | ITEM | [7 empty] | mu :1.23 | [8 empty] | 22.76 | 22.76 | 45.3 | 45.3 | 68.06 | 18.48 | 1.34 | 19.82 |  | 1 | 73.14
|  |  | 1 Light Point on Presence Detector | [6 empty] | n
|  | h | [E25_0062_Quintano_Foods_Elec_ELV_As_Awarded.xlsx]Elec_Rates!$D$19 |  |  | RATE_AAA
1 | 1 | 1 | 001# Light Point Rate (LSZH Conduit) | 1 Pt x One Detector |  | RTLT_002 | [9 empty] | 18.48 | 18.48 | 1.34 | 1.34 | [17 empty] | 1
[17 empty] | 0 |  | 0
d> | 0 |  |  |  |  | ICOST |  |  |  | mu_A | ITEM | [5 empty] | 18.48 |  | 1.34 | [17 empty] | d>
|  |  |  | Sell Rate | Sell Total |  |  |  |  | IB | [17 empty] | U_M_Sell | T_M_Sell | U_L_Sell | T_L_Sell | Total_Sell | T_M_Cost | T_L_Phr | Mat/Lab=1 |  |  | Sell Total
3 | No |  | Item: 4.43900000000015 | 102.1 | 306.3 | ISELL |  |  |  | mu_A | ITEM | [7 empty] | mu :1.23 | [8 empty] | 34.13 | 102.39 | 67.97 | 203.91 | 306.3 | 83.16 | 6.03 | 267.57 |  | 3 | 329.1
|  |  | 2 Light Points on Presence Detector | [6 empty] | n
|  | h | [E25_0062_Quintano_Foods_Elec_ELV_As_Awarded.xlsx]Elec_Rates!$D$19 |  |  | RATE_AAA
3 | 1.5 | 4.5 | 001# Light Point Rate (LSZH Conduit) | 2 Pt x One Detector |  | RTLT_002 | [9 empty] | 27.72 | 83.16 | 2.01 | 6.03 | [17 empty] | 3
[17 empty] | 0 |  | 0
d> | 0 |  |  |  |  | ICOST |  |  |  | mu_A | ITEM | [5 empty] | 83.16 |  | 6.03 | [17 empty] | d>
|  |  |  | Sell Rate | Sell Total |  |  |  |  | IB | [17 empty] | U_M_Sell | T_M_Sell | U_L_Sell | T_L_Sell | Total_Sell | T_M_Cost | T_L_Phr | Mat/Lab=1 |  |  | Sell Total
1 | No |  | Item: 4.44000000000015 | 136.13 | 136.13 | ISELL |  |  |  | mu_A | ITEM | [7 empty] | mu :1.23 | [8 empty] | 45.51 | 45.51 | 90.62 | 90.62 | 136.13 | 36.96 | 2.68 | 39.64 |  | 1 | 146.27
|  |  | 2 Light Points on 2 Presence Detectors | [6 empty] | n
|  | h | [E25_0062_Quintano_Foods_Elec_ELV_As_Awarded.xlsx]Elec_Rates!$D$19 |  |  | RATE_AAA
1 | 2 | 2 | 001# Light Point Rate (LSZH Conduit) | 2 Pt x Two Detectors |  | RTLT_002 | [9 empty] | 36.96 | 36.96 | 2.68 | 2.68 | [17 empty] | 1
[17 empty] | 0 |  | 0
d> | 0 |  |  |  |  | ICOST |  |  |  | mu_A | ITEM | [5 empty] | 36.96 |  | 2.68 | [17 empty] | d>
|  |  |  | Sell Rate | Sell Total |  |  |  |  | IB | [17 empty] | U_M_Sell | T_M_Sell | U_L_Sell | T_L_Sell | Total_Sell | T_M_Cost | T_L_Phr | Mat/Lab=1 |  |  | Sell Total
13 | No |  | Item: 4.44100000000015 | 0 | 0 | ISELL |  |  |  | mu_A | ITEM |  |  |  |  | Included |  |  | 0.00 | [8 empty] | 0 | 0 | 0 | 0 | 0 | 0 | 0 | 0 |  | 13 | 0
|  |  | Additional wiring for voltage sensing/battery charging for fittings with power pack. | [6 empty] | n
|  |  | INCLUDED | [13 empty] | 0 |  | 0
[17 empty] | 0 |  | 0
d> | 0 |  |  |  |  | ICOST |  |  |  | mu_A | ITEM | [5 empty] | 0 |  | 0 | [17 empty] | d>
|  |  |  | Sell Rate | Sell Total |  |  |  |  | IB | [17 empty] | U_M_Sell | T_M_Sell | U_L_Sell | T_L_Sell | Total_Sell | T_M_Cost | T_L_Phr | Mat/Lab=1 |  |  | Sell Total
2 | No |  | Item: 4.44200000000015 | 46.93 | 93.86 | ISELL |  |  |  | mu_A | ITEM | [7 empty] | mu :1.23 | [8 empty] | 15.82 | 31.64 | 31.11 | 62.22 | 93.86 | 25.7 | 1.84 | 55.08 |  | 2 | 101.3
|  |  | Maintained Emergency light points | [6 empty] | n
|  | h | [E25_0062_Quintano_Foods_Elec_ELV_As_Awarded.xlsx]Elec_Rates!$D$30 |  |  | RATE_AAA
2 | 1 | 2 | 002# Maintaned Emergency Light point rate (LSZH Conduit) |  | Local Rate | RTLO_001 | [9 empty] | 12.85 | 25.7 | 0.92 | 1.84 | [17 empty] | 2 | Local Rate
[17 empty] | 0 |  | 0
d> | 0 |  |  |  |  | ICOST |  |  |  | mu_A | ITEM | [5 empty] | 25.7 |  | 1.84 | [17 empty] | d>
TB
t
Supply, install and connect of the following:
|  |  |  | Sell Rate | Sell Total |  |  |  |  | IB | [17 empty] | U_M_Sell | T_M_Sell | U_L_Sell | T_L_Sell | Total_Sell | T_M_Cost | T_L_Phr | Mat/Lab=1 |  |  | Sell Total
6 | No |  | Item: 4.44300000000015 | 142.9 | 857.4 | ISELL |  |  |  | mu_A | ITEM | [7 empty] | mu :1.23 | [8 empty] | 97.25 | 583.5 | 45.65 | 273.9 | 857.4 | 473.88 | 8.1 | 2891.88 |  | 6 | 887.82
|  |  | Floor Box Type 02 | [6 empty] | n
6 | No |  | Floor Outlet Box 3 Compartment | ESS | Type 02 | WACC_143 | 705 | (__) | [5 empty] | 2 |  | 70 | 420 | 1 | 5.4 | [17 empty] | 6 | Type 02
12 | m |  | Conduit Galv. FLEX 25mm |  |  | COGV_012 | 690 | BAR | 25mm |  |  |  |  | 1 | 1994-12-01 | 2.07 | 24.84 | 0.25 | 2.7 | [17 empty] | 12
24 | m |  | Conduit BRASS ADAP.FLEX 25mm |  |  | COGV_007 | 690 | BAR | 25mm |  |  |  |  | 1 | 1994-12-01 | 1.21 | 29.04 |  | 0 | [17 empty] | 24
[17 empty] | 0 |  | 0
d> | 0 |  |  |  |  | ICOST |  |  |  | mu_A | ITEM | [5 empty] | 473.88 |  | 8.1 | [17 empty] | d>
|  |  |  | Sell Rate | Sell Total |  |  |  |  | IB | [17 empty] | U_M_Sell | T_M_Sell | U_L_Sell | T_L_Sell | Total_Sell | T_M_Cost | T_L_Phr | Mat/Lab=1 |  |  | Sell Total
2 | No |  | Item: 4.44400000000015 | 47.62 | 95.24 | ISELL |  |  |  | mu_A | ITEM | [7 empty] | mu :1.23 | [8 empty] | 38.49 | 76.98 | 9.13 | 18.26 | 95.24 | 62.52 | 0.54 | 126.12 |  | 2 | 97.28
|  |  | 16A 1-Phase Industrial Socket Outlet | [6 empty] | n
|  | h | [E25_0062_Quintano_Foods_Elec_ELV_As_Awarded.xlsx]Elec_Rates!$D$156 |  |  | RATE_AAA
2 | 1 | 2 | 014# 3Pin 16Amp IP67 Unswitched Socket outlet |  | Local Rate | RTLO_002 | [9 empty] | 31.26 | 62.52 | 0.27 | 0.54 | [17 empty] | 2 | Local Rate
[17 empty] | 0 |  | 0
d> | 0 |  |  |  |  | ICOST |  |  |  | mu_A | ITEM | [5 empty] | 62.52 |  | 0.54 | [17 empty] | d>
|  |  |  | Sell Rate | Sell Total |  |  |  |  | IB | [17 empty] | U_M_Sell | T_M_Sell | U_L_Sell | T_L_Sell | Total_Sell | T_M_Cost | T_L_Phr | Mat/Lab=1 |  |  | Sell Total
6 | No |  | Item: 4.44500000000015 | 20.64 | 123.84 | ISELL |  |  |  | mu_A | ITEM | [7 empty] | mu :1.23 | [8 empty] | 13.03 | 78.18 | 7.61 | 45.66 | 123.84 | 63.48 | 1.35 | 388.98 |  | 6 | 128.88
|  |  | 360° Presence Detector | [6 empty] | n
6 | No |  | Movement detector (Recessed) |  | Calleja - ST753 | WACC_138 | 705 | (__) | [5 empty] | 3 |  | 10.5 | 63 | 0.25 | 1.35 | [17 empty] | 6 | Calleja - ST753
12 | No |  | Screw Wood S6 |  |  | CONS_035 | 875 | (__) |  | 02-008 |  |  |  | 1 | 1994-12-01 | 0.02 | 0.24 |  | 0 | [17 empty] | 12
12 | No |  | Rawl Plug S6 |  |  | CONS_030 | 875 | (__) |  | 02-009 |  |  |  | 1 | 1994-12-01 | 0.02 | 0.24 |  | 0 | [17 empty] | 12
[17 empty] | 0 |  | 0
d> | 0 |  |  |  |  | ICOST |  |  |  | mu_A | ITEM | [5 empty] | 63.48 |  | 1.35 | [17 empty] | d>
TB
t
Wiring from distribution board using LSZH cable enclosed in galvanised trunking and LSZH conduit chased in wall including the supply of all LSZH cable and PVC wiring accessories etc. for a complete installation.
TB
t
From Distribution Board DB-AB (Level 0 to Level 2)
|  |  |  | Sell Rate | Sell Total |  |  |  |  | IB | [17 empty] | U_M_Sell | T_M_Sell | U_L_Sell | T_L_Sell | Total_Sell | T_M_Cost | T_L_Phr | Mat/Lab=1 |  |  | Sell Total
1 | No |  | Item: 4.44600000000015 | 75.63 | 75.63 | ISELL |  |  |  | mu_A | ITEM | [7 empty] | mu :1.23 | [8 empty] | 40.36 | 40.36 | 35.27 | 35.27 | 75.63 | 32.78 | 1.04 | 33.82 |  | 1 | 79.59
|  |  | Single socket outlet - IP65 | [6 empty] | n
|  | h | [E25_0062_Quintano_Foods_Elec_ELV_As_Awarded.xlsx]Elec_Rates!$D$39 |  |  | RATE_AAA
1 | 1 | 1 | 003# Power Point Rate (LSZH Conduit) |  | Local Rate | RTLO_002 | [9 empty] | 18.92 | 18.92 | 0.89 | 0.89 | [17 empty] | 1 | Local Rate
1 | No |  | IP56 13A Socket Single Switched | ESS | SC-OA035AG | WACC_016 | 705 | (__) | [5 empty] | 3 |  | 13.86 | 13.86 | 0.17 | 0.153 | [17 empty] | 1 | SC-OA035AG
[17 empty] | 0 |  | 0
d> | 0 |  |  |  |  | ICOST |  |  |  | mu_A | ITEM | [5 empty] | 32.78 |  | 1.043 | [17 empty] | d>
|  |  |  | Sell Rate | Sell Total |  |  |  |  | IB | [17 empty] | U_M_Sell | T_M_Sell | U_L_Sell | T_L_Sell | Total_Sell | T_M_Cost | T_L_Phr | Mat/Lab=1 |  |  | Sell Total
15 | No |  | Item: 4.44700000000015 | 61.52 | 922.8 | ISELL |  |  |  | mu_A | ITEM | [7 empty] | mu :1.23 | [8 empty] | 26.25 | 393.75 | 35.27 | 529.05 | 922.8 | 319.8 | 15.65 | 5031.75 |  | 15 | 982.05
|  |  | Twin socket outlet | [6 empty] | n
|  | h | [E25_0062_Quintano_Foods_Elec_ELV_As_Awarded.xlsx]Elec_Rates!$D$39 |  |  | RATE_AAA
15 | 1 | 15 | 003# Power Point Rate (LSZH Conduit) |  | Local Rate | RTLO_002 | [9 empty] | 18.92 | 283.8 | 0.89 | 13.35 | [17 empty] | 15 | Local Rate
15 | No |  | WHITE Socket 13A Twin | ESS | SC-CMA036 | WACC_050 | 705 | BG | 922 |  |  |  |  | 3 | 1994-12-01 | 2.4 | 36 | 0.17 | 2.295 | [17 empty] | 15 | SC-CMA036
[17 empty] | 0 |  | 0
d> | 0 |  |  |  |  | ICOST |  |  |  | mu_A | ITEM | [5 empty] | 319.8 |  | 15.645 | [17 empty] | d>
|  |  |  | Sell Rate | Sell Total |  |  |  |  | IB | [17 empty] | U_M_Sell | T_M_Sell | U_L_Sell | T_L_Sell | Total_Sell | T_M_Cost | T_L_Phr | Mat/Lab=1 |  |  | Sell Total
8 | No |  | Item: 4.44800000000015 | 64.84 | 518.72 | ISELL |  |  |  | mu_A | ITEM | [7 empty] | mu :1.23 | [8 empty] | 29.58 | 236.64 | 35.26 | 282.08 | 518.72 | 192.16 | 8.34 | 1604 |  | 8 | 550.4
|  |  | Double pole switch | [6 empty] | n
|  | h | [E25_0062_Quintano_Foods_Elec_ELV_As_Awarded.xlsx]Elec_Rates!$D$39 |  |  | RATE_AAA
8 | 1 | 8 | 003# Power Point Rate (LSZH Conduit) |  | Local Rate | RTLO_002 | [9 empty] | 18.92 | 151.36 | 0.89 | 7.12 | [17 empty] | 8 | Local Rate
8 | No |  | WHITE FCU 13A DP Neon | ESS | SC-CMA652 | WACC_043 | 705 | BG | 951 |  |  |  |  | 3 | 1994-12-01 | 5.1 | 40.8 | 0.17 | 1.224 | [17 empty] | 8 | SC-CMA652
[17 empty] | 0 |  | 0
d> | 0 |  |  |  |  | ICOST |  |  |  | mu_A | ITEM | [5 empty] | 192.16 |  | 8.344 | [17 empty] | d>
|  |  |  | Sell Rate | Sell Total |  |  |  |  | IB | [17 empty] | U_M_Sell | T_M_Sell | U_L_Sell | T_L_Sell | Total_Sell | T_M_Cost | T_L_Phr | Mat/Lab=1 |  |  | Sell Total
1 | No |  | Item: 4.44900000000015 | 189.03 | 189.03 | ISELL |  |  |  | mu_A | ITEM | [7 empty] | mu :1.23 | [8 empty] | 150.38 | 150.38 | 38.65 | 38.65 | 189.03 | 122.13 | 1.14 | 123.27 |  | 1 | 198.92
|  |  | Double pole switch (3 x 4mm2 CWZ/LSZH) | [6 empty] | n
|  | h | [E25_0062_Quintano_Foods_Elec_ELV_As_Awarded.xlsx]Elec_Rates!$D$127 |  |  | RATE_AAA
1 | 1 | 1 | 011# Power points rate LSZH conduit (CWZ LSZH Cable) |  | Local Rate | RTLO_002 | [9 empty] | 117.03 | 117.03 | 0.99 | 0.99 | [17 empty] | 1 | Local Rate
1 | No |  | WHITE FCU 13A DP Neon | ESS | SC-CMA652 | WACC_043 | 705 | BG | 951 |  |  |  |  | 3 | 1994-12-01 | 5.1 | 5.1 | 0.17 | 0.153 | [17 empty] | 1 | SC-CMA652
[17 empty] | 0 |  | 0
d> | 0 |  |  |  |  | ICOST |  |  |  | mu_A | ITEM | [5 empty] | 122.13 |  | 1.143 | [17 empty] | d>
|  |  |  | Sell Rate | Sell Total |  |  |  |  | IB | [17 empty] | U_M_Sell | T_M_Sell | U_L_Sell | T_L_Sell | Total_Sell | T_M_Cost | T_L_Phr | Mat/Lab=1 |  |  | Sell Total
2 | No |  | Item: 4.45000000000015 | 63.24 | 126.48 | ISELL |  |  |  | mu_A | ITEM | [7 empty] | mu :1.23 | [8 empty] | 27.98 | 55.96 | 35.26 | 70.52 | 126.48 | 45.44 | 2.09 | 95.06 |  | 2 | 134.4
|  |  | Flex outlet | [6 empty] | n
|  | h | [E25_0062_Quintano_Foods_Elec_ELV_As_Awarded.xlsx]Elec_Rates!$D$39 |  |  | RATE_AAA
2 | 1 | 2 | 003# Power Point Rate (LSZH Conduit) |  | Local Rate | RTLO_002 | [9 empty] | 18.92 | 37.84 | 0.89 | 1.78 | [17 empty] | 2 | Local Rate
2 | No |  | WHITE Flex Outlet | ESS | SC-CMA053 | WACC_044 | 705 | DEL | 3205 |  |  |  |  | 3 | 1994-12-01 | 3.8 | 7.6 | 0.17 | 0.306 | [17 empty] | 2 | SC-CMA053
[17 empty] | 0 |  | 0
d> | 0 |  |  |  |  | ICOST |  |  |  | mu_A | ITEM | [5 empty] | 45.44 |  | 2.086 | [17 empty] | d>
|  |  |  | Sell Rate | Sell Total |  |  |  |  | IB | [17 empty] | U_M_Sell | T_M_Sell | U_L_Sell | T_L_Sell | Total_Sell | T_M_Cost | T_L_Phr | Mat/Lab=1 |  |  | Sell Total
2 | No |  | Item: 4.45100000000015 | 208.63 | 417.26 | ISELL |  |  |  | mu_A | ITEM | [7 empty] | mu :1.23 | [8 empty] | 91.64 | 183.28 | 116.99 | 233.98 | 417.26 | 148.84 | 6.92 | 311.52 |  | 2 | 442.96
|  |  | 1-Phase Industrial Socket Outlet (excl. supply of socket) | [6 empty] | n
|  | h | [E25_0062_Quintano_Foods_Elec_ELV_As_Awarded.xlsx]Elec_Rates!$D$134 |  |  | RATE_AAA
2 | 1 | 2 | 012# Single phase isolator / socket outlet point Galvanised conduit |  | Local Rate | RTLO_001 | [9 empty] | 74.42 | 148.84 | 3.46 | 6.92 | [17 empty] | 2 | Local Rate
[17 empty] | 0 |  | 0
d> | 0 |  |  |  |  | ICOST |  |  |  | mu_A | ITEM | [5 empty] | 148.84 |  | 6.92 | [17 empty] | d>
|  |  |  | Sell Rate | Sell Total |  |  |  |  | IB | [17 empty] | U_M_Sell | T_M_Sell | U_L_Sell | T_L_Sell | Total_Sell | T_M_Cost | T_L_Phr | Mat/Lab=1 |  |  | Sell Total
2 | No |  | Item: 4.45200000000015 | 68.06 | 136.12 | ISELL |  |  |  | mu_A | ITEM | [7 empty] | mu :1.23 | [8 empty] | 22.76 | 45.52 | 45.3 | 90.6 | 136.12 | 36.96 | 2.68 | 79.28 |  | 2 | 146.28
|  |  | 1 Light Point on 1 Switch | [6 empty] | n
|  | h | [E25_0062_Quintano_Foods_Elec_ELV_As_Awarded.xlsx]Elec_Rates!$D$19 |  |  | RATE_AAA
2 | 1 | 2 | 001# Light Point Rate (LSZH Conduit) | 1 Pt x 1 Switch |  | RTLT_002 | [9 empty] | 18.48 | 36.96 | 1.34 | 2.68 | [17 empty] | 2
[17 empty] | 0 |  | 0
d> | 0 |  |  |  |  | ICOST |  |  |  | mu_A | ITEM | [5 empty] | 36.96 |  | 2.68 | [17 empty] | d>
|  |  |  | Sell Rate | Sell Total |  |  |  |  | IB | [17 empty] | U_M_Sell | T_M_Sell | U_L_Sell | T_L_Sell | Total_Sell | T_M_Cost | T_L_Phr | Mat/Lab=1 |  |  | Sell Total
2 | No |  | Item: 4.45300000000015 | 102.1 | 204.2 | ISELL |  |  |  | mu_A | ITEM | [7 empty] | mu :1.23 | [8 empty] | 34.13 | 68.26 | 67.97 | 135.94 | 204.2 | 55.44 | 4.02 | 118.92 |  | 2 | 219.4
|  |  | 2 Light Points on 1 Switch | [6 empty] | n
|  | h | [E25_0062_Quintano_Foods_Elec_ELV_As_Awarded.xlsx]Elec_Rates!$D$19 |  |  | RATE_AAA
2 | 1.5 | 3 | 001# Light Point Rate (LSZH Conduit) | 2 Pt x 1 Switch |  | RTLT_002 | [9 empty] | 27.72 | 55.44 | 2.01 | 4.02 | [17 empty] | 2
[17 empty] | 0 |  | 0
d> | 0 |  |  |  |  | ICOST |  |  |  | mu_A | ITEM | [5 empty] | 55.44 |  | 4.02 | [17 empty] | d>
|  |  |  | Sell Rate | Sell Total |  |  |  |  | IB | [17 empty] | U_M_Sell | T_M_Sell | U_L_Sell | T_L_Sell | Total_Sell | T_M_Cost | T_L_Phr | Mat/Lab=1 |  |  | Sell Total
3 | No |  | Item: 4.45400000000015 | 136.13 | 408.39 | ISELL |  |  |  | mu_A | ITEM | [7 empty] | mu :1.23 | [8 empty] | 45.51 | 136.53 | 90.62 | 271.86 | 408.39 | 110.88 | 8.04 | 356.76 |  | 3 | 438.81
|  |  | 3 Light Points on 1 Switch | [6 empty] | n
|  | h | [E25_0062_Quintano_Foods_Elec_ELV_As_Awarded.xlsx]Elec_Rates!$D$19 |  |  | RATE_AAA
3 | 2 | 6 | 001# Light Point Rate (LSZH Conduit) | 3 Pt x 1 Switch |  | RTLT_002 | [9 empty] | 36.96 | 110.88 | 2.68 | 8.04 | [17 empty] | 3
[17 empty] | 0 |  | 0
d> | 0 |  |  |  |  | ICOST |  |  |  | mu_A | ITEM | [5 empty] | 110.88 |  | 8.04 | [17 empty] | d>
|  |  |  | Sell Rate | Sell Total |  |  |  |  | IB | [17 empty] | U_M_Sell | T_M_Sell | U_L_Sell | T_L_Sell | Total_Sell | T_M_Cost | T_L_Phr | Mat/Lab=1 |  |  | Sell Total
2 | No |  | Item: 4.45500000000015 | 170.16 | 340.32 | ISELL |  |  |  | mu_A | ITEM | [7 empty] | mu :1.23 | [8 empty] | 56.89 | 113.78 | 113.27 | 226.54 | 340.32 | 92.4 | 6.7 | 198.2 |  | 2 | 365.68
|  |  | 4 Light Points on 1 Switch | [6 empty] | n
|  | h | [E25_0062_Quintano_Foods_Elec_ELV_As_Awarded.xlsx]Elec_Rates!$D$19 |  |  | RATE_AAA
2 | 2.5 | 5 | 001# Light Point Rate (LSZH Conduit) | 4 Pt x 1 Switch |  | RTLT_002 | [9 empty] | 46.2 | 92.4 | 3.35 | 6.7 | [17 empty] | 2
[17 empty] | 0 |  | 0
d> | 0 |  |  |  |  | ICOST |  |  |  | mu_A | ITEM | [5 empty] | 92.4 |  | 6.7 | [17 empty] | d>
|  |  |  | Sell Rate | Sell Total |  |  |  |  | IB | [17 empty] | U_M_Sell | T_M_Sell | U_L_Sell | T_L_Sell | Total_Sell | T_M_Cost | T_L_Phr | Mat/Lab=1 |  |  | Sell Total
1 | No |  | Item: 4.45600000000015 | 204.19 | 204.19 | ISELL |  |  |  | mu_A | ITEM | [7 empty] | mu :1.23 | [8 empty] | 68.27 | 68.27 | 135.92 | 135.92 | 204.19 | 55.44 | 4.02 | 59.46 |  | 1 | 219.41
|  |  | 5 Light Points on 1 Switch | [6 empty] | n
|  | h | [E25_0062_Quintano_Foods_Elec_ELV_As_Awarded.xlsx]Elec_Rates!$D$19 |  |  | RATE_AAA
1 | 3 | 3 | 001# Light Point Rate (LSZH Conduit) | 5 Pt x 1 Switch |  | RTLT_002 | [9 empty] | 55.44 | 55.44 | 4.02 | 4.02 | [17 empty] | 1
[17 empty] | 0 |  | 0
d> | 0 |  |  |  |  | ICOST |  |  |  | mu_A | ITEM | [5 empty] | 55.44 |  | 4.02 | [17 empty] | d>
|  |  |  | Sell Rate | Sell Total |  |  |  |  | IB | [17 empty] | U_M_Sell | T_M_Sell | U_L_Sell | T_L_Sell | Total_Sell | T_M_Cost | T_L_Phr | Mat/Lab=1 |  |  | Sell Total
6 | No |  | Item: 4.45700000000015 | 68.06 | 408.36 | ISELL |  |  |  | mu_A | ITEM | [7 empty] | mu :1.23 | [8 empty] | 22.76 | 136.56 | 45.3 | 271.8 | 408.36 | 110.88 | 8.04 | 713.52 |  | 6 | 438.84
|  |  | 1 Light Point on Presence Detector | [6 empty] | n
|  | h | [E25_0062_Quintano_Foods_Elec_ELV_As_Awarded.xlsx]Elec_Rates!$D$19 |  |  | RATE_AAA
6 | 1 | 6 | 001# Light Point Rate (LSZH Conduit) | 1 Pt x One Detector |  | RTLT_002 | [9 empty] | 18.48 | 110.88 | 1.34 | 8.04 | [17 empty] | 6
[17 empty] | 0 |  | 0
d> | 0 |  |  |  |  | ICOST |  |  |  | mu_A | ITEM | [5 empty] | 110.88 |  | 8.04 | [17 empty] | d>
|  |  |  | Sell Rate | Sell Total |  |  |  |  | IB | [17 empty] | U_M_Sell | T_M_Sell | U_L_Sell | T_L_Sell | Total_Sell | T_M_Cost | T_L_Phr | Mat/Lab=1 |  |  | Sell Total
3 | No |  | Item: 4.45800000000015 | 136.13 | 408.39 | ISELL |  |  |  | mu_A | ITEM | [7 empty] | mu :1.23 | [8 empty] | 45.51 | 136.53 | 90.62 | 271.86 | 408.39 | 110.88 | 8.04 | 356.76 |  | 3 | 438.81
|  |  | 3 Light Points on Presence Detector | [6 empty] | n
|  | h | [E25_0062_Quintano_Foods_Elec_ELV_As_Awarded.xlsx]Elec_Rates!$D$19 |  |  | RATE_AAA
3 | 2 | 6 | 001# Light Point Rate (LSZH Conduit) | 3 Pt x One Detector |  | RTLT_002 | [9 empty] | 36.96 | 110.88 | 2.68 | 8.04 | [17 empty] | 3
[17 empty] | 0 |  | 0
d> | 0 |  |  |  |  | ICOST |  |  |  | mu_A | ITEM | [5 empty] | 110.88 |  | 8.04 | [17 empty] | d>
|  |  |  | Sell Rate | Sell Total |  |  |  |  | IB | [17 empty] | U_M_Sell | T_M_Sell | U_L_Sell | T_L_Sell | Total_Sell | T_M_Cost | T_L_Phr | Mat/Lab=1 |  |  | Sell Total
1 | No |  | Item: 4.45900000000015 | 238.22 | 238.22 | ISELL |  |  |  | mu_A | ITEM | [7 empty] | mu :1.23 | [8 empty] | 79.64 | 79.64 | 158.58 | 158.58 | 238.22 | 64.68 | 4.69 | 69.37 |  | 1 | 255.98
|  |  | 5 Light Points on Photocell and override switch (staircase D - Lev 0 to Lev 2) | [6 empty] | n
|  | h | [E25_0062_Quintano_Foods_Elec_ELV_As_Awarded.xlsx]Elec_Rates!$D$19 |  |  | RATE_AAA
1 | 3.5 | 3.5 | 001# Light Point Rate (LSZH Conduit) | 5 Pt x Photcell and switch |  | RTLT_002 | [9 empty] | 64.68 | 64.68 | 4.69 | 4.69 | [17 empty] | 1
[17 empty] | 0 |  | 0
d> | 0 |  |  |  |  | ICOST |  |  |  | mu_A | ITEM | [5 empty] | 64.68 |  | 4.69 | [17 empty] | d>
|  |  |  | Sell Rate | Sell Total |  |  |  |  | IB | [17 empty] | U_M_Sell | T_M_Sell | U_L_Sell | T_L_Sell | Total_Sell | T_M_Cost | T_L_Phr | Mat/Lab=1 |  |  | Sell Total
12 | No |  | Item: 4.46000000000015 | 0 | 0 | ISELL |  |  |  | mu_A | ITEM |  |  |  |  | Included |  |  | 0.00 | [8 empty] | 0 | 0 | 0 | 0 | 0 | 0 | 0 | 0 |  | 12 | 0
|  |  | Additional wiring for voltage sensing/battery charging for fittings with power pack. | [6 empty] | n
|  |  | INCLUDED | [13 empty] | 0 |  | 0
[17 empty] | 0 |  | 0
d> | 0 |  |  |  |  | ICOST |  |  |  | mu_A | ITEM | [5 empty] | 0 |  | 0 | [17 empty] | d>
|  |  |  | Sell Rate | Sell Total |  |  |  |  | IB | [17 empty] | U_M_Sell | T_M_Sell | U_L_Sell | T_L_Sell | Total_Sell | T_M_Cost | T_L_Phr | Mat/Lab=1 |  |  | Sell Total
2 | No |  | Item: 4.46100000000015 | 46.93 | 93.86 | ISELL |  |  |  | mu_A | ITEM | [7 empty] | mu :1.23 | [8 empty] | 15.82 | 31.64 | 31.11 | 62.22 | 93.86 | 25.7 | 1.84 | 55.08 |  | 2 | 101.3
|  |  | Maintained Emergency light points | [6 empty] | n
|  | h | [E25_0062_Quintano_Foods_Elec_ELV_As_Awarded.xlsx]Elec_Rates!$D$30 |  |  | RATE_AAA
2 | 1 | 2 | 002# Maintaned Emergency Light point rate (LSZH Conduit) |  | Local Rate | RTLO_001 | [9 empty] | 12.85 | 25.7 | 0.92 | 1.84 | [17 empty] | 2 | Local Rate
[17 empty] | 0 |  | 0
d> | 0 |  |  |  |  | ICOST |  |  |  | mu_A | ITEM | [5 empty] | 25.7 |  | 1.84 | [17 empty] | d>
TB
t
Supply, install and connect of the following:
|  |  |  | Sell Rate | Sell Total |  |  |  |  | IB | [17 empty] | U_M_Sell | T_M_Sell | U_L_Sell | T_L_Sell | Total_Sell | T_M_Cost | T_L_Phr | Mat/Lab=1 |  |  | Sell Total
2 | No |  | Item: 4.46200000000015 | 47.62 | 95.24 | ISELL |  |  |  | mu_A | ITEM | [7 empty] | mu :1.23 | [8 empty] | 38.49 | 76.98 | 9.13 | 18.26 | 95.24 | 62.52 | 0.54 | 126.12 |  | 2 | 97.28
|  |  | 16A 1-Phase Industrial Socket Outlet | [6 empty] | n
|  | h | [E25_0062_Quintano_Foods_Elec_ELV_As_Awarded.xlsx]Elec_Rates!$D$156 |  |  | RATE_AAA
2 | 1 | 2 | 014# 3Pin 16Amp IP67 Unswitched Socket outlet |  | Local Rate | RTLO_002 | [9 empty] | 31.26 | 62.52 | 0.27 | 0.54 | [17 empty] | 2 | Local Rate
[17 empty] | 0 |  | 0
d> | 0 |  |  |  |  | ICOST |  |  |  | mu_A | ITEM | [5 empty] | 62.52 |  | 0.54 | [17 empty] | d>
|  |  |  | Sell Rate | Sell Total |  |  |  |  | IB | [17 empty] | U_M_Sell | T_M_Sell | U_L_Sell | T_L_Sell | Total_Sell | T_M_Cost | T_L_Phr | Mat/Lab=1 |  |  | Sell Total
9 | No |  | Item: 4.46300000000015 | 20.64 | 185.76 | ISELL |  |  |  | mu_A | ITEM | [7 empty] | mu :1.23 | [8 empty] | 13.03 | 117.27 | 7.61 | 68.49 | 185.76 | 95.22 | 2.03 | 875.25 |  | 9 | 193.32
|  |  | 360° Presence Detector | [6 empty] | n
9 | No |  | Movement detector (Recessed) |  | Calleja - ST753 | WACC_138 | 705 | (__) | [5 empty] | 3 |  | 10.5 | 94.5 | 0.25 | 2.025 | [17 empty] | 9 | Calleja - ST753
18 | No |  | Screw Wood S6 |  |  | CONS_035 | 875 | (__) |  | 02-008 |  |  |  | 1 | 1994-12-01 | 0.02 | 0.36 |  | 0 | [17 empty] | 18
18 | No |  | Rawl Plug S6 |  |  | CONS_030 | 875 | (__) |  | 02-009 |  |  |  | 1 | 1994-12-01 | 0.02 | 0.36 |  | 0 | [17 empty] | 18
[17 empty] | 0 |  | 0
d> | 0 |  |  |  |  | ICOST |  |  |  | mu_A | ITEM | [5 empty] | 95.22 |  | 2.025 | [17 empty] | d>
|  |  |  | Sell Rate | Sell Total |  |  |  |  | IB | [17 empty] | U_M_Sell | T_M_Sell | U_L_Sell | T_L_Sell | Total_Sell | T_M_Cost | T_L_Phr | Mat/Lab=1 |  |  | Sell Total
1 | No |  | Item: 4.46400000000016 | 110.9 | 110.9 | ISELL |  |  |  | mu_A | ITEM | [7 empty] | mu :1.23 | [8 empty] | 61.44 | 61.44 | 49.46 | 49.46 | 110.9 | 49.9 | 1.46 | 51.36 |  | 1 | 116.39
|  |  | Photocell sensor | [6 empty] | n
1 | No |  | Light Sensitive Switch | ESS | Perry - PE-7245 | WACC_124 | 705 | TM | TM TN1LV91 |  |  |  |  | 3 | 1994-12-01 | 30 | 30 | 0.25 | 0.225 | [17 empty] | 1 | Perry - PE-7245
|  |  | Installation to DB | [13 empty] | 0 |  | 0
5 | m |  | Conduit Galv. 20mm RATE |  |  | COGV_011 | 690 | BAR | 20mm |  |  |  |  | 1 | 1994-12-01 | 3.03 | 15.15 | 0.2 | 0.9 | [17 empty] | 5
25 | m |  | Wiring Cable 1c 1.5 mm2 PVC Non-Arm |  | LSZH | CASC_017 | 615 | CRO |  | 02-002 |  |  |  | 2 | 2006-09-28 | 0.19 | 4.75 | 0.015 | 0.3375 | [17 empty] | 25 | LSZH
[17 empty] | 0 |  | 0
d> | 0 |  |  |  |  | ICOST |  |  |  | mu_A | ITEM | [5 empty] | 49.9 |  | 1.4625 | [17 empty] | d>
|  |  |  | Sell Rate | Sell Total |  |  |  |  | IB | [17 empty] | U_M_Sell | T_M_Sell | U_L_Sell | T_L_Sell | Total_Sell | T_M_Cost | T_L_Phr | Mat/Lab=1 |  |  | Sell Total
1 | No |  | Item: 4.46500000000016 | 267.03 | 267.03 | ISELL |  |  |  | mu_A | ITEM | [7 empty] | mu :1.23 | [8 empty] | 156.26 | 156.26 | 110.77 | 110.77 | 267.03 | 126.9 | 3.28 | 130.18 |  | 1 | 279.34
Provision for the supply and installation of HDMI points, including the supply of dia.25mm conduits, HDMI cable, back boxes, HDMI faceplates and including all chasing required, fixings, accessories etc for a complete installation between TV-01 and FB-01
18 | m |  | Conduit PVC 25mm HG RATE | for HDMI only | LSZH - Ramon | COPV_007 | 700 | GEN | 25mm |  |  |  |  | 1 | 2015-07-28 | 2.05 | 36.9 | 0.18 | 2.916 | [17 empty] | 18 | LSZH - Ramon
1 | No. |  | HDMI cable from scan | HDMI cable from Scan |  | CASP_100 | 617 | (__) | [5 empty] | 2 | 2008-07-18 | 30 | 30 | 0.4 | 0.36 | [17 empty] | 1
2 | No |  | WHITE HDMI outlet | Behind TV and in floor box | Hydro - price from floor outlet box | WACC_279 | 705 | MK Insignia | K 14331 WHI |  |  |  |  | 3 | 2006-01-27 | 30 | 60 |  | 0 | [17 empty] | 2 | Hydro - price from floor outlet box
[17 empty] | 0 |  | 0
d> | 0 |  |  |  |  | ICOST |  |  |  | mu_A | ITEM | [5 empty] | 126.9 |  | 3.276 | [17 empty] | d>
SB | [36 empty] | SB
| -0.0069686 |  | PAGE: 22 |  | 12682.09 | [5 empty] | PAGE | [5 empty] | 4512.35 |  | 210.7445 | [18 empty] | 13485.31
| Discy: |  |  |  | PAGE SELL | [11 empty] | PAGE MAT |  | PAGE LAB | [18 empty] | PAGE SELL
TB
t
Level 2
TB
t
Wiring from distribution board using LSZH cable enclosed in galvanised trunking and LSZH conduit chased in wall including the supply of all LSZH cable and PVC wiring accessories etc. for a complete installation.
TB
t
From Distribution Board DB-OL2 (Level 2)
|  |  |  | Sell Rate | Sell Total |  |  |  |  | IB | [17 empty] | U_M_Sell | T_M_Sell | U_L_Sell | T_L_Sell | Total_Sell | T_M_Cost | T_L_Phr | Mat/Lab=1 |  |  | Sell Total
1 | No |  | Item: 4.46600000000016 | 75.63 | 75.63 | ISELL |  |  |  | mu_A | ITEM | [7 empty] | mu :1.23 | [8 empty] | 40.36 | 40.36 | 35.27 | 35.27 | 75.63 | 32.78 | 1.04 | 33.82 |  | 1 | 79.59
|  |  | Single socket outlet - IP65 | [6 empty] | n
|  | h | [E25_0062_Quintano_Foods_Elec_ELV_As_Awarded.xlsx]Elec_Rates!$D$39 |  |  | RATE_AAA
1 | 1 | 1 | 003# Power Point Rate (LSZH Conduit) |  | Local Rate | RTLO_002 | [9 empty] | 18.92 | 18.92 | 0.89 | 0.89 | [17 empty] | 1 | Local Rate
1 | No |  | IP56 13A Socket Single Switched | ESS | SC-OA035AG | WACC_015 | 705 | (__) | [5 empty] | 3 |  | 13.86 | 13.86 | 0.17 | 0.153 | [17 empty] | 1 | SC-OA035AG
[17 empty] | 0 |  | 0
d> | 0 |  |  |  |  | ICOST |  |  |  | mu_A | ITEM | [5 empty] | 32.78 |  | 1.043 | [17 empty] | d>
|  |  |  | Sell Rate | Sell Total |  |  |  |  | IB | [17 empty] | U_M_Sell | T_M_Sell | U_L_Sell | T_L_Sell | Total_Sell | T_M_Cost | T_L_Phr | Mat/Lab=1 |  |  | Sell Total
88 | No |  | Item: 4.46700000000016 | 61.52 | 5413.76 | ISELL |  |  |  | mu_A | ITEM | [7 empty] | mu :1.23 | [8 empty] | 26.25 | 2310 | 35.27 | 3103.76 | 5413.76 | 1876.16 | 91.78 | 173178.72 |  | 88 | 5761.36
|  |  | Twin socket outlet | [6 empty] | n
|  | h | [E25_0062_Quintano_Foods_Elec_ELV_As_Awarded.xlsx]Elec_Rates!$D$39 |  |  | RATE_AAA
88 | 1 | 88 | 003# Power Point Rate (LSZH Conduit) |  | Local Rate | RTLO_002 | [9 empty] | 18.92 | 1664.96 | 0.89 | 78.32 | [17 empty] | 88 | Local Rate
88 | No |  | WHITE Socket 13A Twin | ESS | SC-CMA036 | WACC_050 | 705 | BG | 922 |  |  |  |  | 3 | 1994-12-01 | 2.4 | 211.2 | 0.17 | 13.464 | [17 empty] | 88 | SC-CMA036
[17 empty] | 0 |  | 0
d> | 0 |  |  |  |  | ICOST |  |  |  | mu_A | ITEM | [5 empty] | 1876.16 |  | 91.784 | [17 empty] | d>
|  |  |  | Sell Rate | Sell Total |  |  |  |  | IB | [17 empty] | U_M_Sell | T_M_Sell | U_L_Sell | T_L_Sell | Total_Sell | T_M_Cost | T_L_Phr | Mat/Lab=1 |  |  | Sell Total
31 | No |  | Item: 4.46800000000016 | 64.84 | 2010.04 | ISELL |  |  |  | mu_A | ITEM | [7 empty] | mu :1.23 | [8 empty] | 29.58 | 916.98 | 35.26 | 1093.06 | 2010.04 | 744.62 | 32.33 | 24085.45 |  | 31 | 2132.8
|  |  | Double pole switch | [6 empty] | n
|  | h | [E25_0062_Quintano_Foods_Elec_ELV_As_Awarded.xlsx]Elec_Rates!$D$39 |  |  | RATE_AAA
31 | 1 | 31 | 003# Power Point Rate (LSZH Conduit) |  | Local Rate | RTLO_002 | [9 empty] | 18.92 | 586.52 | 0.89 | 27.59 | [17 empty] | 31 | Local Rate
31 | No |  | WHITE FCU 13A DP Neon | ESS | SC-CMA652 | WACC_043 | 705 | BG | 951 |  |  |  |  | 3 | 1994-12-01 | 5.1 | 158.1 | 0.17 | 4.743 | [17 empty] | 31 | SC-CMA652
[17 empty] | 0 |  | 0
d> | 0 |  |  |  |  | ICOST |  |  |  | mu_A | ITEM | [5 empty] | 744.62 |  | 32.333 | [17 empty] | d>
|  |  |  | Sell Rate | Sell Total |  |  |  |  | IB | [17 empty] | U_M_Sell | T_M_Sell | U_L_Sell | T_L_Sell | Total_Sell | T_M_Cost | T_L_Phr | Mat/Lab=1 |  |  | Sell Total
1 | No |  | Item: 4.46900000000016 | 189.03 | 189.03 | ISELL |  |  |  | mu_A | ITEM | [7 empty] | mu :1.23 | [8 empty] | 150.38 | 150.38 | 38.65 | 38.65 | 189.03 | 122.13 | 1.14 | 123.27 |  | 1 | 198.92
|  |  | Double pole switch (3 x 4mm2 CWZ/LSZH) | [6 empty] | n
|  | h | [E25_0062_Quintano_Foods_Elec_ELV_As_Awarded.xlsx]Elec_Rates!$D$127 |  |  | RATE_AAA
1 | 1 | 1 | 011# Power points rate LSZH conduit (CWZ LSZH Cable) |  | Local Rate | RTLO_002 | [9 empty] | 117.03 | 117.03 | 0.99 | 0.99 | [17 empty] | 1 | Local Rate
1 | No |  | WHITE FCU 13A DP Neon | ESS | SC-CMA652 | WACC_043 | 705 | BG | 951 |  |  |  |  | 3 | 1994-12-01 | 5.1 | 5.1 | 0.17 | 0.153 | [17 empty] | 1 | SC-CMA652
[17 empty] | 0 |  | 0
d> | 0 |  |  |  |  | ICOST |  |  |  | mu_A | ITEM | [5 empty] | 122.13 |  | 1.143 | [17 empty] | d>
|  |  |  | Sell Rate | Sell Total |  |  |  |  | IB | [17 empty] | U_M_Sell | T_M_Sell | U_L_Sell | T_L_Sell | Total_Sell | T_M_Cost | T_L_Phr | Mat/Lab=1 |  |  | Sell Total
1 | No |  | Item: 4.47000000000016 | 63.24 | 63.24 | ISELL |  |  |  | mu_A | ITEM | [7 empty] | mu :1.23 | [8 empty] | 27.98 | 27.98 | 35.26 | 35.26 | 63.24 | 22.72 | 1.04 | 23.76 |  | 1 | 67.2
|  |  | Flex outlet | [6 empty] | n
|  | h | [E25_0062_Quintano_Foods_Elec_ELV_As_Awarded.xlsx]Elec_Rates!$D$39 |  |  | RATE_AAA
1 | 1 | 1 | 003# Power Point Rate (LSZH Conduit) |  | Local Rate | RTLO_002 | [9 empty] | 18.92 | 18.92 | 0.89 | 0.89 | [17 empty] | 1 | Local Rate
1 | No |  | WHITE Flex Outlet | ESS | SC-CMA053 | WACC_044 | 705 | DEL | 3205 |  |  |  |  | 3 | 1994-12-01 | 3.8 | 3.8 | 0.17 | 0.153 | [17 empty] | 1 | SC-CMA053
[17 empty] | 0 |  | 0
d> | 0 |  |  |  |  | ICOST |  |  |  | mu_A | ITEM | [5 empty] | 22.72 |  | 1.043 | [17 empty] | d>
|  |  |  | Sell Rate | Sell Total |  |  |  |  | IB | [17 empty] | U_M_Sell | T_M_Sell | U_L_Sell | T_L_Sell | Total_Sell | T_M_Cost | T_L_Phr | Mat/Lab=1 |  |  | Sell Total
5 | No |  | Item: 4.47100000000016 | 208.63 | 1043.15 | ISELL |  |  |  | mu_A | ITEM | [7 empty] | mu :1.23 | [8 empty] | 91.64 | 458.2 | 116.99 | 584.95 | 1043.15 | 372.1 | 17.3 | 1947 |  | 5 | 1107.4
|  |  | 1-Phase Industrial Socket Outlet (excl. supply of socket) | [6 empty] | n
|  | h | [E25_0062_Quintano_Foods_Elec_ELV_As_Awarded.xlsx]Elec_Rates!$D$134 |  |  | RATE_AAA
5 | 1 | 5 | 012# Single phase isolator / socket outlet point Galvanised conduit |  | Local Rate | RTLO_001 | [9 empty] | 74.42 | 372.1 | 3.46 | 17.3 | [17 empty] | 5 | Local Rate
[17 empty] | 0 |  | 0
d> | 0 |  |  |  |  | ICOST |  |  |  | mu_A | ITEM | [5 empty] | 372.1 |  | 17.3 | [17 empty] | d>
|  |  |  | Sell Rate | Sell Total |  |  |  |  | IB | [17 empty] | U_M_Sell | T_M_Sell | U_L_Sell | T_L_Sell | Total_Sell | T_M_Cost | T_L_Phr | Mat/Lab=1 |  |  | Sell Total
7 | No |  | Item: 4.47200000000016 | 102.1 | 714.7 | ISELL |  |  |  | mu_A | ITEM | [7 empty] | mu :1.23 | [8 empty] | 34.13 | 238.91 | 67.97 | 475.79 | 714.7 | 194.04 | 14.07 | 1456.77 |  | 7 | 767.9
|  |  | 2 Light Points on 1 Switch | [6 empty] | n
|  | h | [E25_0062_Quintano_Foods_Elec_ELV_As_Awarded.xlsx]Elec_Rates!$D$19 |  |  | RATE_AAA
7 | 1.5 | 10.5 | 001# Light Point Rate (LSZH Conduit) | 2 Pt x 1 Switch |  | RTLT_002 | [9 empty] | 27.72 | 194.04 | 2.01 | 14.07 | [17 empty] | 7
[17 empty] | 0 |  | 0
d> | 0 |  |  |  |  | ICOST |  |  |  | mu_A | ITEM | [5 empty] | 194.04 |  | 14.07 | [17 empty] | d>
|  |  |  | Sell Rate | Sell Total |  |  |  |  | IB | [17 empty] | U_M_Sell | T_M_Sell | U_L_Sell | T_L_Sell | Total_Sell | T_M_Cost | T_L_Phr | Mat/Lab=1 |  |  | Sell Total
7 | No |  | Item: 4.47300000000016 | 136.13 | 952.91 | ISELL |  |  |  | mu_A | ITEM | [7 empty] | mu :1.23 | [8 empty] | 45.51 | 318.57 | 90.62 | 634.34 | 952.91 | 258.72 | 18.76 | 1942.36 |  | 7 | 1023.89
|  |  | 3 Light Points on 1 Switch | [6 empty] | n
|  | h | [E25_0062_Quintano_Foods_Elec_ELV_As_Awarded.xlsx]Elec_Rates!$D$19 |  |  | RATE_AAA
7 | 2 | 14 | 001# Light Point Rate (LSZH Conduit) | 3 Pt x 1 Switch |  | RTLT_002 | [9 empty] | 36.96 | 258.72 | 2.68 | 18.76 | [17 empty] | 7
[17 empty] | 0 |  | 0
d> | 0 |  |  |  |  | ICOST |  |  |  | mu_A | ITEM | [5 empty] | 258.72 |  | 18.76 | [17 empty] | d>
|  |  |  | Sell Rate | Sell Total |  |  |  |  | IB | [17 empty] | U_M_Sell | T_M_Sell | U_L_Sell | T_L_Sell | Total_Sell | T_M_Cost | T_L_Phr | Mat/Lab=1 |  |  | Sell Total
10 | No |  | Item: 4.47400000000016 | 170.16 | 1701.6 | ISELL |  |  |  | mu_A | ITEM | [7 empty] | mu :1.23 | [8 empty] | 56.89 | 568.9 | 113.27 | 1132.7 | 1701.6 | 462 | 33.5 | 4955 |  | 10 | 1828.4
|  |  | 4 Light Points on 1 Switch | [6 empty] | n
|  | h | [E25_0062_Quintano_Foods_Elec_ELV_As_Awarded.xlsx]Elec_Rates!$D$19 |  |  | RATE_AAA
10 | 2.5 | 25 | 001# Light Point Rate (LSZH Conduit) | 4 Pt x 1 Switch |  | RTLT_002 | [9 empty] | 46.2 | 462 | 3.35 | 33.5 | [17 empty] | 10
[17 empty] | 0 |  | 0
d> | 0 |  |  |  |  | ICOST |  |  |  | mu_A | ITEM | [5 empty] | 462 |  | 33.5 | [17 empty] | d>
|  |  |  | Sell Rate | Sell Total |  |  |  |  | IB | [17 empty] | U_M_Sell | T_M_Sell | U_L_Sell | T_L_Sell | Total_Sell | T_M_Cost | T_L_Phr | Mat/Lab=1 |  |  | Sell Total
1 | No |  | Item: 4.47500000000016 | 204.19 | 204.19 | ISELL |  |  |  | mu_A | ITEM | [7 empty] | mu :1.23 | [8 empty] | 68.27 | 68.27 | 135.92 | 135.92 | 204.19 | 55.44 | 4.02 | 59.46 |  | 1 | 219.41
|  |  | 5 Light Points on 1 Switch | [6 empty] | n
|  | h | [E25_0062_Quintano_Foods_Elec_ELV_As_Awarded.xlsx]Elec_Rates!$D$19 |  |  | RATE_AAA
1 | 3 | 3 | 001# Light Point Rate (LSZH Conduit) | 5 Pt x 1 Switch |  | RTLT_002 | [9 empty] | 55.44 | 55.44 | 4.02 | 4.02 | [17 empty] | 1
[17 empty] | 0 |  | 0
d> | 0 |  |  |  |  | ICOST |  |  |  | mu_A | ITEM | [5 empty] | 55.44 |  | 4.02 | [17 empty] | d>
|  |  |  | Sell Rate | Sell Total |  |  |  |  | IB | [17 empty] | U_M_Sell | T_M_Sell | U_L_Sell | T_L_Sell | Total_Sell | T_M_Cost | T_L_Phr | Mat/Lab=1 |  |  | Sell Total
2 | No |  | Item: 4.47600000000016 | 474.46 | 948.92 | ISELL |  |  |  | mu_A | ITEM | [7 empty] | mu :1.23 | [8 empty] | 172.18 | 344.36 | 302.28 | 604.56 | 948.92 | 279.66 | 17.88 | 595.08 |  | 2 | 1015.88
|  |  | 4 Light Points on 2 Way Switch | [6 empty] | n
|  | h | [E25_0062_Quintano_Foods_Elec_ELV_As_Awarded.xlsx]Elec_Rates!$D$46 |  |  | RATE_AAA
2 | 3 | 6 | 004# Light point rate (Galvanised Conduit) | 4 Pt x 2-2way Switches |  | RTLT_002 | [9 empty] | 139.83 | 279.66 | 8.94 | 17.88 | [17 empty] | 2
[17 empty] | 0 |  | 0
d> | 0 |  |  |  |  | ICOST |  |  |  | mu_A | ITEM | [5 empty] | 279.66 |  | 17.88 | [17 empty] | d>
|  |  |  | Sell Rate | Sell Total |  |  |  |  | IB | [17 empty] | U_M_Sell | T_M_Sell | U_L_Sell | T_L_Sell | Total_Sell | T_M_Cost | T_L_Phr | Mat/Lab=1 |  |  | Sell Total
4 | No |  | Item: 4.47700000000016 | 158.15 | 632.6 | ISELL |  |  |  | mu_A | ITEM | [7 empty] | mu :1.23 | [8 empty] | 57.39 | 229.56 | 100.76 | 403.04 | 632.6 | 186.44 | 11.92 | 793.44 |  | 4 | 677.24
|  |  | 1 Light Point on Presence Detector | [6 empty] | n
|  | h | [E25_0062_Quintano_Foods_Elec_ELV_As_Awarded.xlsx]Elec_Rates!$D$46 |  |  | RATE_AAA
4 | 1 | 4 | 004# Light point rate (Galvanised Conduit) | 1 Pt x One Detector |  | RTLT_002 | [9 empty] | 46.61 | 186.44 | 2.98 | 11.92 | [17 empty] | 4
[17 empty] | 0 |  | 0
d> | 0 |  |  |  |  | ICOST |  |  |  | mu_A | ITEM | [5 empty] | 186.44 |  | 11.92 | [17 empty] | d>
|  |  |  | Sell Rate | Sell Total |  |  |  |  | IB | [17 empty] | U_M_Sell | T_M_Sell | U_L_Sell | T_L_Sell | Total_Sell | T_M_Cost | T_L_Phr | Mat/Lab=1 |  |  | Sell Total
2 | No |  | Item: 4.47800000000016 | 237.23 | 474.46 | ISELL |  |  |  | mu_A | ITEM | [7 empty] | mu :1.23 | [8 empty] | 86.09 | 172.18 | 151.14 | 302.28 | 474.46 | 139.83 | 8.94 | 297.54 |  | 2 | 507.94
|  |  | 2 Light Points on Presence Detector | [6 empty] | n
|  | h | [E25_0062_Quintano_Foods_Elec_ELV_As_Awarded.xlsx]Elec_Rates!$D$46 |  |  | RATE_AAA
2 | 1.5 | 3 | 004# Light point rate (Galvanised Conduit) | 2 Pt x One Detector |  | RTLT_002 | [9 empty] | 69.915 | 139.83 | 4.47 | 8.94 | [17 empty] | 2
[17 empty] | 0 |  | 0
d> | 0 |  |  |  |  | ICOST |  |  |  | mu_A | ITEM | [5 empty] | 139.83 |  | 8.94 | [17 empty] | d>
|  |  |  | Sell Rate | Sell Total |  |  |  |  | IB | [17 empty] | U_M_Sell | T_M_Sell | U_L_Sell | T_L_Sell | Total_Sell | T_M_Cost | T_L_Phr | Mat/Lab=1 |  |  | Sell Total
1 | No |  | Item: 4.47900000000016 | 869.85 | 869.85 | ISELL |  |  |  | mu_A | ITEM | [7 empty] | mu :1.23 | [8 empty] | 315.66 | 315.66 | 554.19 | 554.19 | 869.85 | 256.36 | 16.39 | 272.75 |  | 1 | 931.22
|  |  | 6 Light Points on 5 Presence Detectors | [6 empty] | n
|  | h | [E25_0062_Quintano_Foods_Elec_ELV_As_Awarded.xlsx]Elec_Rates!$D$46 |  |  | RATE_AAA
1 | 5.5 | 5.5 | 004# Light point rate (Galvanised Conduit) | 6 Pt x Five Detector |  | RTLT_002 | [9 empty] | 256.355 | 256.355 | 16.39 | 16.39 | [17 empty] | 1
[17 empty] | 0 |  | 0
d> | 0 |  |  |  |  | ICOST |  |  |  | mu_A | ITEM | [5 empty] | 256.355 |  | 16.39 | [17 empty] | d>
|  |  |  | Sell Rate | Sell Total |  |  |  |  | IB | [17 empty] | U_M_Sell | T_M_Sell | U_L_Sell | T_L_Sell | Total_Sell | T_M_Cost | T_L_Phr | Mat/Lab=1 |  |  | Sell Total
1 | No |  | Item: 4.48000000000016 | 238.22 | 238.22 | ISELL |  |  |  | mu_A | ITEM | [7 empty] | mu :1.23 | [8 empty] | 79.64 | 79.64 | 158.58 | 158.58 | 238.22 | 64.68 | 4.69 | 69.37 |  | 1 | 255.98
|  |  | 6 Light Points on Timer | [6 empty] | n
|  | h | [E25_0062_Quintano_Foods_Elec_ELV_As_Awarded.xlsx]Elec_Rates!$D$19 |  |  | RATE_AAA
1 | 3.5 | 3.5 | 001# Light Point Rate (LSZH Conduit) | 6 Pt x 1 Time Switch | Time Switch in DB | RTLT_002 | [9 empty] | 64.68 | 64.68 | 4.69 | 4.69 | [17 empty] | 1 | Time Switch in DB
[17 empty] | 0 |  | 0
d> | 0 |  |  |  |  | ICOST |  |  |  | mu_A | ITEM | [5 empty] | 64.68 |  | 4.69 | [17 empty] | d>
|  |  |  | Sell Rate | Sell Total |  |  |  |  | IB | [17 empty] | U_M_Sell | T_M_Sell | U_L_Sell | T_L_Sell | Total_Sell | T_M_Cost | T_L_Phr | Mat/Lab=1 |  |  | Sell Total
1 | No |  | Item: 4.48100000000016 | 272.26 | 272.26 | ISELL |  |  |  | mu_A | ITEM | [7 empty] | mu :1.23 | [8 empty] | 91.02 | 91.02 | 181.24 | 181.24 | 272.26 | 73.92 | 5.36 | 79.28 |  | 1 | 292.54
|  |  | 7 Light Points on Timer (staircase E - Lev 0 to Lev 3) | [6 empty] | n
|  | h | [E25_0062_Quintano_Foods_Elec_ELV_As_Awarded.xlsx]Elec_Rates!$D$19 |  |  | RATE_AAA
1 | 4 | 4 | 001# Light Point Rate (LSZH Conduit) | 7 Pt x 1 Time Switch | Time Switch in DB | RTLT_002 | [9 empty] | 73.92 | 73.92 | 5.36 | 5.36 | [17 empty] | 1 | Time Switch in DB
[17 empty] | 0 |  | 0
d> | 0 |  |  |  |  | ICOST |  |  |  | mu_A | ITEM | [5 empty] | 73.92 |  | 5.36 | [17 empty] | d>
|  |  |  | Sell Rate | Sell Total |  |  |  |  | IB | [17 empty] | U_M_Sell | T_M_Sell | U_L_Sell | T_L_Sell | Total_Sell | T_M_Cost | T_L_Phr | Mat/Lab=1 |  |  | Sell Total
43 | No |  | Item: 4.48200000000016 | 0 | 0 | ISELL |  |  |  | mu_A | ITEM |  |  |  |  | Included |  |  | 0.00 | [8 empty] | 0 | 0 | 0 | 0 | 0 | 0 | 0 | 0 |  | 43 | 0
|  |  | Additional wiring for voltage sensing/battery charging for fittings with power pack. | [6 empty] | n
|  |  | INCLUDED | [13 empty] | 0 |  | 0
[17 empty] | 0 |  | 0
d> | 0 |  |  |  |  | ICOST |  |  |  | mu_A | ITEM | [5 empty] | 0 |  | 0 | [17 empty] | d>
|  |  |  | Sell Rate | Sell Total |  |  |  |  | IB | [17 empty] | U_M_Sell | T_M_Sell | U_L_Sell | T_L_Sell | Total_Sell | T_M_Cost | T_L_Phr | Mat/Lab=1 |  |  | Sell Total
5 | No |  | Item: 4.48300000000016 | 46.93 | 234.65 | ISELL |  |  |  | mu_A | ITEM | [7 empty] | mu :1.23 | [8 empty] | 15.82 | 79.1 | 31.11 | 155.55 | 234.65 | 64.25 | 4.6 | 344.25 |  | 5 | 253.25
|  |  | Maintained Emergency light points | [6 empty] | n
|  | h | [E25_0062_Quintano_Foods_Elec_ELV_As_Awarded.xlsx]Elec_Rates!$D$30 |  |  | RATE_AAA
5 | 1 | 5 | 002# Maintaned Emergency Light point rate (LSZH Conduit) |  | Local Rate | RTLO_001 | [9 empty] | 12.85 | 64.25 | 0.92 | 4.6 | [17 empty] | 5 | Local Rate
[17 empty] | 0 |  | 0
d> | 0 |  |  |  |  | ICOST |  |  |  | mu_A | ITEM | [5 empty] | 64.25 |  | 4.6 | [17 empty] | d>
TB
t
Supply, install and connect of the following:
|  |  |  | Sell Rate | Sell Total |  |  |  |  | IB | [17 empty] | U_M_Sell | T_M_Sell | U_L_Sell | T_L_Sell | Total_Sell | T_M_Cost | T_L_Phr | Mat/Lab=1 |  |  | Sell Total
7 | No |  | Item: 4.48400000000016 | 142.9 | 1000.3 | ISELL |  |  |  | mu_A | ITEM | [7 empty] | mu :1.23 | [8 empty] | 97.25 | 680.75 | 45.65 | 319.55 | 1000.3 | 552.86 | 9.45 | 3936.17 |  | 7 | 1035.79
|  |  | Floor Box Type 02 | [6 empty] | n
7 | No |  | Floor Outlet Box 3 Compartment | ESS | Type 02 | WACC_143 | 705 | (__) | [5 empty] | 2 |  | 70 | 490 | 1 | 6.3 | [17 empty] | 7 | Type 02
14 | m |  | Conduit Galv. FLEX 25mm |  |  | COGV_012 | 690 | BAR | 25mm |  |  |  |  | 1 | 1994-12-01 | 2.07 | 28.98 | 0.25 | 3.15 | [17 empty] | 14
28 | m |  | Conduit BRASS ADAP.FLEX 25mm |  |  | COGV_007 | 690 | BAR | 25mm |  |  |  |  | 1 | 1994-12-01 | 1.21 | 33.88 |  | 0 | [17 empty] | 28
[17 empty] | 0 |  | 0
d> | 0 |  |  |  |  | ICOST |  |  |  | mu_A | ITEM | [5 empty] | 552.86 |  | 9.45 | [17 empty] | d>
|  |  |  | Sell Rate | Sell Total |  |  |  |  | IB | [17 empty] | U_M_Sell | T_M_Sell | U_L_Sell | T_L_Sell | Total_Sell | T_M_Cost | T_L_Phr | Mat/Lab=1 |  |  | Sell Total
2 | No |  | Item: 4.48500000000016 | 142.9 | 285.8 | ISELL |  |  |  | mu_A | ITEM | [7 empty] | mu :1.23 | [8 empty] | 97.25 | 194.5 | 45.65 | 91.3 | 285.8 | 157.96 | 2.7 | 321.32 |  | 2 | 295.94
|  |  | Floor Box Type 03 | [6 empty] | n
2 | No |  | Floor Outlet Box 3 Compartment | ESS | Type 03 | WACC_143 | 705 | (__) | [5 empty] | 2 |  | 70 | 140 | 1 | 1.8 | [17 empty] | 2 | Type 03
4 | m |  | Conduit Galv. FLEX 25mm |  |  | COGV_012 | 690 | BAR | 25mm |  |  |  |  | 1 | 1994-12-01 | 2.07 | 8.28 | 0.25 | 0.9 | [17 empty] | 4
8 | m |  | Conduit BRASS ADAP.FLEX 25mm |  |  | COGV_007 | 690 | BAR | 25mm |  |  |  |  | 1 | 1994-12-01 | 1.21 | 9.68 |  | 0 | [17 empty] | 8
[17 empty] | 0 |  | 0
d> | 0 |  |  |  |  | ICOST |  |  |  | mu_A | ITEM | [5 empty] | 157.96 |  | 2.7 | [17 empty] | d>
|  |  |  | Sell Rate | Sell Total |  |  |  |  | IB | [17 empty] | U_M_Sell | T_M_Sell | U_L_Sell | T_L_Sell | Total_Sell | T_M_Cost | T_L_Phr | Mat/Lab=1 |  |  | Sell Total
5 | No |  | Item: 4.48600000000016 | 47.62 | 238.1 | ISELL |  |  |  | mu_A | ITEM | [7 empty] | mu :1.23 | [8 empty] | 38.49 | 192.45 | 9.13 | 45.65 | 238.1 | 156.3 | 1.35 | 788.25 |  | 5 | 243.2
|  |  | 16A 1-Phase Industrial Socket Outlet | [6 empty] | n
|  | h | [E25_0062_Quintano_Foods_Elec_ELV_As_Awarded.xlsx]Elec_Rates!$D$156 |  |  | RATE_AAA
5 | 1 | 5 | 014# 3Pin 16Amp IP67 Unswitched Socket outlet |  | Local Rate | RTLO_002 | [9 empty] | 31.26 | 156.3 | 0.27 | 1.35 | [17 empty] | 5 | Local Rate
[17 empty] | 0 |  | 0
d> | 0 |  |  |  |  | ICOST |  |  |  | mu_A | ITEM | [5 empty] | 156.3 |  | 1.35 | [17 empty] | d>
|  |  |  | Sell Rate | Sell Total |  |  |  |  | IB | [17 empty] | U_M_Sell | T_M_Sell | U_L_Sell | T_L_Sell | Total_Sell | T_M_Cost | T_L_Phr | Mat/Lab=1 |  |  | Sell Total
11 | No |  | Item: 4.48700000000016 | 20.64 | 227.04 | ISELL |  |  |  | mu_A | ITEM | [7 empty] | mu :1.23 | [8 empty] | 13.03 | 143.33 | 7.61 | 83.71 | 227.04 | 116.38 | 2.48 | 1307.46 |  | 11 | 236.28
|  |  | 360° Presence Detector | [6 empty] | n
11 | No |  | Movement detector (Recessed) |  | Calleja - ST753 | WACC_138 | 705 | (__) | [5 empty] | 3 |  | 10.5 | 115.5 | 0.25 | 2.475 | [17 empty] | 11 | Calleja - ST753
22 | No |  | Screw Wood S6 |  |  | CONS_035 | 875 | (__) |  | 02-008 |  |  |  | 1 | 1994-12-01 | 0.02 | 0.44 |  | 0 | [17 empty] | 22
22 | No |  | Rawl Plug S6 |  |  | CONS_030 | 875 | (__) |  | 02-009 |  |  |  | 1 | 1994-12-01 | 0.02 | 0.44 |  | 0 | [17 empty] | 22
[17 empty] | 0 |  | 0
d> | 0 |  |  |  |  | ICOST |  |  |  | mu_A | ITEM | [5 empty] | 116.38 |  | 2.475 | [17 empty] | d>
TB
t
Wiring from distribution board using LSZH cable enclosed in galvanised trunking and LSZH conduit chased in wall including the supply of all LSZH cable and PVC wiring accessories etc. for a complete installation.
TB
t
Preparation for UPS (Level 2)
|  |  |  | Sell Rate | Sell Total |  |  |  |  | IB | [17 empty] | U_M_Sell | T_M_Sell | U_L_Sell | T_L_Sell | Total_Sell | T_M_Cost | T_L_Phr | Mat/Lab=1 |  |  | Sell Total
2 | No |  | Item: 4.48800000000016 | 208.63 | 417.26 | ISELL |  |  |  | mu_A | ITEM | [7 empty] | mu :1.23 | [8 empty] | 91.64 | 183.28 | 116.99 | 233.98 | 417.26 | 148.84 | 6.92 | 311.52 |  | 2 | 442.96
|  |  | 1-Phase Industrial Socket Outlet (excl. supply of socket) | [6 empty] | n
|  | h | [E25_0062_Quintano_Foods_Elec_ELV_As_Awarded.xlsx]Elec_Rates!$D$134 |  |  | RATE_AAA
2 | 1 | 2 | 012# Single phase isolator / socket outlet point Galvanised conduit |  | Local Rate | RTLO_001 | [9 empty] | 74.42 | 148.84 | 3.46 | 6.92 | [17 empty] | 2 | Local Rate
[17 empty] | 0 |  | 0
d> | 0 |  |  |  |  | ICOST |  |  |  | mu_A | ITEM | [5 empty] | 148.84 |  | 6.92 | [17 empty] | d>
TB
t
Supply, install and connect of the following:
|  |  |  | Sell Rate | Sell Total |  |  |  |  | IB | [17 empty] | U_M_Sell | T_M_Sell | U_L_Sell | T_L_Sell | Total_Sell | T_M_Cost | T_L_Phr | Mat/Lab=1 |  |  | Sell Total
2 | No |  | Item: 4.48900000000016 | 47.62 | 95.24 | ISELL |  |  |  | mu_A | ITEM | [7 empty] | mu :1.23 | [8 empty] | 38.49 | 76.98 | 9.13 | 18.26 | 95.24 | 62.52 | 0.54 | 126.12 |  | 2 | 97.28
|  |  | 16A 1-Phase Industrial Socket Outlet | [6 empty] | n
|  | h | [E25_0062_Quintano_Foods_Elec_ELV_As_Awarded.xlsx]Elec_Rates!$D$156 |  |  | RATE_AAA
2 | 1 | 2 | 014# 3Pin 16Amp IP67 Unswitched Socket outlet |  | Local Rate | RTLO_002 | [9 empty] | 31.26 | 62.52 | 0.27 | 0.54 | [17 empty] | 2 | Local Rate
[17 empty] | 0 |  | 0
d> | 0 |  |  |  |  | ICOST |  |  |  | mu_A | ITEM | [5 empty] | 62.52 |  | 0.54 | [17 empty] | d>
SB | [36 empty] | SB
| 0.0323 |  | PAGE: 23 |  | 18302.95 | [5 empty] | PAGE | [5 empty] | 6400.705 |  | 308.211 | [18 empty] | 19472.37
| Discy: |  |  |  | PAGE SELL | [11 empty] | PAGE MAT |  | PAGE LAB | [18 empty] | PAGE SELL
TB
t
Level 3
TB
t
Wiring from distribution board using LSZH cable enclosed in galvanised trunking and LSZH conduit chased in wall including the supply of all LSZH cable and PVC wiring accessories etc. for a complete installation.
TB
t
From Distribution Board DB-OL3 (Level 3)
|  |  |  | Sell Rate | Sell Total |  |  |  |  | IB | [17 empty] | U_M_Sell | T_M_Sell | U_L_Sell | T_L_Sell | Total_Sell | T_M_Cost | T_L_Phr | Mat/Lab=1 |  |  | Sell Total
1 | No |  | Item: 4.49000000000016 | 75.63 | 75.63 | ISELL |  |  |  | mu_A | ITEM | [7 empty] | mu :1.23 | [8 empty] | 40.36 | 40.36 | 35.27 | 35.27 | 75.63 | 32.78 | 1.04 | 33.82 |  | 1 | 79.59
|  |  | Single socket outlet - IP65 | [6 empty] | n
|  | h | [E25_0062_Quintano_Foods_Elec_ELV_As_Awarded.xlsx]Elec_Rates!$D$39 |  |  | RATE_AAA
1 | 1 | 1 | 003# Power Point Rate (LSZH Conduit) |  | Local Rate | RTLO_002 | [9 empty] | 18.92 | 18.92 | 0.89 | 0.89 | [17 empty] | 1 | Local Rate
1 | No |  | IP56 13A Socket Single Switched | ESS | SC-OA035AG | WACC_015 | 705 | (__) | [5 empty] | 3 |  | 13.86 | 13.86 | 0.17 | 0.153 | [17 empty] | 1 | SC-OA035AG
[17 empty] | 0 |  | 0
d> | 0 |  |  |  |  | ICOST |  |  |  | mu_A | ITEM | [5 empty] | 32.78 |  | 1.043 | [17 empty] | d>
|  |  |  | Sell Rate | Sell Total |  |  |  |  | IB | [17 empty] | U_M_Sell | T_M_Sell | U_L_Sell | T_L_Sell | Total_Sell | T_M_Cost | T_L_Phr | Mat/Lab=1 |  |  | Sell Total
51 | No |  | Item: 4.49100000000016 | 61.52 | 3137.52 | ISELL |  |  |  | mu_A | ITEM | [7 empty] | mu :1.23 | [8 empty] | 26.25 | 1338.75 | 35.27 | 1798.77 | 3137.52 | 1087.32 | 53.19 | 58166.01 |  | 51 | 3338.97
|  |  | Twin socket outlet | [6 empty] | n
|  | h | [E25_0062_Quintano_Foods_Elec_ELV_As_Awarded.xlsx]Elec_Rates!$D$39 |  |  | RATE_AAA
51 | 1 | 51 | 003# Power Point Rate (LSZH Conduit) |  | Local Rate | RTLO_002 | [9 empty] | 18.92 | 964.92 | 0.89 | 45.39 | [17 empty] | 51 | Local Rate
51 | No |  | WHITE Socket 13A Twin | ESS | SC-CMA036 | WACC_050 | 705 | BG | 922 |  |  |  |  | 3 | 1994-12-01 | 2.4 | 122.4 | 0.17 | 7.803 | [17 empty] | 51 | SC-CMA036
[17 empty] | 0 |  | 0
d> | 0 |  |  |  |  | ICOST |  |  |  | mu_A | ITEM | [5 empty] | 1087.32 |  | 53.193 | [17 empty] | d>
|  |  |  | Sell Rate | Sell Total |  |  |  |  | IB | [17 empty] | U_M_Sell | T_M_Sell | U_L_Sell | T_L_Sell | Total_Sell | T_M_Cost | T_L_Phr | Mat/Lab=1 |  |  | Sell Total
21 | No |  | Item: 4.49200000000016 | 64.84 | 1361.64 | ISELL |  |  |  | mu_A | ITEM | [7 empty] | mu :1.23 | [8 empty] | 29.58 | 621.18 | 35.26 | 740.46 | 1361.64 | 504.42 | 21.9 | 11052.72 |  | 21 | 1444.8
|  |  | Double pole switch | [6 empty] | n
|  | h | [E25_0062_Quintano_Foods_Elec_ELV_As_Awarded.xlsx]Elec_Rates!$D$39 |  |  | RATE_AAA
21 | 1 | 21 | 003# Power Point Rate (LSZH Conduit) |  | Local Rate | RTLO_002 | [9 empty] | 18.92 | 397.32 | 0.89 | 18.69 | [17 empty] | 21 | Local Rate
21 | No |  | WHITE FCU 13A DP Neon | ESS | SC-CMA652 | WACC_043 | 705 | BG | 951 |  |  |  |  | 3 | 1994-12-01 | 5.1 | 107.1 | 0.17 | 3.213 | [17 empty] | 21 | SC-CMA652
[17 empty] | 0 |  | 0
d> | 0 |  |  |  |  | ICOST |  |  |  | mu_A | ITEM | [5 empty] | 504.42 |  | 21.903 | [17 empty] | d>
|  |  |  | Sell Rate | Sell Total |  |  |  |  | IB | [17 empty] | U_M_Sell | T_M_Sell | U_L_Sell | T_L_Sell | Total_Sell | T_M_Cost | T_L_Phr | Mat/Lab=1 |  |  | Sell Total
1 | No |  | Item: 4.49300000000016 | 63.24 | 63.24 | ISELL |  |  |  | mu_A | ITEM | [7 empty] | mu :1.23 | [8 empty] | 27.98 | 27.98 | 35.26 | 35.26 | 63.24 | 22.72 | 1.04 | 23.76 |  | 1 | 67.2
|  |  | Flex outlet | [6 empty] | n
|  | h | [E25_0062_Quintano_Foods_Elec_ELV_As_Awarded.xlsx]Elec_Rates!$D$39 |  |  | RATE_AAA
1 | 1 | 1 | 003# Power Point Rate (LSZH Conduit) |  | Local Rate | RTLO_002 | [9 empty] | 18.92 | 18.92 | 0.89 | 0.89 | [17 empty] | 1 | Local Rate
1 | No |  | WHITE Flex Outlet | ESS | SC-CMA053 | WACC_044 | 705 | DEL | 3205 |  |  |  |  | 3 | 1994-12-01 | 3.8 | 3.8 | 0.17 | 0.153 | [17 empty] | 1 | SC-CMA053
[17 empty] | 0 |  | 0
d> | 0 |  |  |  |  | ICOST |  |  |  | mu_A | ITEM | [5 empty] | 22.72 |  | 1.043 | [17 empty] | d>
|  |  |  | Sell Rate | Sell Total |  |  |  |  | IB | [17 empty] | U_M_Sell | T_M_Sell | U_L_Sell | T_L_Sell | Total_Sell | T_M_Cost | T_L_Phr | Mat/Lab=1 |  |  | Sell Total
1 | No |  | Item: 4.49400000000017 | 208.63 | 208.63 | ISELL |  |  |  | mu_A | ITEM | [7 empty] | mu :1.23 | [8 empty] | 91.64 | 91.64 | 116.99 | 116.99 | 208.63 | 74.42 | 3.46 | 77.88 |  | 1 | 221.48
|  |  | 1-Phase Industrial Socket Outlet (excl. supply of socket) | [6 empty] | n
|  | h | [E25_0062_Quintano_Foods_Elec_ELV_As_Awarded.xlsx]Elec_Rates!$D$134 |  |  | RATE_AAA
1 | 1 | 1 | 012# Single phase isolator / socket outlet point Galvanised conduit |  | Local Rate | RTLO_001 | [9 empty] | 74.42 | 74.42 | 3.46 | 3.46 | [17 empty] | 1 | Local Rate
[17 empty] | 0 |  | 0
d> | 0 |  |  |  |  | ICOST |  |  |  | mu_A | ITEM | [5 empty] | 74.42 |  | 3.46 | [17 empty] | d>
|  |  |  | Sell Rate | Sell Total |  |  |  |  | IB | [17 empty] | U_M_Sell | T_M_Sell | U_L_Sell | T_L_Sell | Total_Sell | T_M_Cost | T_L_Phr | Mat/Lab=1 |  |  | Sell Total
1 | No |  | Item: 4.49500000000017 | 68.06 | 68.06 | ISELL |  |  |  | mu_A | ITEM | [7 empty] | mu :1.23 | [8 empty] | 22.76 | 22.76 | 45.3 | 45.3 | 68.06 | 18.48 | 1.34 | 19.82 |  | 1 | 73.14
|  |  | 1 Light Point on 1 Switch | [6 empty] | n
|  | h | [E25_0062_Quintano_Foods_Elec_ELV_As_Awarded.xlsx]Elec_Rates!$D$19 |  |  | RATE_AAA
1 | 1 | 1 | 001# Light Point Rate (LSZH Conduit) | 1 Pt x 1 Switch |  | RTLT_002 | [9 empty] | 18.48 | 18.48 | 1.34 | 1.34 | [17 empty] | 1
[17 empty] | 0 |  | 0
d> | 0 |  |  |  |  | ICOST |  |  |  | mu_A | ITEM | [5 empty] | 18.48 |  | 1.34 | [17 empty] | d>
|  |  |  | Sell Rate | Sell Total |  |  |  |  | IB | [17 empty] | U_M_Sell | T_M_Sell | U_L_Sell | T_L_Sell | Total_Sell | T_M_Cost | T_L_Phr | Mat/Lab=1 |  |  | Sell Total
3 | No |  | Item: 4.49600000000017 | 68.06 | 204.18 | ISELL |  |  |  | mu_A | ITEM | [7 empty] | mu :1.23 | [8 empty] | 22.76 | 68.28 | 45.3 | 135.9 | 204.18 | 55.44 | 4.02 | 178.38 |  | 3 | 219.42
|  |  | 2 Light Points on 1 Switch | [6 empty] | n
|  | h | [E25_0062_Quintano_Foods_Elec_ELV_As_Awarded.xlsx]Elec_Rates!$D$19 |  |  | RATE_AAA
2 | 1.5 | 3 | 001# Light Point Rate (LSZH Conduit) | 2 Pt x 1 Switch |  | RTLT_002 | [9 empty] | 27.72 | 55.44 | 2.01 | 4.02 | [17 empty] | 2
[17 empty] | 0 |  | 0
d> | 0 |  |  |  |  | ICOST |  |  |  | mu_A | ITEM | [5 empty] | 55.44 |  | 4.02 | [17 empty] | d>
|  |  |  | Sell Rate | Sell Total |  |  |  |  | IB | [17 empty] | U_M_Sell | T_M_Sell | U_L_Sell | T_L_Sell | Total_Sell | T_M_Cost | T_L_Phr | Mat/Lab=1 |  |  | Sell Total
6 | No |  | Item: 4.49700000000017 | 136.13 | 816.78 | ISELL |  |  |  | mu_A | ITEM | [7 empty] | mu :1.23 | [8 empty] | 45.51 | 273.06 | 90.62 | 543.72 | 816.78 | 221.76 | 16.08 | 1427.04 |  | 6 | 877.62
|  |  | 3 Light Points on 1 Switch | [6 empty] | n
|  | h | [E25_0062_Quintano_Foods_Elec_ELV_As_Awarded.xlsx]Elec_Rates!$D$19 |  |  | RATE_AAA
6 | 2 | 12 | 001# Light Point Rate (LSZH Conduit) | 3 Pt x 1 Switch |  | RTLT_002 | [9 empty] | 36.96 | 221.76 | 2.68 | 16.08 | [17 empty] | 6
[17 empty] | 0 |  | 0
d> | 0 |  |  |  |  | ICOST |  |  |  | mu_A | ITEM | [5 empty] | 221.76 |  | 16.08 | [17 empty] | d>
|  |  |  | Sell Rate | Sell Total |  |  |  |  | IB | [17 empty] | U_M_Sell | T_M_Sell | U_L_Sell | T_L_Sell | Total_Sell | T_M_Cost | T_L_Phr | Mat/Lab=1 |  |  | Sell Total
9 | No |  | Item: 4.49800000000017 | 170.16 | 1531.44 | ISELL |  |  |  | mu_A | ITEM | [7 empty] | mu :1.23 | [8 empty] | 56.89 | 512.01 | 113.27 | 1019.43 | 1531.44 | 415.8 | 30.15 | 4013.55 |  | 9 | 1645.56
|  |  | 4 Light Points on 1 Switch | [6 empty] | n
|  | h | [E25_0062_Quintano_Foods_Elec_ELV_As_Awarded.xlsx]Elec_Rates!$D$19 |  |  | RATE_AAA
9 | 2.5 | 22.5 | 001# Light Point Rate (LSZH Conduit) | 4 Pt x 1 Switch |  | RTLT_002 | [9 empty] | 46.2 | 415.8 | 3.35 | 30.15 | [17 empty] | 9
[17 empty] | 0 |  | 0
d> | 0 |  |  |  |  | ICOST |  |  |  | mu_A | ITEM | [5 empty] | 415.8 |  | 30.15 | [17 empty] | d>
|  |  |  | Sell Rate | Sell Total |  |  |  |  | IB | [17 empty] | U_M_Sell | T_M_Sell | U_L_Sell | T_L_Sell | Total_Sell | T_M_Cost | T_L_Phr | Mat/Lab=1 |  |  | Sell Total
5 | No |  | Item: 4.49900000000017 | 68.06 | 340.3 | ISELL |  |  |  | mu_A | ITEM | [7 empty] | mu :1.23 | [8 empty] | 22.76 | 113.8 | 45.3 | 226.5 | 340.3 | 92.4 | 6.7 | 495.5 |  | 5 | 365.7
|  |  | 1 Light Point on Presence Detector | [6 empty] | n
|  | h | [E25_0062_Quintano_Foods_Elec_ELV_As_Awarded.xlsx]Elec_Rates!$D$19 |  |  | RATE_AAA
5 | 1 | 5 | 001# Light Point Rate (LSZH Conduit) | 1 Pt x One Detector |  | RTLT_002 | [9 empty] | 18.48 | 92.4 | 1.34 | 6.7 | [17 empty] | 5
[17 empty] | 0 |  | 0
d> | 0 |  |  |  |  | ICOST |  |  |  | mu_A | ITEM | [5 empty] | 92.4 |  | 6.7 | [17 empty] | d>
|  |  |  | Sell Rate | Sell Total |  |  |  |  | IB | [17 empty] | U_M_Sell | T_M_Sell | U_L_Sell | T_L_Sell | Total_Sell | T_M_Cost | T_L_Phr | Mat/Lab=1 |  |  | Sell Total
1 | No |  | Item: 4.50000000000017 | 102.1 | 102.1 | ISELL |  |  |  | mu_A | ITEM | [7 empty] | mu :1.23 | [8 empty] | 34.13 | 34.13 | 67.97 | 67.97 | 102.1 | 27.72 | 2.01 | 29.73 |  | 1 | 109.7
|  |  | 2 Light Points on Presence Detector | [6 empty] | n
|  | h | [E25_0062_Quintano_Foods_Elec_ELV_As_Awarded.xlsx]Elec_Rates!$D$19 |  |  | RATE_AAA
1 | 1.5 | 1.5 | 001# Light Point Rate (LSZH Conduit) | 2 Pt x One Detector |  | RTLT_002 | [9 empty] | 27.72 | 27.72 | 2.01 | 2.01 | [17 empty] | 1
[17 empty] | 0 |  | 0
d> | 0 |  |  |  |  | ICOST |  |  |  | mu_A | ITEM | [5 empty] | 27.72 |  | 2.01 | [17 empty] | d>
|  |  |  | Sell Rate | Sell Total |  |  |  |  | IB | [17 empty] | U_M_Sell | T_M_Sell | U_L_Sell | T_L_Sell | Total_Sell | T_M_Cost | T_L_Phr | Mat/Lab=1 |  |  | Sell Total
1 | No |  | Item: 4.50100000000017 | 476.45 | 476.45 | ISELL |  |  |  | mu_A | ITEM | [7 empty] | mu :1.23 | [8 empty] | 159.29 | 159.29 | 317.16 | 317.16 | 476.45 | 129.36 | 9.38 | 138.74 |  | 1 | 511.95
|  |  | 9 Light Points on 5 Presence Detectors | [6 empty] | n
|  | h | [E25_0062_Quintano_Foods_Elec_ELV_As_Awarded.xlsx]Elec_Rates!$D$19 |  |  | RATE_AAA
1 | 7 | 7 | 001# Light Point Rate (LSZH Conduit) | 9 Pt x Five Detectors |  | RTLT_002 | [9 empty] | 129.36 | 129.36 | 9.38 | 9.38 | [17 empty] | 1
[17 empty] | 0 |  | 0
d> | 0 |  |  |  |  | ICOST |  |  |  | mu_A | ITEM | [5 empty] | 129.36 |  | 9.38 | [17 empty] | d>
|  |  |  | Sell Rate | Sell Total |  |  |  |  | IB | [17 empty] | U_M_Sell | T_M_Sell | U_L_Sell | T_L_Sell | Total_Sell | T_M_Cost | T_L_Phr | Mat/Lab=1 |  |  | Sell Total
1 | No |  | Item: 4.50200000000017 | 238.22 | 238.22 | ISELL |  |  |  | mu_A | ITEM | [7 empty] | mu :1.23 | [8 empty] | 79.64 | 79.64 | 158.58 | 158.58 | 238.22 | 64.68 | 4.69 | 69.37 |  | 1 | 255.98
|  |  | 6 Light Points on Timer | [6 empty] | n
|  | h | [E25_0062_Quintano_Foods_Elec_ELV_As_Awarded.xlsx]Elec_Rates!$D$19 |  |  | RATE_AAA
1 | 3.5 | 3.5 | 001# Light Point Rate (LSZH Conduit) | 6 Pt x 1 Time Switch | Time Switch in DB | RTLT_002 | [9 empty] | 64.68 | 64.68 | 4.69 | 4.69 | [17 empty] | 1 | Time Switch in DB
[17 empty] | 0 |  | 0
d> | 0 |  |  |  |  | ICOST |  |  |  | mu_A | ITEM | [5 empty] | 64.68 |  | 4.69 | [17 empty] | d>
|  |  |  | Sell Rate | Sell Total |  |  |  |  | IB | [17 empty] | U_M_Sell | T_M_Sell | U_L_Sell | T_L_Sell | Total_Sell | T_M_Cost | T_L_Phr | Mat/Lab=1 |  |  | Sell Total
1 | No |  | Item: 4.50300000000017 | 2023.34 | 2023.34 | ISELL |  |  |  | mu_A | ITEM | [7 empty] | mu :1.23 | [8 empty] | 748.26 | 748.26 | 1275.08 | 1275.08 | 2023.34 | 607.68 | 37.71 | 645.39 |  | 1 | 2163.32
|  |  | 9 Light Points on Photocell - external areas | [6 empty] | n
|  | h | [E25_0062_Quintano_Foods_Elec_ELV_As_Awarded.xlsx]Elec_Rates!$D$56 |  |  | RATE_AAA
1 | 9 | 9 | 005# Externall Light point rate (Galvanised Conduit) | 9 Pt x Photocell |  | RTLT_002 | [9 empty] | 607.68 | 607.68 | 37.71 | 37.71 | [17 empty] | 1
[17 empty] | 0 |  | 0
d> | 0 |  |  |  |  | ICOST |  |  |  | mu_A | ITEM | [5 empty] | 607.68 |  | 37.71 | [17 empty] | d>
|  |  |  | Sell Rate | Sell Total |  |  |  |  | IB | [17 empty] | U_M_Sell | T_M_Sell | U_L_Sell | T_L_Sell | Total_Sell | T_M_Cost | T_L_Phr | Mat/Lab=1 |  |  | Sell Total
28 | No |  | Item: 4.50400000000017 | 0 | 0 | ISELL |  |  |  | mu_A | ITEM |  |  |  |  | Included |  |  | 0.00 | [8 empty] | 0 | 0 | 0 | 0 | 0 | 0 | 0 | 0 |  | 28 | 0
|  |  | Additional wiring for voltage sensing/battery charging for fittings with power pack. | [6 empty] | n
|  |  | INCLUDED | [13 empty] | 0 |  | 0
[17 empty] | 0 |  | 0
d> | 0 |  |  |  |  | ICOST |  |  |  | mu_A | ITEM | [5 empty] | 0 |  | 0 | [17 empty] | d>
|  |  |  | Sell Rate | Sell Total |  |  |  |  | IB | [17 empty] | U_M_Sell | T_M_Sell | U_L_Sell | T_L_Sell | Total_Sell | T_M_Cost | T_L_Phr | Mat/Lab=1 |  |  | Sell Total
6 | No |  | Item: 4.50500000000017 | 46.93 | 281.58 | ISELL |  |  |  | mu_A | ITEM | [7 empty] | mu :1.23 | [8 empty] | 15.82 | 94.92 | 31.11 | 186.66 | 281.58 | 77.1 | 5.52 | 495.72 |  | 6 | 303.9
|  |  | Maintained Emergency light points | [6 empty] | n
|  | h | [E25_0062_Quintano_Foods_Elec_ELV_As_Awarded.xlsx]Elec_Rates!$D$30 |  |  | RATE_AAA
6 | 1 | 6 | 002# Maintaned Emergency Light point rate (LSZH Conduit) |  | Local Rate | RTLO_001 | [9 empty] | 12.85 | 77.1 | 0.92 | 5.52 | [17 empty] | 6 | Local Rate
[17 empty] | 0 |  | 0
d> | 0 |  |  |  |  | ICOST |  |  |  | mu_A | ITEM | [5 empty] | 77.1 |  | 5.52 | [17 empty] | d>
TB
t
Supply, install and connect of the following:
|  |  |  | Sell Rate | Sell Total |  |  |  |  | IB | [17 empty] | U_M_Sell | T_M_Sell | U_L_Sell | T_L_Sell | Total_Sell | T_M_Cost | T_L_Phr | Mat/Lab=1 |  |  | Sell Total
2 | No |  | Item: 4.50600000000017 | 142.9 | 285.8 | ISELL |  |  |  | mu_A | ITEM | [7 empty] | mu :1.23 | [8 empty] | 97.25 | 194.5 | 45.65 | 91.3 | 285.8 | 157.96 | 2.7 | 321.32 |  | 2 | 295.94
|  |  | Floor Box Type 01 | [6 empty] | n
2 | No |  | Floor Outlet Box 3 Compartment | ESS | Type 01 | WACC_143 | 705 | (__) | [5 empty] | 2 |  | 70 | 140 | 1 | 1.8 | [17 empty] | 2 | Type 01
4 | m |  | Conduit Galv. FLEX 25mm |  |  | COGV_012 | 690 | BAR | 25mm |  |  |  |  | 1 | 1994-12-01 | 2.07 | 8.28 | 0.25 | 0.9 | [17 empty] | 4
8 | m |  | Conduit BRASS ADAP.FLEX 25mm |  |  | COGV_007 | 690 | BAR | 25mm |  |  |  |  | 1 | 1994-12-01 | 1.21 | 9.68 |  | 0 | [17 empty] | 8
[17 empty] | 0 |  | 0
d> | 0 |  |  |  |  | ICOST |  |  |  | mu_A | ITEM | [5 empty] | 157.96 |  | 2.7 | [17 empty] | d>
|  |  |  | Sell Rate | Sell Total |  |  |  |  | IB | [17 empty] | U_M_Sell | T_M_Sell | U_L_Sell | T_L_Sell | Total_Sell | T_M_Cost | T_L_Phr | Mat/Lab=1 |  |  | Sell Total
5 | No |  | Item: 4.50700000000017 | 142.9 | 714.5 | ISELL |  |  |  | mu_A | ITEM | [7 empty] | mu :1.23 | [8 empty] | 97.25 | 486.25 | 45.65 | 228.25 | 714.5 | 394.9 | 6.75 | 2008.25 |  | 5 | 739.85
|  |  | Floor Box Type 03 | [6 empty] | n
5 | No |  | Floor Outlet Box 3 Compartment | ESS | Type 03 | WACC_143 | 705 | (__) | [5 empty] | 2 |  | 70 | 350 | 1 | 4.5 | [17 empty] | 5 | Type 03
10 | m |  | Conduit Galv. FLEX 25mm |  |  | COGV_012 | 690 | BAR | 25mm |  |  |  |  | 1 | 1994-12-01 | 2.07 | 20.7 | 0.25 | 2.25 | [17 empty] | 10
20 | m |  | Conduit BRASS ADAP.FLEX 25mm |  |  | COGV_007 | 690 | BAR | 25mm |  |  |  |  | 1 | 1994-12-01 | 1.21 | 24.2 |  | 0 | [17 empty] | 20
[17 empty] | 0 |  | 0
d> | 0 |  |  |  |  | ICOST |  |  |  | mu_A | ITEM | [5 empty] | 394.9 |  | 6.75 | [17 empty] | d>
|  |  |  | Sell Rate | Sell Total |  |  |  |  | IB | [17 empty] | U_M_Sell | T_M_Sell | U_L_Sell | T_L_Sell | Total_Sell | T_M_Cost | T_L_Phr | Mat/Lab=1 |  |  | Sell Total
1 | No |  | Item: 4.50800000000017 | 47.62 | 47.62 | ISELL |  |  |  | mu_A | ITEM | [7 empty] | mu :1.23 | [8 empty] | 38.49 | 38.49 | 9.13 | 9.13 | 47.62 | 31.26 | 0.27 | 31.53 |  | 1 | 48.64
|  |  | 16A 1-Phase Industrial Socket Outlet | [6 empty] | n
|  | h | [E25_0062_Quintano_Foods_Elec_ELV_As_Awarded.xlsx]Elec_Rates!$D$156 |  |  | RATE_AAA
1 | 1 | 1 | 014# 3Pin 16Amp IP67 Unswitched Socket outlet |  | Local Rate | RTLO_002 | [9 empty] | 31.26 | 31.26 | 0.27 | 0.27 | [17 empty] | 1 | Local Rate
[17 empty] | 0 |  | 0
d> | 0 |  |  |  |  | ICOST |  |  |  | mu_A | ITEM | [5 empty] | 31.26 |  | 0.27 | [17 empty] | d>
|  |  |  | Sell Rate | Sell Total |  |  |  |  | IB | [17 empty] | U_M_Sell | T_M_Sell | U_L_Sell | T_L_Sell | Total_Sell | T_M_Cost | T_L_Phr | Mat/Lab=1 |  |  | Sell Total
11 | No |  | Item: 4.50900000000017 | 20.64 | 227.04 | ISELL |  |  |  | mu_A | ITEM | [7 empty] | mu :1.23 | [8 empty] | 13.03 | 143.33 | 7.61 | 83.71 | 227.04 | 116.38 | 2.48 | 1307.46 |  | 11 | 236.28
|  |  | 360° Presence Detector | [6 empty] | n
11 | No |  | Movement detector (Recessed) |  | Calleja - ST753 | WACC_138 | 705 | (__) | [5 empty] | 3 |  | 10.5 | 115.5 | 0.25 | 2.475 | [17 empty] | 11 | Calleja - ST753
22 | No |  | Screw Wood S6 |  |  | CONS_035 | 875 | (__) |  | 02-008 |  |  |  | 1 | 1994-12-01 | 0.02 | 0.44 |  | 0 | [17 empty] | 22
22 | No |  | Rawl Plug S6 |  |  | CONS_030 | 875 | (__) |  | 02-009 |  |  |  | 1 | 1994-12-01 | 0.02 | 0.44 |  | 0 | [17 empty] | 22
[17 empty] | 0 |  | 0
d> | 0 |  |  |  |  | ICOST |  |  |  | mu_A | ITEM | [5 empty] | 116.38 |  | 2.475 | [17 empty] | d>
|  |  |  | Sell Rate | Sell Total |  |  |  |  | IB | [17 empty] | U_M_Sell | T_M_Sell | U_L_Sell | T_L_Sell | Total_Sell | T_M_Cost | T_L_Phr | Mat/Lab=1 |  |  | Sell Total
1 | No |  | Item: 4.51000000000017 | 110.9 | 110.9 | ISELL |  |  |  | mu_A | ITEM | [7 empty] | mu :1.23 | [8 empty] | 61.44 | 61.44 | 49.46 | 49.46 | 110.9 | 49.9 | 1.46 | 51.36 |  | 1 | 116.39
|  |  | Photocell sensor | [6 empty] | n
1 | No |  | Light Sensitive Switch | ESS | Perry - PE-7245 | WACC_124 | 705 | TM | TM TN1LV91 |  |  |  |  | 3 | 1994-12-01 | 30 | 30 | 0.25 | 0.225 | [17 empty] | 1 | Perry - PE-7245
|  |  | Installation to DB | [13 empty] | 0 |  | 0
5 | m |  | Conduit Galv. 20mm RATE |  |  | COGV_011 | 690 | BAR | 20mm |  |  |  |  | 1 | 1994-12-01 | 3.03 | 15.15 | 0.2 | 0.9 | [17 empty] | 5
25 | m |  | Wiring Cable 1c 1.5 mm2 PVC Non-Arm |  | LSZH | CASC_017 | 615 | CRO |  | 02-002 |  |  |  | 2 | 2006-09-28 | 0.19 | 4.75 | 0.015 | 0.3375 | [17 empty] | 25 | LSZH
[17 empty] | 0 |  | 0
d> | 0 |  |  |  |  | ICOST |  |  |  | mu_A | ITEM | [5 empty] | 49.9 |  | 1.4625 | [17 empty] | d>
|  |  |  | Sell Rate | Sell Total |  |  |  |  | IB | [17 empty] | U_M_Sell | T_M_Sell | U_L_Sell | T_L_Sell | Total_Sell | T_M_Cost | T_L_Phr | Mat/Lab=1 |  |  | Sell Total
2 | No |  | Item: 4.51100000000017 | 267.03 | 534.06 | ISELL |  |  |  | mu_A | ITEM | [7 empty] | mu :1.23 | [8 empty] | 156.26 | 312.52 | 110.77 | 221.54 | 534.06 | 253.8 | 6.55 | 520.7 |  | 2 | 558.68
Provision for the supply and installation of HDMI points, including the supply of dia.25mm conduits, HDMI cable, back boxes, HDMI faceplates and including all chasing required, fixings, accessories etc for a complete installation between TV-01 and FB-01
36 | m |  | Conduit PVC 25mm HG RATE |  | LSZH - Ramon | COPV_007 | 700 | GEN | 25mm |  |  |  |  | 1 | 2015-07-28 | 2.05 | 73.8 | 0.18 | 5.832 | [17 empty] | 36 | LSZH - Ramon
2 | No. |  | HDMI cable from scan | HDMI cable from Scan |  | CASP_100 | 617 | (__) | [5 empty] | 2 | 2008-07-18 | 30 | 60 | 0.4 | 0.72 | [17 empty] | 2
4 | No |  | WHITE HDMI outlet | Behind TV and in floor box | Hydro - price from floor outlet box | WACC_279 | 705 | MK Insignia | K 14331 WHI |  |  |  |  | 3 | 2006-01-27 | 30 | 120 |  | 0 | [17 empty] | 4 | Hydro - price from floor outlet box
[17 empty] | 0 |  | 0
d> | 0 |  |  |  |  | ICOST |  |  |  | mu_A | ITEM | [5 empty] | 253.8 |  | 6.552 | [17 empty] | d>
TB
t
Level 4
TB
t
Wiring from distribution board using LSZH cable enclosed in galvanised trunking and LSZH conduit chased in wall including the supply of all LSZH cable and PVC wiring accessories etc. for a complete installation.
TB
t
From Distribution Board DB-OL4 (Level 4)
|  |  |  | Sell Rate | Sell Total |  |  |  |  | IB | [17 empty] | U_M_Sell | T_M_Sell | U_L_Sell | T_L_Sell | Total_Sell | T_M_Cost | T_L_Phr | Mat/Lab=1 |  |  | Sell Total
1 | No |  | Item: 4.51200000000017 | 596.32 | 596.32 | ISELL |  |  |  | mu_A | ITEM | [7 empty] | mu :1.23 | [8 empty] | 206.02 | 206.02 | 390.3 | 390.3 | 596.32 | 167.31 | 11.54 | 178.85 |  | 1 | 640
|  |  | 16 Light Points on 1 IP65 Switch - external areas | [6 empty] | n
|  | h | [E25_0062_Quintano_Foods_Elec_ELV_As_Awarded.xlsx]Elec_Rates!$D$19 |  |  | RATE_AAA
1 | 8.5 | 8.5 | 001# Light Point Rate (LSZH Conduit) | 16 Pt x 1 Switch |  | RTLT_002 | [9 empty] | 157.08 | 157.08 | 11.39 | 11.39 | [17 empty] | 1
1 | No |  | IP56 1gang 2way switch | ESS | SC-OA20021WH | WACC_019 | 705 | (__) | [5 empty] | 3 |  | 10.23 | 10.23 | 0.17 | 0.153 | [17 empty] | 1 | SC-OA20021WH
[17 empty] | 0 |  | 0
d> | 0 |  |  |  |  | ICOST |  |  |  | mu_A | ITEM | [5 empty] | 167.31 |  | 11.543 | [17 empty] | d>
TB
t
General
|  |  |  | Sell Rate | Sell Total |  |  |  |  | IB | [17 empty] | U_M_Sell | T_M_Sell | U_L_Sell | T_L_Sell | Total_Sell | T_M_Cost | T_L_Phr | Mat/Lab=1 |  |  | Sell Total
1 | L.S. |  | Item: 4.51300000000017 | 0 | 0 | ISELL |  |  |  | mu_A | ITEM |  |  |  |  | Included |  |  | 0.00 | [8 empty] | 0 | 0 | 0 | 0 | 0 | 0 | 0 | 0 |  | 1 | 0
|  |  | Earthing of all metal clad wiring accessories/metal wall plates | [6 empty] | n
|  |  | INCLUDED | [13 empty] | 0 |  | 0
[17 empty] | 0 |  | 0
d> | 0 |  |  |  |  | ICOST |  |  |  | mu_A | ITEM | [5 empty] | 0 |  | 0 | [17 empty] | d>
|  |  |  | Sell Rate | Sell Total |  |  |  |  | IB | [17 empty] | U_M_Sell | T_M_Sell | U_L_Sell | T_L_Sell | Total_Sell | T_M_Cost | T_L_Phr | Mat/Lab=1 |  |  | Sell Total
1 | LS |  | Item: 4.51400000000017 | 4828.54 | 4828.54 | ISELL |  |  |  | mu_A | ITEM | [7 empty] | mu :1.23 | [8 empty] | 4056.19 | 4056.19 | 772.35 | 772.35 | 4828.54 | 3294.12 | 22.84 | 3316.96 |  | 1 | 4914.36
|  |  | Earthing of the installation according to IET standards and local Enemalta regulations. | [6 empty] | n
|  |  | Main Earth Bar | [13 empty] | 0 |  | 0
1 | No |  | Earth Bar |  |  | BOND_006 | 810 | (__) | [5 empty] | 2 |  | 200 | 200 | 2 | 1.8 | [17 empty] | 1
10 | No |  | Rawl Bolt 10mm |  |  | CONS_025 | 875 | (__) |  | 03-002 |  |  |  | 1 | 1994-12-01 | 0.58 | 5.8 |  | 0 | [17 empty] | 10
1 | No |  | Label Large |  |  | CONS_020 | 875 | (__) |  | 05-001 |  |  |  | 3 | 1995-05-01 | 20 | 20 | 0.05 | 0.045 | [17 empty] | 1
|  |  | 240sqmm LSZH Earth Cable between Main Earth Bar and main switchbaord MP-Main | [13 empty] | 0 |  | 0
5 | m |  | Wiring Cable 1c 240 mm2 PVC Non-Arm |  | LSZH | CASC_031 | 615 | CRO |  | 02-016 |  |  |  | 2 | 2006-09-28 | 26.88 | 134.4 | 0.14 | 0.63 | [17 empty] | 5 | LSZH
15 | No |  | Cable Saddle |  |  | CONS_007 | 875 | (__) |  | 01-002 |  |  |  | 1 | 1994-12-01 | 0.5 | 7.5 | 0.05 | 0.675 | [17 empty] | 15
2 | No |  | Cable Lug 240 mm2 |  |  | CAAC_018 | 620 | CTT | [5 empty] | 2 | 1994-12-01 | 2.07 | 4.14 | 0.2 | 0.36 | [17 empty] | 2
2 | m |  | Cable Marker 8 digit c/w Carrier Strip |  |  | CAAC_091 | 620 | (__) | [5 empty] | 2 | 2004-06-10 | 1.5 | 3 | 0.08 | 0.144 | [17 empty] | 2
1 | No |  | Labour to Connect Up (FIX 3) |  |  | LABO_003 | 900 | MISC | [5 empty] | 3 | 1995-04-01 |  | 0 | 1 | 0.9 | NoMat? | [16 empty] | 1
2No. Earth electrodes complete with connection to earth bar
2 | No |  | Earth Electrode Solid Copper 19mm diam - 3000mm |  | Based on PO by Josef Gatt to MCE | BOND_007 | 810 | (__) | [5 empty] | 2 |  | 725 | 1450 | 1 | 1.8 | [17 empty] | 2 | Based on PO by Josef Gatt to MCE
10 | m |  | Wiring Cable 1c 300 mm2 PVC Non-Arm |  | LSZH | CASC_032 | 615 | CRO |  | 02-017 |  |  |  | 2 |  | 34.56 | 345.6 | 0.16 | 1.44 | [17 empty] | 10 | LSZH
30 | No |  | Cable Clip 22mm PVC |  |  | CONS_007 | 875 | (__) |  | 01-002 |  |  |  | 1 | 1994-12-01 | 0.5 | 15 | 0.05 | 1.35 | [17 empty] | 30
4 | No |  | Cable Lug 300 mm2 |  |  | CAAC_019 | 620 | CTT | [5 empty] | 2 | 1994-12-01 | 2.98 | 11.92 | 0.24 | 0.864 | [17 empty] | 4
4 | m |  | Cable Marker 8 digit c/w Carrier Strip |  |  | CAAC_091 | 620 | (__) | [5 empty] | 2 | 2004-06-10 | 1.5 | 6 | 0.08 | 0.288 | [17 empty] | 4
2 | No |  | Labour to Connect Up (FIX 3) |  |  | LABO_003 | 900 | MISC | [5 empty] | 3 | 1995-04-01 |  | 0 | 1 | 1.8 | NoMat? | [16 empty] | 2
Link to sub-station
30 | m |  | Wiring Cable 1c 300 mm2 PVC Non-Arm |  | LSZH | CASC_032 | 615 | CRO |  | 02-017 |  |  |  | 2 |  | 34.56 | 1036.8 | 0.16 | 4.32 | [17 empty] | 30 | LSZH
90 | No |  | Cable Clip 22mm PVC |  |  | CONS_007 | 875 | (__) |  | 01-002 |  |  |  | 1 | 1994-12-01 | 0.5 | 45 | 0.05 | 4.05 | [17 empty] | 90
2 | No |  | Cable Lug 300 mm2 |  |  | CAAC_019 | 620 | CTT | [5 empty] | 2 | 1994-12-01 | 2.98 | 5.96 | 0.24 | 0.432 | [17 empty] | 2
2 | m |  | Cable Marker 8 digit c/w Carrier Strip |  |  | CAAC_091 | 620 | (__) | [5 empty] | 2 | 2004-06-10 | 1.5 | 3 | 0.08 | 0.144 | [17 empty] | 2
1 | No |  | Labour to Connect Up (FIX 3) |  |  | LABO_003 | 900 | MISC | [5 empty] | 3 | 1995-04-01 |  | 0 | 2 | 1.8 | NoMat? | [16 empty] | 1
[17 empty] | 0 |  | 0
d> | 0 |  |  |  |  | ICOST |  |  |  | mu_A | ITEM | [5 empty] | 3294.12 |  | 22.842 | [17 empty] | d>
|  |  |  | Sell Rate | Sell Total |  |  |  |  | IB | [17 empty] | U_M_Sell | T_M_Sell | U_L_Sell | T_L_Sell | Total_Sell | T_M_Cost | T_L_Phr | Mat/Lab=1 |  |  | Sell Total
1 | L.S. |  | Item: 4.51500000000017 | 8855.61 | 8855.61 | ISELL |  |  |  | mu_E | ITEM | [7 empty] | mu: 2.37 | [8 empty] | 0 | 0 | 8855.61 | 8855.61 | 8855.61 | 0 | 135.9 | 135.9 |  | 1 | 9839.57
|  |  | Test and commission system including the provision for all necessary testing as may be required | [6 empty] | n
2 | LS |  | Testing & Commissioning (by Electrician) |  | Generator Set | COMM_003 | 902 | MISC | [5 empty] | 3 | 2004-11-26 |  | 0 | 8 | 14.4 | NoMat? | [16 empty] | 2 | Generator Set
3 | LS |  | Testing & Commissioning (by Electrician) |  | Main Panels | COMM_003 | 902 | MISC | [5 empty] | 3 | 2004-11-26 |  | 0 | 8 | 21.6 | NoMat? | [16 empty] | 3 | Main Panels
22 | LS |  | Testing & Commissioning (by Electrician) |  | Distribution Boards | COMM_003 | 902 | MISC | [5 empty] | 3 | 2004-11-26 |  | 0 | 4 | 79.2 | NoMat? | [16 empty] | 22 | Distribution Boards
9 | LS |  | Testing & Commissioning (by Electrician) |  | EV Chargers | COMM_003 | 902 | MISC | [5 empty] | 3 | 2004-11-26 |  | 0 | 2 | 16.2 | NoMat? | [16 empty] | 9 | EV Chargers
5 | LS |  | Testing & Commissioning (by Electrician) |  | Automatic Trnsfer Switches | COMM_003 | 902 | MISC | [5 empty] | 3 | 2004-11-26 |  | 0 | 1 | 4.5 | NoMat? | [16 empty] | 5 | Automatic Trnsfer Switches
[17 empty] | 0 |  | 0
d> | 0 |  |  |  |  | ICOST |  |  |  | mu_E | ITEM | [5 empty] | 0 |  | 135.9 | [17 empty] | d>
|  |  |  | Sell Rate | Sell Total |  |  |  |  | IB | [17 empty] | U_M_Sell | T_M_Sell | U_L_Sell | T_L_Sell | Total_Sell | T_M_Cost | T_L_Phr | Mat/Lab=1 |  |  | Sell Total
1 | Set |  | Item: 4.51600000000017 | 1314.28 | 1314.28 | ISELL |  |  |  | mu_A | ITEM | [7 empty] | mu :1.23 | [8 empty] | 660 | 660 | 654.28 | 654.28 | 1314.28 | 536 | 19.35 | 555.35 |  | 1 | 1386.97
Supply one full set of as fitted drawings (including 1 hard copy and a digital copy on 2 separate USBs) c/w all manuals etc..
52 | No |  | A0 "As Fitted Drawing" (Print) @2!Eents/sq.foot |  |  | DOCS_002 | 880 | (__) | [5 empty] | 3 | 1999-03-01 | 8 | 416 | 0.25 | 11.7 | [17 empty] | 52
2 | No |  | USB |  |  | DOCS_012 | 880 | (__) | [5 empty] | 3 |  | 10 | 20 | 0.25 | 0.45 | [17 empty] | 2
1 | No |  | Operating and Maintenance Manuals |  |  | DOCS_013 | 880 | (__) | [5 empty] | 3 |  | 100 | 100 | 8 | 7.2 | [17 empty] | 1
[17 empty] | 0 |  | 0
d> | 0 |  |  |  |  | ICOST |  |  |  | mu_A | ITEM | [5 empty] | 536 |  | 19.35 | [17 empty] | d>
SB | [36 empty] | SB
| 4260.4728 |  | PAGE: 24 |  | 28443.78 | [5 empty] | PAGE | [5 empty] | 8433.71 |  | 408.0865 | [18 empty] | 30455.01
| Discy: |  |  |  | PAGE SELL | [11 empty] | PAGE MAT |  | PAGE LAB | [18 empty] | PAGE SELL
SB | [36 empty] | SB
| -28056.4901 |  | TOTAL FOR ELECTRICAL INSTALLATION |  | 1090901.18 | [5 empty] | SECT | [5 empty] | 771324.1492 |  | 5003.8085 | [18 empty] | 1409244.28
| Discy: |  |  |  | SECT SELL | [11 empty] | SECT MAT |  | SECT LAB | [18 empty] | SECT SELL
TB
|  | t | Item: 5
LIGHT FITTINGS - SUPPLY ONLY
TB
t
Supply Only of the following light fittings
TB
t
Basement Level -1
|  |  |  | Sell Rate | Sell Total |  |  |  |  | IB | [17 empty] | U_M_Sell | T_M_Sell | U_L_Sell | T_L_Sell | Total_Sell | T_M_Cost | T_L_Phr | Mat/Lab=1 |  |  | Sell Total
12 | No. |  | Item: 5.001 | 43.84 | 526.08 | ISELL |  |  |  | mu_A | ITEM | [7 empty] | mu :1.23 | [8 empty] | 43.84 | 526.08 | 0 | 0 | 526.08 | 427.2 | 0 | 5126.4 |  | 12 | 526.08
|  |  | Type E1: Flag Type Maintained Emergency Light Fitting With Exit Indicator as per spec | [6 empty] | n
12 | No |  | Light Fitting Custom__1 | Supply Only | Type E1 | LIGH_031 | 835 | (__) | [5 empty] | 3 |  | 35.6 | 427.2 |  | 0 | [17 empty] | 12 | Type E1
[17 empty] | 0 |  | 0
d> | 0 |  |  |  |  | ICOST |  |  |  | mu_A | ITEM | [5 empty] | 427.2 |  | 0 | [17 empty] | d>
|  |  |  | Sell Rate | Sell Total |  |  |  |  | IB | [17 empty] | U_M_Sell | T_M_Sell | U_L_Sell | T_L_Sell | Total_Sell | T_M_Cost | T_L_Phr | Mat/Lab=1 |  |  | Sell Total
17 | No. |  | Item: 5.002 | 29.95 | 509.15 | ISELL |  |  |  | mu_A | ITEM | [7 empty] | mu :1.23 | [8 empty] | 29.95 | 509.15 | 0 | 0 | 509.15 | 413.44 | 0 | 7028.48 |  | 18 | 539.1
|  |  | Type G1: LED 1500lm Tube Light Surface Mounted as per spec | [6 empty] | n
17 | No |  | Light Fitting Custom__2 | Supply Only | Type G1 | LIGH_002 | 835 | (__) | [5 empty] | 3 |  | 24.32 | 413.44 |  | 0 | [17 empty] | 18 | Type G1
[17 empty] | 0 |  | 0
d> | 0 |  |  |  |  | ICOST |  |  |  | mu_A | ITEM | [5 empty] | 413.44 |  | 0 | [17 empty] | d>
|  |  |  | Sell Rate | Sell Total |  |  |  |  | IB | [17 empty] | U_M_Sell | T_M_Sell | U_L_Sell | T_L_Sell | Total_Sell | T_M_Cost | T_L_Phr | Mat/Lab=1 |  |  | Sell Total
6 | No. |  | Item: 5.003 | 49.45 | 296.7 | ISELL |  |  |  | mu_A | ITEM | [7 empty] | mu :1.23 | [8 empty] | 49.45 | 296.7 | 0 | 0 | 296.7 | 240.96 | 0 | 1445.76 |  | 7 | 346.15
|  |  | Type G2: LED 1500lm Tube Light Surface Mounted c/w Power Pack as per spec | [6 empty] | n
6 | No |  | Light Fitting Custom__3 | Supply Only | Type G2 | LIGH_003 | 835 | (__) | [5 empty] | 3 |  | 40.16 | 240.96 |  | 0 | [17 empty] | 7 | Type G2
[17 empty] | 0 |  | 0
d> | 0 |  |  |  |  | ICOST |  |  |  | mu_A | ITEM | [5 empty] | 240.96 |  | 0 | [17 empty] | d>
|  |  |  | Sell Rate | Sell Total |  |  |  |  | IB | [17 empty] | U_M_Sell | T_M_Sell | U_L_Sell | T_L_Sell | Total_Sell | T_M_Cost | T_L_Phr | Mat/Lab=1 |  |  | Sell Total
25 | No. |  | Item: 5.004 | 40.14 | 1003.5 | ISELL |  |  |  | mu_A | ITEM | [7 empty] | mu :1.23 | [8 empty] | 40.14 | 1003.5 | 0 | 0 | 1003.5 | 815 | 0 | 20375 |  | 23 | 923.22
|  |  | Type G3: LED 3500lm Tube Light Surface Mounted as per spec | [6 empty] | n
25 | No |  | Light Fitting Custom__4 | Supply Only | Type G3 | LIGH_004 | 835 | (__) | [5 empty] | 3 |  | 32.6 | 815 |  | 0 | [17 empty] | 23 | Type G3
[17 empty] | 0 |  | 0
d> | 0 |  |  |  |  | ICOST |  |  |  | mu_A | ITEM | [5 empty] | 815 |  | 0 | [17 empty] | d>
|  |  |  | Sell Rate | Sell Total |  |  |  |  | IB | [17 empty] | U_M_Sell | T_M_Sell | U_L_Sell | T_L_Sell | Total_Sell | T_M_Cost | T_L_Phr | Mat/Lab=1 |  |  | Sell Total
9 | No. |  | Item: 5.005 | 67.38 | 606.42 | ISELL |  |  |  | mu_A | ITEM | [7 empty] | mu :1.23 | [8 empty] | 67.38 | 606.42 | 0 | 0 | 606.42 | 492.48 | 0 | 4432.32 |  | 7 | 471.66
|  |  | Type G4: LED 3500lm Tube Light Surface Mounted c/w Power Pack as per spec | [6 empty] | n
9 | No |  | Light Fitting Custom__5 | Supply Only | Type G4 | LIGH_005 | 835 | (__) | [5 empty] | 3 |  | 54.72 | 492.48 |  | 0 | [17 empty] | 7 | Type G4
[17 empty] | 0 |  | 0
d> | 0 |  |  |  |  | ICOST |  |  |  | mu_A | ITEM | [5 empty] | 492.48 |  | 0 | [17 empty] | d>
|  |  |  | Sell Rate | Sell Total |  |  |  |  | IB | [17 empty] | U_M_Sell | T_M_Sell | U_L_Sell | T_L_Sell | Total_Sell | T_M_Cost | T_L_Phr | Mat/Lab=1 |  |  | Sell Total
97 | No. |  | Item: 5.006 | 40.14 | 3893.58 | ISELL |  |  |  | mu_A | ITEM | [7 empty] | mu :1.23 | [8 empty] | 40.14 | 3893.58 | 0 | 0 | 3893.58 | 3162.2 | 0 | 306733.4 |  | 97 | 3893.58
|  |  | Type J1: Garage LED Tube Light ~3000Lm Wide Beam IP66 as per spec | [6 empty] | n
97 | No |  | Light Fitting Custom__6 | Supply Only | Type J1 | LIGH_006 | 835 | (__) | [5 empty] | 3 |  | 32.6 | 3162.2 |  | 0 | [17 empty] | 97 | Type J1
[17 empty] | 0 |  | 0
d> | 0 |  |  |  |  | ICOST |  |  |  | mu_A | ITEM | [5 empty] | 3162.2 |  | 0 | [17 empty] | d>
|  |  |  | Sell Rate | Sell Total |  |  |  |  | IB | [17 empty] | U_M_Sell | T_M_Sell | U_L_Sell | T_L_Sell | Total_Sell | T_M_Cost | T_L_Phr | Mat/Lab=1 |  |  | Sell Total
14 | No. |  | Item: 5.007 | 67.38 | 943.32 | ISELL |  |  |  | mu_A | ITEM | [7 empty] | mu :1.23 | [8 empty] | 67.38 | 943.32 | 0 | 0 | 943.32 | 766.08 | 0 | 10725.12 |  | 14 | 943.32
|  |  | Type J2: Garage LED Tube Light ~3000lm Wide Beam IP66 c/w Power Pack as per spec | [6 empty] | n
14 | No |  | Light Fitting Custom__7 | Supply Only | Type J2 | LIGH_007 | 835 | (__) | [5 empty] | 3 |  | 54.72 | 766.08 |  | 0 | [17 empty] | 14 | Type J2
[17 empty] | 0 |  | 0
d> | 0 |  |  |  |  | ICOST |  |  |  | mu_A | ITEM | [5 empty] | 766.08 |  | 0 | [17 empty] | d>
|  |  |  | Sell Rate | Sell Total |  |  |  |  | IB | [17 empty] | U_M_Sell | T_M_Sell | U_L_Sell | T_L_Sell | Total_Sell | T_M_Cost | T_L_Phr | Mat/Lab=1 |  |  | Sell Total
31 | No. |  | Item: 5.008 | 51.46 | 1595.26 | ISELL |  |  |  | mu_A | ITEM | [7 empty] | mu :1.23 | [8 empty] | 51.46 | 1595.26 | 0 | 0 | 1595.26 | 1295.49 | 0 | 40160.19 |  | 32 | 1646.72
|  |  | Type J3: Garage LED Tube Light ~3000Lm Wide Beam IP66 c/w Integrated Motion Sensor as per spec | [6 empty] | n
31 | No |  | Light Fitting Custom__8 | Supply Only | Type J3 | LIGH_008 | 835 | (__) | [5 empty] | 3 |  | 41.79 | 1295.49 |  | 0 | [17 empty] | 32 | Type J3
[17 empty] | 0 |  | 0
d> | 0 |  |  |  |  | ICOST |  |  |  | mu_A | ITEM | [5 empty] | 1295.49 |  | 0 | [17 empty] | d>
TB
t
Level 0
|  |  |  | Sell Rate | Sell Total |  |  |  |  | IB | [17 empty] | U_M_Sell | T_M_Sell | U_L_Sell | T_L_Sell | Total_Sell | T_M_Cost | T_L_Phr | Mat/Lab=1 |  |  | Sell Total
21 | No. |  | Item: 5.009 | 43.84 | 920.64 | ISELL |  |  |  | mu_A | ITEM | [7 empty] | mu :1.23 | [8 empty] | 43.84 | 920.64 | 0 | 0 | 920.64 | 747.6 | 0 | 15699.6 |  | 21 | 920.64
|  |  | Type E1: Flag Type Maintained Emergency Light Fitting With Exit Indicator as per spec | [6 empty] | n
21 | No |  | Light Fitting Custom__1 | Supply Only | Type E1 | LIGH_031 | 835 | (__) | [5 empty] | 3 |  | 35.6 | 747.6 |  | 0 | [17 empty] | 21 | Type E1
[17 empty] | 0 |  | 0
d> | 0 |  |  |  |  | ICOST |  |  |  | mu_A | ITEM | [5 empty] | 747.6 |  | 0 | [17 empty] | d>
|  |  |  | Sell Rate | Sell Total |  |  |  |  | IB | [17 empty] | U_M_Sell | T_M_Sell | U_L_Sell | T_L_Sell | Total_Sell | T_M_Cost | T_L_Phr | Mat/Lab=1 |  |  | Sell Total
1 | No. |  | Item: 5.01 | 24.63 | 24.63 | ISELL |  |  |  | mu_A | ITEM | [7 empty] | mu :1.23 | [8 empty] | 24.63 | 24.63 | 0 | 0 | 24.63 | 20 | 0 | 20 |  | 1 | 24.63
|  |  | Type E2: IP65 Non-Maintained Emergency Light Fitting With Exit Indicator as per spec | [6 empty] | n
1 | No |  | Light Fitting Custom__1 | Supply Only | Type E2 | LIGH_031 | 835 | (__) | [5 empty] | 3 |  | 20 | 20 |  | 0 | [17 empty] | 1 | Type E2
[17 empty] | 0 |  | 0
d> | 0 |  |  |  |  | ICOST |  |  |  | mu_A | ITEM | [5 empty] | 20 |  | 0 | [17 empty] | d>
|  |  |  | Sell Rate | Sell Total |  |  |  |  | IB | [17 empty] | U_M_Sell | T_M_Sell | U_L_Sell | T_L_Sell | Total_Sell | T_M_Cost | T_L_Phr | Mat/Lab=1 |  |  | Sell Total
19 | No. |  | Item: 5.011 | 40.14 | 762.66 | ISELL |  |  |  | mu_A | ITEM | [7 empty] | mu :1.23 | [8 empty] | 40.14 | 762.66 | 0 | 0 | 762.66 | 619.4 | 0 | 11768.6 |  | 19 | 762.66
|  |  | Type G3: LED 3500lm Tube Light Surface Mounted as per spec | [6 empty] | n
19 | No |  | Light Fitting Custom__4 | Supply Only | Type G3 | LIGH_004 | 835 | (__) | [5 empty] | 3 |  | 32.6 | 619.4 |  | 0 | [17 empty] | 19 | Type G3
[17 empty] | 0 |  | 0
d> | 0 |  |  |  |  | ICOST |  |  |  | mu_A | ITEM | [5 empty] | 619.4 |  | 0 | [17 empty] | d>
|  |  |  | Sell Rate | Sell Total |  |  |  |  | IB | [17 empty] | U_M_Sell | T_M_Sell | U_L_Sell | T_L_Sell | Total_Sell | T_M_Cost | T_L_Phr | Mat/Lab=1 |  |  | Sell Total
13 | No. |  | Item: 5.012 | 67.38 | 875.94 | ISELL |  |  |  | mu_A | ITEM | [7 empty] | mu :1.23 | [8 empty] | 67.38 | 875.94 | 0 | 0 | 875.94 | 711.36 | 0 | 9247.68 |  | 13 | 875.94
|  |  | Type G4: LED 3500lm Tube Light Surface Mounted c/w Power Pack as per spec | [6 empty] | n
13 | No |  | Light Fitting Custom__5 | Supply Only | Type G4 | LIGH_005 | 835 | (__) | [5 empty] | 3 |  | 54.72 | 711.36 |  | 0 | [17 empty] | 13 | Type G4
[17 empty] | 0 |  | 0
d> | 0 |  |  |  |  | ICOST |  |  |  | mu_A | ITEM | [5 empty] | 711.36 |  | 0 | [17 empty] | d>
|  |  |  | Sell Rate | Sell Total |  |  |  |  | IB | [17 empty] | U_M_Sell | T_M_Sell | U_L_Sell | T_L_Sell | Total_Sell | T_M_Cost | T_L_Phr | Mat/Lab=1 |  |  | Sell Total
20 | No. |  | Item: 5.013 | 47.97 | 959.4 | ISELL |  |  |  | mu_A | ITEM | [7 empty] | mu :1.23 | [8 empty] | 47.97 | 959.4 | 0 | 0 | 959.4 | 779.2 | 0 | 15584 |  | 20 | 959.4
|  |  | Type H1: Warehouse Surface LED Tube Light ~6500lm IP66 as per spec | [6 empty] | n
20 | No |  | Light Fitting Custom__5 | Supply Only | Type H1 | LIGH_005 | 835 | (__) | [5 empty] | 3 |  | 38.96 | 779.2 |  | 0 | [17 empty] | 20 | Type H1
[17 empty] | 0 |  | 0
d> | 0 |  |  |  |  | ICOST |  |  |  | mu_A | ITEM | [5 empty] | 779.2 |  | 0 | [17 empty] | d>
|  |  |  | Sell Rate | Sell Total |  |  |  |  | IB | [17 empty] | U_M_Sell | T_M_Sell | U_L_Sell | T_L_Sell | Total_Sell | T_M_Cost | T_L_Phr | Mat/Lab=1 |  |  | Sell Total
108 | No. |  | Item: 5.014 | 281.23 | 30372.84 | ISELL |  |  |  | mu_A | ITEM | [7 empty] | mu :1.23 | [8 empty] | 281.23 | 30372.84 | 0 | 0 | 30372.84 | 24666.21 | 0 | 2663950.68 |  | 108 | 9960.84
|  |  | Type I1: Warehouse High Bay Suspended LED Tube Light ~12500lm IP66 as per spec |  | Changed to Trilux as per clarifications |  |  |  |  | n
108 | No |  | Light Fitting Custom__5 | Supply Only | Type I1 | LIGH_005 | 835 | (__) | [5 empty] | 3 |  | 228.3908 | 24666.2085 |  | 0 | [17 empty] | 108 | Type I1
[17 empty] | 0 |  | 0
d> | 0 |  |  |  |  | ICOST |  |  |  | mu_A | ITEM | [5 empty] | 24666.2085 |  | 0 | [17 empty] | d>
|  |  |  | Sell Rate | Sell Total |  |  |  |  | IB | [17 empty] | U_M_Sell | T_M_Sell | U_L_Sell | T_L_Sell | Total_Sell | T_M_Cost | T_L_Phr | Mat/Lab=1 |  |  | Sell Total
40 | No. |  | Item: 5.01500000000001 | 133.79 | 5351.6 | ISELL |  |  |  | mu_A | ITEM | [7 empty] | mu :1.23 | [8 empty] | 133.79 | 5351.6 | 0 | 0 | 5351.6 | 4346 | 0 | 173840 |  | 40 | 5351.6
|  |  | Type L1: LED Flood Light 20000lm IP65 as per spec | [6 empty] | n
40 | No |  | Light Fitting Custom__5 | Supply Only | Type L1 | LIGH_005 | 835 | (__) | [5 empty] | 3 |  | 108.65 | 4346 |  | 0 | [17 empty] | 40 | Type L1
[17 empty] | 0 |  | 0
d> | 0 |  |  |  |  | ICOST |  |  |  | mu_A | ITEM | [5 empty] | 4346 |  | 0 | [17 empty] | d>
|  |  |  | Sell Rate | Sell Total |  |  |  |  | IB | [17 empty] | U_M_Sell | T_M_Sell | U_L_Sell | T_L_Sell | Total_Sell | T_M_Cost | T_L_Phr | Mat/Lab=1 |  |  | Sell Total
35 | No. |  | Item: 5.01600000000001 | 186.48 | 6526.8 | ISELL |  |  |  | mu_A | ITEM | [7 empty] | mu :1.23 | [8 empty] | 186.48 | 6526.8 | 0 | 0 | 6526.8 | 5300.54 | 0 | 185518.9 |  | 35 | 1346.8
|  |  | Type M1: LED Emergency Lights ~400lm as per spec |  | Changed to Trilux as per clarifications |  |  |  |  | n
35 | No |  | Light Fitting Custom__5 | Supply Only | Type M1 | LIGH_005 | 835 | (__) | [5 empty] | 3 |  | 151.4439 | 5300.5354 |  | 0 | [17 empty] | 35 | Type M1
[17 empty] | 0 |  | 0
d> | 0 |  |  |  |  | ICOST |  |  |  | mu_A | ITEM | [5 empty] | 5300.5354 |  | 0 | [17 empty] | d>
TB
t
Level 1
|  |  |  | Sell Rate | Sell Total |  |  |  |  | IB | [17 empty] | U_M_Sell | T_M_Sell | U_L_Sell | T_L_Sell | Total_Sell | T_M_Cost | T_L_Phr | Mat/Lab=1 |  |  | Sell Total
4 | No. |  | Item: 4.01700000000001 | 43.84 | 175.36 | ISELL |  |  |  | mu_A | ITEM | [7 empty] | mu :1.23 | [8 empty] | 43.84 | 175.36 | 0 | 0 | 175.36 | 142.4 | 0 | 569.6 |  | 4 | 175.36
|  |  | Type E1: Flag Type Maintained Emergency Light Fitting With Exit Indicator as per spec | [6 empty] | n
4 | No |  | Light Fitting Custom__1 | Supply Only | Type E1 | LIGH_031 | 835 | (__) | [5 empty] | 3 |  | 35.6 | 142.4 |  | 0 | [17 empty] | 4 | Type E1
[17 empty] | 0 |  | 0
d> | 0 |  |  |  |  | ICOST |  |  |  | mu_A | ITEM | [5 empty] | 142.4 |  | 0 | [17 empty] | d>
TB
t
Level 2
|  |  |  | Sell Rate | Sell Total |  |  |  |  | IB | [17 empty] | U_M_Sell | T_M_Sell | U_L_Sell | T_L_Sell | Total_Sell | T_M_Cost | T_L_Phr | Mat/Lab=1 |  |  | Sell Total
7 | No. |  | Item: 4.01800000000001 | 43.84 | 306.88 | ISELL |  |  |  | mu_A | ITEM | [7 empty] | mu :1.23 | [8 empty] | 43.84 | 306.88 | 0 | 0 | 306.88 | 249.2 | 0 | 1744.4 |  | 7 | 306.88
|  |  | Type E1: Flag Type Maintained Emergency Light Fitting With Exit Indicator as per spec | [6 empty] | n
7 | No |  | Light Fitting Custom__1 | Supply Only | Type E1 | LIGH_031 | 835 | (__) | [5 empty] | 3 |  | 35.6 | 249.2 |  | 0 | [17 empty] | 7 | Type E1
[17 empty] | 0 |  | 0
d> | 0 |  |  |  |  | ICOST |  |  |  | mu_A | ITEM | [5 empty] | 249.2 |  | 0 | [17 empty] | d>
|  |  |  | Sell Rate | Sell Total |  |  |  |  | IB | [17 empty] | U_M_Sell | T_M_Sell | U_L_Sell | T_L_Sell | Total_Sell | T_M_Cost | T_L_Phr | Mat/Lab=1 |  |  | Sell Total
3 | No. |  | Item: 4.01900000000001 | 133.79 | 401.37 | ISELL |  |  |  | mu_A | ITEM | [7 empty] | mu :1.23 | [8 empty] | 133.79 | 401.37 | 0 | 0 | 401.37 | 325.95 | 0 | 977.85 |  | 3 | 401.37
|  |  | Type L1: LED Flood Light 20000lm IP65 as per spec | [6 empty] | n
3 | No |  | Light Fitting Custom__5 | Supply Only | Type L1 | LIGH_005 | 835 | (__) | [5 empty] | 3 |  | 108.65 | 325.95 |  | 0 | [17 empty] | 3 | Type L1
[17 empty] | 0 |  | 0
d> | 0 |  |  |  |  | ICOST |  |  |  | mu_A | ITEM | [5 empty] | 325.95 |  | 0 | [17 empty] | d>
TB
t
Level 3
|  |  |  | Sell Rate | Sell Total |  |  |  |  | IB | [17 empty] | U_M_Sell | T_M_Sell | U_L_Sell | T_L_Sell | Total_Sell | T_M_Cost | T_L_Phr | Mat/Lab=1 |  |  | Sell Total
7 | No. |  | Item: 4.02000000000001 | 43.84 | 306.88 | ISELL |  |  |  | mu_A | ITEM | [7 empty] | mu :1.23 | [8 empty] | 43.84 | 306.88 | 0 | 0 | 306.88 | 249.2 | 0 | 1744.4 |  | 7 | 306.88
|  |  | Type E1: Flag Type Maintained Emergency Light Fitting With Exit Indicator as per spec | [6 empty] | n
7 | No |  | Light Fitting Custom__1 | Supply Only | Type E1 | LIGH_031 | 835 | (__) | [5 empty] | 3 |  | 35.6 | 249.2 |  | 0 | [17 empty] | 7 | Type E1
[17 empty] | 0 |  | 0
d> | 0 |  |  |  |  | ICOST |  |  |  | mu_A | ITEM | [5 empty] | 249.2 |  | 0 | [17 empty] | d>
SB | [36 empty] | SB
| 0.51337 |  | PAGE: 25 |  | 56359.01 | [5 empty] | PAGE | [5 empty] | 45769.904 |  | 0 | [18 empty] | 30682.83
| Discy: |  |  |  | PAGE SELL | [11 empty] | PAGE MAT |  | PAGE LAB | [18 empty] | PAGE SELL
SB | [36 empty] | SB
| 0.51337 |  | TOTAL FOR LIGHT FITTINGS - SUPPLY ONLY |  | 56359.01 | [5 empty] | SECT | [5 empty] | 45769.904 |  | 0 | [18 empty] | 30682.83
| Discy: |  |  |  | SECT SELL | [11 empty] | SECT MAT |  | SECT LAB | [18 empty] | SECT SELL
TB
|  | t | Item: 6
LIGHT FITTINGS - INSTALL & CONNECT
TB
t
Install and connect of the following light fittings
TB
t
Basement Level -1
|  |  |  | Sell Rate | Sell Total |  |  |  |  | IB | [17 empty] | U_M_Sell | T_M_Sell | U_L_Sell | T_L_Sell | Total_Sell | T_M_Cost | T_L_Phr | Mat/Lab=1 |  |  | Sell Total
17 | No. |  | Item: 6.001 | 17.34 | 294.78 | ISELL |  |  |  | mu_A | ITEM | [7 empty] | mu :1.23 | [8 empty] | 1.45 | 24.65 | 15.89 | 270.13 | 294.78 | 20.06 | 7.99 | 476.85 |  | 17 | 329.29
|  |  | Type B1: Ceiling Surface Mounted Lightpoint | [6 empty] | n
|  | h | [E25_0062_Quintano_Foods_Elec_ELV_As_Awarded.xlsx]Elec_Rates!$D$559 |  |  | RATE_AAA
17 | 1 | 17 | 052# Install only Light fitting Type B1 |  | Local Rate | RTLO_002 | [9 empty] | 1.18 | 20.06 | 0.47 | 7.99 | [17 empty] | 17 | Local Rate
[17 empty] | 0 |  | 0
d> | 0 |  |  |  |  | ICOST |  |  |  | mu_A | ITEM | [5 empty] | 20.06 |  | 7.99 | [17 empty] | d>
|  |  |  | Sell Rate | Sell Total |  |  |  |  | IB | [17 empty] | U_M_Sell | T_M_Sell | U_L_Sell | T_L_Sell | Total_Sell | T_M_Cost | T_L_Phr | Mat/Lab=1 |  |  | Sell Total
15 | No. |  | Item: 6.002 | 17.84 | 267.6 | ISELL |  |  |  | mu_A | ITEM | [7 empty] | mu :1.23 | [8 empty] | 1.95 | 29.25 | 15.89 | 238.35 | 267.6 | 23.7 | 7.05 | 461.25 |  | 15 | 298.05
|  |  | Type B2: Ceiling Surface Mounted Lightpoint c/w Power Pack | [6 empty] | n
|  | h | [E25_0062_Quintano_Foods_Elec_ELV_As_Awarded.xlsx]Elec_Rates!$D$568 |  |  | RATE_AAA
15 | 1 | 15 | 053# Install only Light fitting Type B2 |  | Local Rate | RTLO_001 | [9 empty] | 1.58 | 23.7 | 0.47 | 7.05 | [17 empty] | 15 | Local Rate
[17 empty] | 0 |  | 0
d> | 0 |  |  |  |  | ICOST |  |  |  | mu_A | ITEM | [5 empty] | 23.7 |  | 7.05 | [17 empty] | d>
|  |  |  | Sell Rate | Sell Total |  |  |  |  | IB | [17 empty] | U_M_Sell | T_M_Sell | U_L_Sell | T_L_Sell | Total_Sell | T_M_Cost | T_L_Phr | Mat/Lab=1 |  |  | Sell Total
2 | No. |  | Item: 6.003 | 17.84 | 35.68 | ISELL |  |  |  | mu_A | ITEM | [7 empty] | mu :1.23 | [8 empty] | 1.95 | 3.9 | 15.89 | 31.78 | 35.68 | 3.16 | 0.94 | 8.2 |  | 2 | 39.74
|  |  | Type C2: High Level Wall Surface Mounted Lightpoint c/w Power Pack | [6 empty] | n
|  | h | [E25_0062_Quintano_Foods_Elec_ELV_As_Awarded.xlsx]Elec_Rates!$D$577 |  |  | RATE_AAA
2 | 1 | 2 | 054# Install only Light fitting Type C2 |  | Local Rate | RTLO_001 | [9 empty] | 1.58 | 3.16 | 0.47 | 0.94 | [17 empty] | 2 | Local Rate
[17 empty] | 0 |  | 0
d> | 0 |  |  |  |  | ICOST |  |  |  | mu_A | ITEM | [5 empty] | 3.16 |  | 0.94 | [17 empty] | d>
|  |  |  | Sell Rate | Sell Total |  |  |  |  | IB | [17 empty] | U_M_Sell | T_M_Sell | U_L_Sell | T_L_Sell | Total_Sell | T_M_Cost | T_L_Phr | Mat/Lab=1 |  |  | Sell Total
12 | No. |  | Item: 6.004 | 17.34 | 208.08 | ISELL |  |  |  | mu_A | ITEM | [7 empty] | mu :1.23 | [8 empty] | 1.45 | 17.4 | 15.89 | 190.68 | 208.08 | 14.16 | 5.64 | 237.6 |  | 12 | 232.44
|  |  | Type E1: Flag Type Maintained Emergency Light Fitting With Exit Indicator | [6 empty] | n
|  | h | [E25_0062_Quintano_Foods_Elec_ELV_As_Awarded.xlsx]Elec_Rates!$D$595 |  |  | RATE_AAA
12 | 1 | 12 | 056# Install only Light fitting Type E1 |  | Local Rate | RTLO_002 | [9 empty] | 1.18 | 14.16 | 0.47 | 5.64 | [17 empty] | 12 | Local Rate
[17 empty] | 0 |  | 0
d> | 0 |  |  |  |  | ICOST |  |  |  | mu_A | ITEM | [5 empty] | 14.16 |  | 5.64 | [17 empty] | d>
|  |  |  | Sell Rate | Sell Total |  |  |  |  | IB | [17 empty] | U_M_Sell | T_M_Sell | U_L_Sell | T_L_Sell | Total_Sell | T_M_Cost | T_L_Phr | Mat/Lab=1 |  |  | Sell Total
2 | No. |  | Item: 6.005 | 17.84 | 35.68 | ISELL |  |  |  | mu_A | ITEM | [7 empty] | mu :1.23 | [8 empty] | 1.95 | 3.9 | 15.89 | 31.78 | 35.68 | 3.16 | 0.94 | 8.2 |  | 2 | 39.74
|  |  | Type F2: Ceiling Surface Mounted Lightpoint IP65 c/w Power Pack | [6 empty] | n
|  | h | [E25_0062_Quintano_Foods_Elec_ELV_As_Awarded.xlsx]Elec_Rates!$D$622 |  |  | RATE_AAA
2 | 1 | 2 | 059# Install only Light fitting Type F2 |  | Local Rate | RTLO_001 | [9 empty] | 1.58 | 3.16 | 0.47 | 0.94 | [17 empty] | 2 | Local Rate
[17 empty] | 0 |  | 0
d> | 0 |  |  |  |  | ICOST |  |  |  | mu_A | ITEM | [5 empty] | 3.16 |  | 0.94 | [17 empty] | d>
|  |  |  | Sell Rate | Sell Total |  |  |  |  | IB | [17 empty] | U_M_Sell | T_M_Sell | U_L_Sell | T_L_Sell | Total_Sell | T_M_Cost | T_L_Phr | Mat/Lab=1 |  |  | Sell Total
17 | No. |  | Item: 6.006 | 19.91 | 338.47 | ISELL |  |  |  | mu_A | ITEM | [7 empty] | mu :1.23 | [8 empty] | 4.01 | 68.17 | 15.9 | 270.3 | 338.47 | 55.42 | 7.99 | 1077.97 |  | 18 | 394.74
|  |  | Type G1: LED 1500lm Tube Light Surface Mounted | [6 empty] | n
|  | h | [E25_0062_Quintano_Foods_Elec_ELV_As_Awarded.xlsx]Elec_Rates!$D$631 |  |  | RATE_AAA
17 | 1 | 17 | 060# Install only Light fitting Type G1 |  | Local Rate | RTLO_002 | [9 empty] | 3.26 | 55.42 | 0.47 | 7.99 | [17 empty] | 18 | Local Rate
[17 empty] | 0 |  | 0
d> | 0 |  |  |  |  | ICOST |  |  |  | mu_A | ITEM | [5 empty] | 55.42 |  | 7.99 | [17 empty] | d>
|  |  |  | Sell Rate | Sell Total |  |  |  |  | IB | [17 empty] | U_M_Sell | T_M_Sell | U_L_Sell | T_L_Sell | Total_Sell | T_M_Cost | T_L_Phr | Mat/Lab=1 |  |  | Sell Total
6 | No. |  | Item: 6.007 | 19.91 | 119.46 | ISELL |  |  |  | mu_A | ITEM | [7 empty] | mu :1.23 | [8 empty] | 4.01 | 24.06 | 15.9 | 95.4 | 119.46 | 19.56 | 2.82 | 134.28 |  | 7 | 153.51
|  |  | Type G2: LED 1500lm Tube Light Surface Mounted c/w Power Pack | [6 empty] | n
|  | h | [E25_0062_Quintano_Foods_Elec_ELV_As_Awarded.xlsx]Elec_Rates!$D$640 |  |  | RATE_AAA
6 | 1 | 6 | 061# Install only Light fitting Type G2 |  | Local Rate | RTLO_001 | [9 empty] | 3.26 | 19.56 | 0.47 | 2.82 | [17 empty] | 7 | Local Rate
[17 empty] | 0 |  | 0
d> | 0 |  |  |  |  | ICOST |  |  |  | mu_A | ITEM | [5 empty] | 19.56 |  | 2.82 | [17 empty] | d>
|  |  |  | Sell Rate | Sell Total |  |  |  |  | IB | [17 empty] | U_M_Sell | T_M_Sell | U_L_Sell | T_L_Sell | Total_Sell | T_M_Cost | T_L_Phr | Mat/Lab=1 |  |  | Sell Total
25 | No. |  | Item: 6.008 | 19.91 | 497.75 | ISELL |  |  |  | mu_A | ITEM | [7 empty] | mu :1.23 | [8 empty] | 4.01 | 100.25 | 15.9 | 397.5 | 497.75 | 81.5 | 11.75 | 2331.25 |  | 23 | 504.39
|  |  | Type G3: LED 3500lm Tube Light Surface Mounted | [6 empty] | n
|  | h | [E25_0062_Quintano_Foods_Elec_ELV_As_Awarded.xlsx]Elec_Rates!$D$649 |  |  | RATE_AAA
25 | 1 | 25 | 062# Install only Light fitting Type G3 |  | Local Rate | RTLO_002 | [9 empty] | 3.26 | 81.5 | 0.47 | 11.75 | [17 empty] | 23 | Local Rate
[17 empty] | 0 |  | 0
d> | 0 |  |  |  |  | ICOST |  |  |  | mu_A | ITEM | [5 empty] | 81.5 |  | 11.75 | [17 empty] | d>
|  |  |  | Sell Rate | Sell Total |  |  |  |  | IB | [17 empty] | U_M_Sell | T_M_Sell | U_L_Sell | T_L_Sell | Total_Sell | T_M_Cost | T_L_Phr | Mat/Lab=1 |  |  | Sell Total
9 | No. |  | Item: 6.009 | 19.91 | 179.19 | ISELL |  |  |  | mu_A | ITEM | [7 empty] | mu :1.23 | [8 empty] | 4.01 | 36.09 | 15.9 | 143.1 | 179.19 | 29.34 | 4.23 | 302.13 |  | 7 | 153.51
|  |  | Type G4: LED 3500lm Tube Light Surface Mounted c/w Power Pack | [6 empty] | n
|  | h | [E25_0062_Quintano_Foods_Elec_ELV_As_Awarded.xlsx]Elec_Rates!$D$658 |  |  | RATE_AAA
9 | 1 | 9 | 063# Install only Light fitting Type G4 |  | Local Rate | RTLO_001 | [9 empty] | 3.26 | 29.34 | 0.47 | 4.23 | [17 empty] | 7 | Local Rate
[17 empty] | 0 |  | 0
d> | 0 |  |  |  |  | ICOST |  |  |  | mu_A | ITEM | [5 empty] | 29.34 |  | 4.23 | [17 empty] | d>
|  |  |  | Sell Rate | Sell Total |  |  |  |  | IB | [17 empty] | U_M_Sell | T_M_Sell | U_L_Sell | T_L_Sell | Total_Sell | T_M_Cost | T_L_Phr | Mat/Lab=1 |  |  | Sell Total
97 | No. |  | Item: 6.01 | 19.39 | 1880.83 | ISELL |  |  |  | mu_A | ITEM | [7 empty] | mu :1.23 | [8 empty] | 3.5 | 339.5 | 15.89 | 1541.33 | 1880.83 | 275.48 | 45.59 | 31143.79 |  | 97 | 2077.74
|  |  | Type J1: Garage LED Tube Light ~3000Lm Wide Beam IP66 | [6 empty] | n
|  | h | [E25_0062_Quintano_Foods_Elec_ELV_As_Awarded.xlsx]Elec_Rates!$D$688 |  |  | RATE_AAA
97 | 1 | 97 | 066# Install only Light fitting Type J1 |  | Local Rate | RTLO_002 | [9 empty] | 2.84 | 275.48 | 0.47 | 45.59 | [17 empty] | 97 | Local Rate
[17 empty] | 0 |  | 0
d> | 0 |  |  |  |  | ICOST |  |  |  | mu_A | ITEM | [5 empty] | 275.48 |  | 45.59 | [17 empty] | d>
|  |  |  | Sell Rate | Sell Total |  |  |  |  | IB | [17 empty] | U_M_Sell | T_M_Sell | U_L_Sell | T_L_Sell | Total_Sell | T_M_Cost | T_L_Phr | Mat/Lab=1 |  |  | Sell Total
14 | No. |  | Item: 6.011 | 19.91 | 278.74 | ISELL |  |  |  | mu_A | ITEM | [7 empty] | mu :1.23 | [8 empty] | 4.01 | 56.14 | 15.9 | 222.6 | 278.74 | 45.64 | 6.58 | 731.08 |  | 14 | 307.02
|  |  | Type J2: Garage LED Tube Light ~3000lm Wide Beam IP66 c/w Power Pack | [6 empty] | n
|  | h | [E25_0062_Quintano_Foods_Elec_ELV_As_Awarded.xlsx]Elec_Rates!$D$697 |  |  | RATE_AAA
14 | 1 | 14 | 067# Install only Light fitting Type J2 |  | Local Rate | RTLO_001 | [9 empty] | 3.26 | 45.64 | 0.47 | 6.58 | [17 empty] | 14 | Local Rate
[17 empty] | 0 |  | 0
d> | 0 |  |  |  |  | ICOST |  |  |  | mu_A | ITEM | [5 empty] | 45.64 |  | 6.58 | [17 empty] | d>
|  |  |  | Sell Rate | Sell Total |  |  |  |  | IB | [17 empty] | U_M_Sell | T_M_Sell | U_L_Sell | T_L_Sell | Total_Sell | T_M_Cost | T_L_Phr | Mat/Lab=1 |  |  | Sell Total
31 | No. |  | Item: 6.012 | 19.91 | 617.21 | ISELL |  |  |  | mu_A | ITEM | [7 empty] | mu :1.23 | [8 empty] | 4.01 | 124.31 | 15.9 | 492.9 | 617.21 | 101.06 | 14.57 | 3584.53 |  | 32 | 701.76
|  |  | Type J3: Garage LED Tube Light ~3000Lm Wide Beam IP66 c/w Integrated Motion Sensor | [6 empty] | n
|  | h | [E25_0062_Quintano_Foods_Elec_ELV_As_Awarded.xlsx]Elec_Rates!$D$706 |  |  | RATE_AAA
31 | 1 | 31 | 068# Install only Light fitting Type J3 |  | Local Rate | RTLO_002 | [9 empty] | 3.26 | 101.06 | 0.47 | 14.57 | [17 empty] | 32 | Local Rate
[17 empty] | 0 |  | 0
d> | 0 |  |  |  |  | ICOST |  |  |  | mu_A | ITEM | [5 empty] | 101.06 |  | 14.57 | [17 empty] | d>
TB
t
Level 0
|  |  |  | Sell Rate | Sell Total |  |  |  |  | IB | [17 empty] | U_M_Sell | T_M_Sell | U_L_Sell | T_L_Sell | Total_Sell | T_M_Cost | T_L_Phr | Mat/Lab=1 |  |  | Sell Total
13 | No. |  | Item: 6.013 | 17.25 | 224.25 | ISELL |  |  |  | mu_A | ITEM | [7 empty] | mu :1.23 | [8 empty] | 1.35 | 17.55 | 15.9 | 206.7 | 224.25 | 14.3 | 6.11 | 265.33 |  | 13 | 250.64
|  |  | Type A1: Soffit Recessed Lightpoint | [6 empty] | n
|  | h | [E25_0062_Quintano_Foods_Elec_ELV_As_Awarded.xlsx]Elec_Rates!$D$545 |  |  | RATE_AAA
13 | 1 | 13 | 050# Install only Light fitting Type A1 |  | Local Rate | RTLO_001 | [9 empty] | 1.1 | 14.3 | 0.47 | 6.11 | [17 empty] | 13 | Local Rate
[17 empty] | 0 |  | 0
d> | 0 |  |  |  |  | ICOST |  |  |  | mu_A | ITEM | [5 empty] | 14.3 |  | 6.11 | [17 empty] | d>
|  |  |  | Sell Rate | Sell Total |  |  |  |  | IB | [17 empty] | U_M_Sell | T_M_Sell | U_L_Sell | T_L_Sell | Total_Sell | T_M_Cost | T_L_Phr | Mat/Lab=1 |  |  | Sell Total
5 | No. |  | Item: 6.014 | 17.74 | 88.7 | ISELL |  |  |  | mu_A | ITEM | [7 empty] | mu :1.23 | [8 empty] | 1.85 | 9.25 | 15.89 | 79.45 | 88.7 | 7.5 | 2.35 | 49.25 |  | 5 | 98.85
|  |  | Type A2: Soffit Recessed Lightpoint c/w Power Pack | [6 empty] | n
|  | h | [E25_0062_Quintano_Foods_Elec_ELV_As_Awarded.xlsx]Elec_Rates!$D$552 |  |  | RATE_AAA
5 | 1 | 5 | 051# Install only Light fitting Type A2 |  | Local Rate | RTLO_002 | [9 empty] | 1.5 | 7.5 | 0.47 | 2.35 | [17 empty] | 5 | Local Rate
[17 empty] | 0 |  | 0
d> | 0 |  |  |  |  | ICOST |  |  |  | mu_A | ITEM | [5 empty] | 7.5 |  | 2.35 | [17 empty] | d>
|  |  |  | Sell Rate | Sell Total |  |  |  |  | IB | [17 empty] | U_M_Sell | T_M_Sell | U_L_Sell | T_L_Sell | Total_Sell | T_M_Cost | T_L_Phr | Mat/Lab=1 |  |  | Sell Total
22 | No. |  | Item: 6.01500000000001 | 17.34 | 381.48 | ISELL |  |  |  | mu_A | ITEM | [7 empty] | mu :1.23 | [8 empty] | 1.45 | 31.9 | 15.89 | 349.58 | 381.48 | 25.96 | 10.34 | 798.6 |  | 22 | 426.14
|  |  | Type B1: Ceiling Surface Mounted Lightpoint | [6 empty] | n
|  | h | [E25_0062_Quintano_Foods_Elec_ELV_As_Awarded.xlsx]Elec_Rates!$D$559 |  |  | RATE_AAA
22 | 1 | 22 | 052# Install only Light fitting Type B1 |  | Local Rate | RTLO_002 | [9 empty] | 1.18 | 25.96 | 0.47 | 10.34 | [17 empty] | 22 | Local Rate
[17 empty] | 0 |  | 0
d> | 0 |  |  |  |  | ICOST |  |  |  | mu_A | ITEM | [5 empty] | 25.96 |  | 10.34 | [17 empty] | d>
|  |  |  | Sell Rate | Sell Total |  |  |  |  | IB | [17 empty] | U_M_Sell | T_M_Sell | U_L_Sell | T_L_Sell | Total_Sell | T_M_Cost | T_L_Phr | Mat/Lab=1 |  |  | Sell Total
17 | No. |  | Item: 6.01600000000001 | 17.84 | 303.28 | ISELL |  |  |  | mu_A | ITEM | [7 empty] | mu :1.23 | [8 empty] | 1.95 | 33.15 | 15.89 | 270.13 | 303.28 | 26.86 | 7.99 | 592.45 |  | 17 | 337.79
|  |  | Type B2: Ceiling Surface Mounted Lightpoint c/w Power Pack | [6 empty] | n
|  | h | [E25_0062_Quintano_Foods_Elec_ELV_As_Awarded.xlsx]Elec_Rates!$D$568 |  |  | RATE_AAA
17 | 1 | 17 | 053# Install only Light fitting Type B2 |  | Local Rate | RTLO_001 | [9 empty] | 1.58 | 26.86 | 0.47 | 7.99 | [17 empty] | 17 | Local Rate
[17 empty] | 0 |  | 0
d> | 0 |  |  |  |  | ICOST |  |  |  | mu_A | ITEM | [5 empty] | 26.86 |  | 7.99 | [17 empty] | d>
|  |  |  | Sell Rate | Sell Total |  |  |  |  | IB | [17 empty] | U_M_Sell | T_M_Sell | U_L_Sell | T_L_Sell | Total_Sell | T_M_Cost | T_L_Phr | Mat/Lab=1 |  |  | Sell Total
1 | No. |  | Item: 6.01700000000001 | 17.84 | 17.84 | ISELL |  |  |  | mu_A | ITEM | [7 empty] | mu :1.23 | [8 empty] | 1.95 | 1.95 | 15.89 | 15.89 | 17.84 | 1.58 | 0.47 | 2.05 |  | 1 | 19.87
|  |  | Type C2: High Level Wall Surface Mounted Lightpoint c/w Power Pack | [6 empty] | n
|  | h | [E25_0062_Quintano_Foods_Elec_ELV_As_Awarded.xlsx]Elec_Rates!$D$577 |  |  | RATE_AAA
1 | 1 | 1 | 054# Install only Light fitting Type C2 |  | Local Rate | RTLO_001 | [9 empty] | 1.58 | 1.58 | 0.47 | 0.47 | [17 empty] | 1 | Local Rate
[17 empty] | 0 |  | 0
d> | 0 |  |  |  |  | ICOST |  |  |  | mu_A | ITEM | [5 empty] | 1.58 |  | 0.47 | [17 empty] | d>
|  |  |  | Sell Rate | Sell Total |  |  |  |  | IB | [17 empty] | U_M_Sell | T_M_Sell | U_L_Sell | T_L_Sell | Total_Sell | T_M_Cost | T_L_Phr | Mat/Lab=1 |  |  | Sell Total
18 | No. |  | Item: 6.01800000000001 | 17.34 | 312.12 | ISELL |  |  |  | mu_A | ITEM | [7 empty] | mu :1.23 | [8 empty] | 1.45 | 26.1 | 15.89 | 286.02 | 312.12 | 21.24 | 8.46 | 534.6 |  | 18 | 348.66
|  |  | Type D1: Wall Surface Mounted Lightpoint IP65 | [6 empty] | n
|  | h | [E25_0062_Quintano_Foods_Elec_ELV_As_Awarded.xlsx]Elec_Rates!$D$586 |  |  | RATE_AAA
18 | 1 | 18 | 055# Install only Light fitting Type D1 |  | Local Rate | RTLO_001 | [9 empty] | 1.18 | 21.24 | 0.47 | 8.46 | [17 empty] | 18 | Local Rate
[17 empty] | 0 |  | 0
d> | 0 |  |  |  |  | ICOST |  |  |  | mu_A | ITEM | [5 empty] | 21.24 |  | 8.46 | [17 empty] | d>
|  |  |  | Sell Rate | Sell Total |  |  |  |  | IB | [17 empty] | U_M_Sell | T_M_Sell | U_L_Sell | T_L_Sell | Total_Sell | T_M_Cost | T_L_Phr | Mat/Lab=1 |  |  | Sell Total
21 | No. |  | Item: 6.01900000000001 | 17.34 | 364.14 | ISELL |  |  |  | mu_A | ITEM | [7 empty] | mu :1.23 | [8 empty] | 1.45 | 30.45 | 15.89 | 333.69 | 364.14 | 24.78 | 9.87 | 727.65 |  | 21 | 406.77
|  |  | Type E1: Flag Type Maintained Emergency Light Fitting With Exit Indicator | [6 empty] | n
|  | h | [E25_0062_Quintano_Foods_Elec_ELV_As_Awarded.xlsx]Elec_Rates!$D$595 |  |  | RATE_AAA
21 | 1 | 21 | 056# Install only Light fitting Type E1 |  | Local Rate | RTLO_002 | [9 empty] | 1.18 | 24.78 | 0.47 | 9.87 | [17 empty] | 21 | Local Rate
[17 empty] | 0 |  | 0
d> | 0 |  |  |  |  | ICOST |  |  |  | mu_A | ITEM | [5 empty] | 24.78 |  | 9.87 | [17 empty] | d>
|  |  |  | Sell Rate | Sell Total |  |  |  |  | IB | [17 empty] | U_M_Sell | T_M_Sell | U_L_Sell | T_L_Sell | Total_Sell | T_M_Cost | T_L_Phr | Mat/Lab=1 |  |  | Sell Total
1 | No. |  | Item: 6.02000000000001 | 17.34 | 17.34 | ISELL |  |  |  | mu_A | ITEM | [7 empty] | mu :1.23 | [8 empty] | 1.45 | 1.45 | 15.89 | 15.89 | 17.34 | 1.18 | 0.47 | 1.65 |  | 1 | 19.37
|  |  | Type E2: IP65 Non-Maintained Emergency Light Fitting With Exit Indicator | [6 empty] | n
|  | h | [E25_0062_Quintano_Foods_Elec_ELV_As_Awarded.xlsx]Elec_Rates!$D$604 |  |  | RATE_AAA
1 | 1 | 1 | 057# Install only Light fitting Type E2 |  | Local Rate | RTLO_002 | [9 empty] | 1.18 | 1.18 | 0.47 | 0.47 | [17 empty] | 1 | Local Rate
[17 empty] | 0 |  | 0
d> | 0 |  |  |  |  | ICOST |  |  |  | mu_A | ITEM | [5 empty] | 1.18 |  | 0.47 | [17 empty] | d>
|  |  |  | Sell Rate | Sell Total |  |  |  |  | IB | [17 empty] | U_M_Sell | T_M_Sell | U_L_Sell | T_L_Sell | Total_Sell | T_M_Cost | T_L_Phr | Mat/Lab=1 |  |  | Sell Total
4 | No. |  | Item: 6.02100000000001 | 17.84 | 71.36 | ISELL |  |  |  | mu_A | ITEM | [7 empty] | mu :1.23 | [8 empty] | 1.95 | 7.8 | 15.89 | 63.56 | 71.36 | 6.32 | 1.88 | 32.8 |  | 4 | 79.48
|  |  | Type F2: Ceiling Surface Mounted Lightpoint IP65 c/w Power Pack | [6 empty] | n
|  | h | [E25_0062_Quintano_Foods_Elec_ELV_As_Awarded.xlsx]Elec_Rates!$D$622 |  |  | RATE_AAA
4 | 1 | 4 | 059# Install only Light fitting Type F2 |  | Local Rate | RTLO_001 | [9 empty] | 1.58 | 6.32 | 0.47 | 1.88 | [17 empty] | 4 | Local Rate
[17 empty] | 0 |  | 0
d> | 0 |  |  |  |  | ICOST |  |  |  | mu_A | ITEM | [5 empty] | 6.32 |  | 1.88 | [17 empty] | d>
|  |  |  | Sell Rate | Sell Total |  |  |  |  | IB | [17 empty] | U_M_Sell | T_M_Sell | U_L_Sell | T_L_Sell | Total_Sell | T_M_Cost | T_L_Phr | Mat/Lab=1 |  |  | Sell Total
19 | No. |  | Item: 6.02200000000001 | 19.91 | 378.29 | ISELL |  |  |  | mu_A | ITEM | [7 empty] | mu :1.23 | [8 empty] | 4.01 | 76.19 | 15.9 | 302.1 | 378.29 | 61.94 | 8.93 | 1346.53 |  | 19 | 416.67
|  |  | Type G3: LED 3500lm Tube Light Surface Mounted | [6 empty] | n
|  | h | [E25_0062_Quintano_Foods_Elec_ELV_As_Awarded.xlsx]Elec_Rates!$D$649 |  |  | RATE_AAA
19 | 1 | 19 | 062# Install only Light fitting Type G3 |  | Local Rate | RTLO_002 | [9 empty] | 3.26 | 61.94 | 0.47 | 8.93 | [17 empty] | 19 | Local Rate
[17 empty] | 0 |  | 0
d> | 0 |  |  |  |  | ICOST |  |  |  | mu_A | ITEM | [5 empty] | 61.94 |  | 8.93 | [17 empty] | d>
|  |  |  | Sell Rate | Sell Total |  |  |  |  | IB | [17 empty] | U_M_Sell | T_M_Sell | U_L_Sell | T_L_Sell | Total_Sell | T_M_Cost | T_L_Phr | Mat/Lab=1 |  |  | Sell Total
13 | No. |  | Item: 6.02300000000001 | 19.91 | 258.83 | ISELL |  |  |  | mu_A | ITEM | [7 empty] | mu :1.23 | [8 empty] | 4.01 | 52.13 | 15.9 | 206.7 | 258.83 | 42.38 | 6.11 | 630.37 |  | 13 | 285.09
|  |  | Type G4: LED 3500lm Tube Light Surface Mounted c/w Power Pack | [6 empty] | n
|  | h | [E25_0062_Quintano_Foods_Elec_ELV_As_Awarded.xlsx]Elec_Rates!$D$658 |  |  | RATE_AAA
13 | 1 | 13 | 063# Install only Light fitting Type G4 |  | Local Rate | RTLO_001 | [9 empty] | 3.26 | 42.38 | 0.47 | 6.11 | [17 empty] | 13 | Local Rate
[17 empty] | 0 |  | 0
d> | 0 |  |  |  |  | ICOST |  |  |  | mu_A | ITEM | [5 empty] | 42.38 |  | 6.11 | [17 empty] | d>
|  |  |  | Sell Rate | Sell Total |  |  |  |  | IB | [17 empty] | U_M_Sell | T_M_Sell | U_L_Sell | T_L_Sell | Total_Sell | T_M_Cost | T_L_Phr | Mat/Lab=1 |  |  | Sell Total
20 | No. |  | Item: 6.02400000000001 | 21.41 | 428.2 | ISELL |  |  |  | mu_A | ITEM | [7 empty] | mu :1.23 | [8 empty] | 5.52 | 110.4 | 15.89 | 317.8 | 428.2 | 89.6 | 9.4 | 1980 |  | 20 | 468.8
|  |  | Type H1: Warehouse Surface LED Tube Light ~6500lm IP66 | [6 empty] | n
|  | h | [E25_0062_Quintano_Foods_Elec_ELV_As_Awarded.xlsx]Elec_Rates!$D$667 |  |  | RATE_AAA
20 | 1 | 20 | 064# Install only Light fitting Type H1 |  | Local Rate | RTLO_001 | [9 empty] | 4.48 | 89.6 | 0.47 | 9.4 | [17 empty] | 20 | Local Rate
[17 empty] | 0 |  | 0
d> | 0 |  |  |  |  | ICOST |  |  |  | mu_A | ITEM | [5 empty] | 89.6 |  | 9.4 | [17 empty] | d>
|  |  |  | Sell Rate | Sell Total |  |  |  |  | IB | [17 empty] | U_M_Sell | T_M_Sell | U_L_Sell | T_L_Sell | Total_Sell | T_M_Cost | T_L_Phr | Mat/Lab=1 |  |  | Sell Total
108 | No. |  | Item: 6.02500000000001 | 34.28 | 3702.24 | ISELL |  |  |  | mu_A | ITEM | [7 empty] | mu :1.23 | [8 empty] | 16.02 | 1730.16 | 18.26 | 1972.08 | 3702.24 | 1405.08 | 58.32 | 158047.2 |  | 108 | 3921.48
|  |  | Type I1: Warehouse High Bay Suspended LED Tube Light ~12500lm IP66 | [6 empty] | n
|  | h | [E25_0062_Quintano_Foods_Elec_ELV_As_Awarded.xlsx]Elec_Rates!$D$676 |  |  | RATE_AAA
108 | 1 | 108 | 065# Install only Light fitting Type I1 |  | Local Rate | RTLO_002 | [9 empty] | 13.01 | 1405.08 | 0.54 | 58.32 | [17 empty] | 108 | Local Rate
[17 empty] | 0 |  | 0
d> | 0 |  |  |  |  | ICOST |  |  |  | mu_A | ITEM | [5 empty] | 1405.08 |  | 58.32 | [17 empty] | d>
|  |  |  | Sell Rate | Sell Total |  |  |  |  | IB | [17 empty] | U_M_Sell | T_M_Sell | U_L_Sell | T_L_Sell | Total_Sell | T_M_Cost | T_L_Phr | Mat/Lab=1 |  |  | Sell Total
40 | No. |  | Item: 6.02600000000001 | 22.17 | 886.8 | ISELL |  |  |  | mu_A | ITEM | [7 empty] | mu :1.23 | [8 empty] | 6.28 | 251.2 | 15.89 | 635.6 | 886.8 | 204 | 18.8 | 8912 |  | 40 | 968
|  |  | Type L1: LED Flood Light 20000lm IP65 | [6 empty] | n
|  | h | [E25_0062_Quintano_Foods_Elec_ELV_As_Awarded.xlsx]Elec_Rates!$D$715 |  |  | RATE_AAA
40 | 1 | 40 | 069# Install only Light fitting Type L1 |  | Local Rate | RTLO_001 | [9 empty] | 5.1 | 204 | 0.47 | 18.8 | [17 empty] | 40 | Local Rate
[17 empty] | 0 |  | 0
d> | 0 |  |  |  |  | ICOST |  |  |  | mu_A | ITEM | [5 empty] | 204 |  | 18.8 | [17 empty] | d>
|  |  |  | Sell Rate | Sell Total |  |  |  |  | IB | [17 empty] | U_M_Sell | T_M_Sell | U_L_Sell | T_L_Sell | Total_Sell | T_M_Cost | T_L_Phr | Mat/Lab=1 |  |  | Sell Total
35 | No. |  | Item: 6.02700000000001 | 33.07 | 1157.45 | ISELL |  |  |  | mu_A | ITEM | [7 empty] | mu :1.23 | [8 empty] | 16.17 | 565.95 | 16.9 | 591.5 | 1157.45 | 459.55 | 17.5 | 16696.75 |  | 35 | 1216.6
|  |  | Type M1: LED Emergency Lights ~400lm | [6 empty] | n
|  | h | [E25_0062_Quintano_Foods_Elec_ELV_As_Awarded.xlsx]Elec_Rates!$D$723 |  |  | RATE_AAA
35 | 1 | 35 | 070# Install only Light fitting Type M1 |  | Local Rate | RTLO_002 | [9 empty] | 13.13 | 459.55 | 0.5 | 17.5 | [17 empty] | 35 | Local Rate
[17 empty] | 0 |  | 0
d> | 0 |  |  |  |  | ICOST |  |  |  | mu_A | ITEM | [5 empty] | 459.55 |  | 17.5 | [17 empty] | d>
TB
t
Level 1
|  |  |  | Sell Rate | Sell Total |  |  |  |  | IB | [17 empty] | U_M_Sell | T_M_Sell | U_L_Sell | T_L_Sell | Total_Sell | T_M_Cost | T_L_Phr | Mat/Lab=1 |  |  | Sell Total
8 | No. |  | Item: 6.02800000000001 | 17.25 | 138 | ISELL |  |  |  | mu_A | ITEM | [7 empty] | mu :1.23 | [8 empty] | 1.35 | 10.8 | 15.9 | 127.2 | 138 | 8.8 | 3.76 | 100.48 |  | 8 | 154.24
|  |  | Type A1: Soffit Recessed Lightpoint | [6 empty] | n
|  | h | [E25_0062_Quintano_Foods_Elec_ELV_As_Awarded.xlsx]Elec_Rates!$D$545 |  |  | RATE_AAA
8 | 1 | 8 | 050# Install only Light fitting Type A1 |  | Local Rate | RTLO_001 | [9 empty] | 1.1 | 8.8 | 0.47 | 3.76 | [17 empty] | 8 | Local Rate
[17 empty] | 0 |  | 0
d> | 0 |  |  |  |  | ICOST |  |  |  | mu_A | ITEM | [5 empty] | 8.8 |  | 3.76 | [17 empty] | d>
|  |  |  | Sell Rate | Sell Total |  |  |  |  | IB | [17 empty] | U_M_Sell | T_M_Sell | U_L_Sell | T_L_Sell | Total_Sell | T_M_Cost | T_L_Phr | Mat/Lab=1 |  |  | Sell Total
4 | No. |  | Item: 6.02900000000001 | 17.74 | 70.96 | ISELL |  |  |  | mu_A | ITEM | [7 empty] | mu :1.23 | [8 empty] | 1.85 | 7.4 | 15.89 | 63.56 | 70.96 | 6 | 1.88 | 31.52 |  | 4 | 79.08
|  |  | Type A2: Soffit Recessed Lightpoint c/w Power Pack | [6 empty] | n
|  | h | [E25_0062_Quintano_Foods_Elec_ELV_As_Awarded.xlsx]Elec_Rates!$D$552 |  |  | RATE_AAA
4 | 1 | 4 | 051# Install only Light fitting Type A2 |  | Local Rate | RTLO_002 | [9 empty] | 1.5 | 6 | 0.47 | 1.88 | [17 empty] | 4 | Local Rate
[17 empty] | 0 |  | 0
d> | 0 |  |  |  |  | ICOST |  |  |  | mu_A | ITEM | [5 empty] | 6 |  | 1.88 | [17 empty] | d>
|  |  |  | Sell Rate | Sell Total |  |  |  |  | IB | [17 empty] | U_M_Sell | T_M_Sell | U_L_Sell | T_L_Sell | Total_Sell | T_M_Cost | T_L_Phr | Mat/Lab=1 |  |  | Sell Total
32 | No. |  | Item: 6.03000000000001 | 17.34 | 554.88 | ISELL |  |  |  | mu_A | ITEM | [7 empty] | mu :1.23 | [8 empty] | 1.45 | 46.4 | 15.89 | 508.48 | 554.88 | 37.76 | 15.04 | 1689.6 |  | 32 | 619.84
|  |  | Type B1: Ceiling Surface Mounted Lightpoint | [6 empty] | n
|  | h | [E25_0062_Quintano_Foods_Elec_ELV_As_Awarded.xlsx]Elec_Rates!$D$559 |  |  | RATE_AAA
32 | 1 | 32 | 052# Install only Light fitting Type B1 |  | Local Rate | RTLO_002 | [9 empty] | 1.18 | 37.76 | 0.47 | 15.04 | [17 empty] | 32 | Local Rate
[17 empty] | 0 |  | 0
d> | 0 |  |  |  |  | ICOST |  |  |  | mu_A | ITEM | [5 empty] | 37.76 |  | 15.04 | [17 empty] | d>
|  |  |  | Sell Rate | Sell Total |  |  |  |  | IB | [17 empty] | U_M_Sell | T_M_Sell | U_L_Sell | T_L_Sell | Total_Sell | T_M_Cost | T_L_Phr | Mat/Lab=1 |  |  | Sell Total
16 | No. |  | Item: 6.03100000000001 | 17.84 | 285.44 | ISELL |  |  |  | mu_A | ITEM | [7 empty] | mu :1.23 | [8 empty] | 1.95 | 31.2 | 15.89 | 254.24 | 285.44 | 25.28 | 7.52 | 524.8 |  | 16 | 317.92
|  |  | Type B2: Ceiling Surface Mounted Lightpoint c/w Power Pack | [6 empty] | n
|  | h | [E25_0062_Quintano_Foods_Elec_ELV_As_Awarded.xlsx]Elec_Rates!$D$568 |  |  | RATE_AAA
16 | 1 | 16 | 053# Install only Light fitting Type B2 |  | Local Rate | RTLO_001 | [9 empty] | 1.58 | 25.28 | 0.47 | 7.52 | [17 empty] | 16 | Local Rate
[17 empty] | 0 |  | 0
d> | 0 |  |  |  |  | ICOST |  |  |  | mu_A | ITEM | [5 empty] | 25.28 |  | 7.52 | [17 empty] | d>
|  |  |  | Sell Rate | Sell Total |  |  |  |  | IB | [17 empty] | U_M_Sell | T_M_Sell | U_L_Sell | T_L_Sell | Total_Sell | T_M_Cost | T_L_Phr | Mat/Lab=1 |  |  | Sell Total
1 | No. |  | Item: 6.03200000000001 | 17.84 | 17.84 | ISELL |  |  |  | mu_A | ITEM | [7 empty] | mu :1.23 | [8 empty] | 1.95 | 1.95 | 15.89 | 15.89 | 17.84 | 1.58 | 0.47 | 2.05 |  | 1 | 19.87
|  |  | Type C2: High Level Wall Surface Mounted Lightpoint c/w Power Pack | [6 empty] | n
|  | h | [E25_0062_Quintano_Foods_Elec_ELV_As_Awarded.xlsx]Elec_Rates!$D$577 |  |  | RATE_AAA
1 | 1 | 1 | 054# Install only Light fitting Type C2 |  | Local Rate | RTLO_001 | [9 empty] | 1.58 | 1.58 | 0.47 | 0.47 | [17 empty] | 1 | Local Rate
[17 empty] | 0 |  | 0
d> | 0 |  |  |  |  | ICOST |  |  |  | mu_A | ITEM | [5 empty] | 1.58 |  | 0.47 | [17 empty] | d>
|  |  |  | Sell Rate | Sell Total |  |  |  |  | IB | [17 empty] | U_M_Sell | T_M_Sell | U_L_Sell | T_L_Sell | Total_Sell | T_M_Cost | T_L_Phr | Mat/Lab=1 |  |  | Sell Total
4 | No. |  | Item: 6.03300000000001 | 17.34 | 69.36 | ISELL |  |  |  | mu_A | ITEM | [7 empty] | mu :1.23 | [8 empty] | 1.45 | 5.8 | 15.89 | 63.56 | 69.36 | 4.72 | 1.88 | 26.4 |  | 4 | 77.48
|  |  | Type E1: Flag Type Maintained Emergency Light Fitting With Exit Indicator | [6 empty] | n
|  | h | [E25_0062_Quintano_Foods_Elec_ELV_As_Awarded.xlsx]Elec_Rates!$D$595 |  |  | RATE_AAA
4 | 1 | 4 | 056# Install only Light fitting Type E1 |  | Local Rate | RTLO_002 | [9 empty] | 1.18 | 4.72 | 0.47 | 1.88 | [17 empty] | 4 | Local Rate
[17 empty] | 0 |  | 0
d> | 0 |  |  |  |  | ICOST |  |  |  | mu_A | ITEM | [5 empty] | 4.72 |  | 1.88 | [17 empty] | d>
|  |  |  | Sell Rate | Sell Total |  |  |  |  | IB | [17 empty] | U_M_Sell | T_M_Sell | U_L_Sell | T_L_Sell | Total_Sell | T_M_Cost | T_L_Phr | Mat/Lab=1 |  |  | Sell Total
2 | No. |  | Item: 6.03400000000001 | 17.84 | 35.68 | ISELL |  |  |  | mu_A | ITEM | [7 empty] | mu :1.23 | [8 empty] | 1.95 | 3.9 | 15.89 | 31.78 | 35.68 | 3.16 | 0.94 | 8.2 |  | 2 | 39.74
|  |  | Type F2: Ceiling Surface Mounted Lightpoint IP65 c/w Power Pack | [6 empty] | n
|  | h | [E25_0062_Quintano_Foods_Elec_ELV_As_Awarded.xlsx]Elec_Rates!$D$622 |  |  | RATE_AAA
2 | 1 | 2 | 059# Install only Light fitting Type F2 |  | Local Rate | RTLO_001 | [9 empty] | 1.58 | 3.16 | 0.47 | 0.94 | [17 empty] | 2 | Local Rate
[17 empty] | 0 |  | 0
d> | 0 |  |  |  |  | ICOST |  |  |  | mu_A | ITEM | [5 empty] | 3.16 |  | 0.94 | [17 empty] | d>
TB
t
Level 2
|  |  |  | Sell Rate | Sell Total |  |  |  |  | IB | [17 empty] | U_M_Sell | T_M_Sell | U_L_Sell | T_L_Sell | Total_Sell | T_M_Cost | T_L_Phr | Mat/Lab=1 |  |  | Sell Total
11 | No. |  | Item: 6.03500000000001 | 17.25 | 189.75 | ISELL |  |  |  | mu_A | ITEM | [7 empty] | mu :1.23 | [8 empty] | 1.35 | 14.85 | 15.9 | 174.9 | 189.75 | 12.1 | 5.17 | 189.97 |  | 11 | 212.08
|  |  | Type A1: Soffit Recessed Lightpoint | [6 empty] | n
|  | h | [E25_0062_Quintano_Foods_Elec_ELV_As_Awarded.xlsx]Elec_Rates!$D$545 |  |  | RATE_AAA
11 | 1 | 11 | 050# Install only Light fitting Type A1 |  | Local Rate | RTLO_001 | [9 empty] | 1.1 | 12.1 | 0.47 | 5.17 | [17 empty] | 11 | Local Rate
[17 empty] | 0 |  | 0
d> | 0 |  |  |  |  | ICOST |  |  |  | mu_A | ITEM | [5 empty] | 12.1 |  | 5.17 | [17 empty] | d>
|  |  |  | Sell Rate | Sell Total |  |  |  |  | IB | [17 empty] | U_M_Sell | T_M_Sell | U_L_Sell | T_L_Sell | Total_Sell | T_M_Cost | T_L_Phr | Mat/Lab=1 |  |  | Sell Total
5 | No. |  | Item: 6.03600000000001 | 17.74 | 88.7 | ISELL |  |  |  | mu_A | ITEM | [7 empty] | mu :1.23 | [8 empty] | 1.85 | 9.25 | 15.89 | 79.45 | 88.7 | 7.5 | 2.35 | 49.25 |  | 5 | 98.85
|  |  | Type A2: Soffit Recessed Lightpoint c/w Power Pack | [6 empty] | n
|  | h | [E25_0062_Quintano_Foods_Elec_ELV_As_Awarded.xlsx]Elec_Rates!$D$552 |  |  | RATE_AAA
5 | 1 | 5 | 051# Install only Light fitting Type A2 |  | Local Rate | RTLO_002 | [9 empty] | 1.5 | 7.5 | 0.47 | 2.35 | [17 empty] | 5 | Local Rate
[17 empty] | 0 |  | 0
d> | 0 |  |  |  |  | ICOST |  |  |  | mu_A | ITEM | [5 empty] | 7.5 |  | 2.35 | [17 empty] | d>
|  |  |  | Sell Rate | Sell Total |  |  |  |  | IB | [17 empty] | U_M_Sell | T_M_Sell | U_L_Sell | T_L_Sell | Total_Sell | T_M_Cost | T_L_Phr | Mat/Lab=1 |  |  | Sell Total
71 | No. |  | Item: 6.03700000000001 | 17.34 | 1231.14 | ISELL |  |  |  | mu_A | ITEM | [7 empty] | mu :1.23 | [8 empty] | 1.45 | 102.95 | 15.89 | 1128.19 | 1231.14 | 83.78 | 33.37 | 8317.65 |  | 71 | 1375.27
|  |  | Type B1: Ceiling Surface Mounted Lightpoint | [6 empty] | n
|  | h | [E25_0062_Quintano_Foods_Elec_ELV_As_Awarded.xlsx]Elec_Rates!$D$559 |  |  | RATE_AAA
71 | 1 | 71 | 052# Install only Light fitting Type B1 |  | Local Rate | RTLO_002 | [9 empty] | 1.18 | 83.78 | 0.47 | 33.37 | [17 empty] | 71 | Local Rate
[17 empty] | 0 |  | 0
d> | 0 |  |  |  |  | ICOST |  |  |  | mu_A | ITEM | [5 empty] | 83.78 |  | 33.37 | [17 empty] | d>
|  |  |  | Sell Rate | Sell Total |  |  |  |  | IB | [17 empty] | U_M_Sell | T_M_Sell | U_L_Sell | T_L_Sell | Total_Sell | T_M_Cost | T_L_Phr | Mat/Lab=1 |  |  | Sell Total
37 | No. |  | Item: 6.03800000000001 | 17.84 | 660.08 | ISELL |  |  |  | mu_A | ITEM | [7 empty] | mu :1.23 | [8 empty] | 1.95 | 72.15 | 15.89 | 587.93 | 660.08 | 58.46 | 17.39 | 2806.45 |  | 37 | 735.19
|  |  | Type B2: Ceiling Surface Mounted Lightpoint c/w Power Pack | [6 empty] | n
|  | h | [E25_0062_Quintano_Foods_Elec_ELV_As_Awarded.xlsx]Elec_Rates!$D$568 |  |  | RATE_AAA
37 | 1 | 37 | 053# Install only Light fitting Type B2 |  | Local Rate | RTLO_001 | [9 empty] | 1.58 | 58.46 | 0.47 | 17.39 | [17 empty] | 37 | Local Rate
[17 empty] | 0 |  | 0
d> | 0 |  |  |  |  | ICOST |  |  |  | mu_A | ITEM | [5 empty] | 58.46 |  | 17.39 | [17 empty] | d>
|  |  |  | Sell Rate | Sell Total |  |  |  |  | IB | [17 empty] | U_M_Sell | T_M_Sell | U_L_Sell | T_L_Sell | Total_Sell | T_M_Cost | T_L_Phr | Mat/Lab=1 |  |  | Sell Total
1 | No. |  | Item: 6.03900000000001 | 17.84 | 17.84 | ISELL |  |  |  | mu_A | ITEM | [7 empty] | mu :1.23 | [8 empty] | 1.95 | 1.95 | 15.89 | 15.89 | 17.84 | 1.58 | 0.47 | 2.05 |  | 1 | 19.87
|  |  | Type C2: High Level Wall Surface Mounted Lightpoint c/w Power Pack | [6 empty] | n
|  | h | [E25_0062_Quintano_Foods_Elec_ELV_As_Awarded.xlsx]Elec_Rates!$D$577 |  |  | RATE_AAA
1 | 1 | 1 | 054# Install only Light fitting Type C2 |  | Local Rate | RTLO_001 | [9 empty] | 1.58 | 1.58 | 0.47 | 0.47 | [17 empty] | 1 | Local Rate
[17 empty] | 0 |  | 0
d> | 0 |  |  |  |  | ICOST |  |  |  | mu_A | ITEM | [5 empty] | 1.58 |  | 0.47 | [17 empty] | d>
|  |  |  | Sell Rate | Sell Total |  |  |  |  | IB | [17 empty] | U_M_Sell | T_M_Sell | U_L_Sell | T_L_Sell | Total_Sell | T_M_Cost | T_L_Phr | Mat/Lab=1 |  |  | Sell Total
7 | No. |  | Item: 6.04000000000001 | 17.34 | 121.38 | ISELL |  |  |  | mu_A | ITEM | [7 empty] | mu :1.23 | [8 empty] | 1.45 | 10.15 | 15.89 | 111.23 | 121.38 | 8.26 | 3.29 | 80.85 |  | 7 | 135.59
|  |  | Type D1: Wall Surface Mounted Lightpoint IP65 | [6 empty] | n
|  | h | [E25_0062_Quintano_Foods_Elec_ELV_As_Awarded.xlsx]Elec_Rates!$D$586 |  |  | RATE_AAA
7 | 1 | 7 | 055# Install only Light fitting Type D1 |  | Local Rate | RTLO_001 | [9 empty] | 1.18 | 8.26 | 0.47 | 3.29 | [17 empty] | 7 | Local Rate
[17 empty] | 0 |  | 0
d> | 0 |  |  |  |  | ICOST |  |  |  | mu_A | ITEM | [5 empty] | 8.26 |  | 3.29 | [17 empty] | d>
|  |  |  | Sell Rate | Sell Total |  |  |  |  | IB | [17 empty] | U_M_Sell | T_M_Sell | U_L_Sell | T_L_Sell | Total_Sell | T_M_Cost | T_L_Phr | Mat/Lab=1 |  |  | Sell Total
7 | No. |  | Item: 6.04100000000001 | 17.34 | 121.38 | ISELL |  |  |  | mu_A | ITEM | [7 empty] | mu :1.23 | [8 empty] | 1.45 | 10.15 | 15.89 | 111.23 | 121.38 | 8.26 | 3.29 | 80.85 |  | 7 | 135.59
|  |  | Type E1: Flag Type Maintained Emergency Light Fitting With Exit Indicator | [6 empty] | n
|  | h | [E25_0062_Quintano_Foods_Elec_ELV_As_Awarded.xlsx]Elec_Rates!$D$595 |  |  | RATE_AAA
7 | 1 | 7 | 056# Install only Light fitting Type E1 |  | Local Rate | RTLO_002 | [9 empty] | 1.18 | 8.26 | 0.47 | 3.29 | [17 empty] | 7 | Local Rate
[17 empty] | 0 |  | 0
d> | 0 |  |  |  |  | ICOST |  |  |  | mu_A | ITEM | [5 empty] | 8.26 |  | 3.29 | [17 empty] | d>
|  |  |  | Sell Rate | Sell Total |  |  |  |  | IB | [17 empty] | U_M_Sell | T_M_Sell | U_L_Sell | T_L_Sell | Total_Sell | T_M_Cost | T_L_Phr | Mat/Lab=1 |  |  | Sell Total
2 | No. |  | Item: 6.04200000000001 | 17.34 | 34.68 | ISELL |  |  |  | mu_A | ITEM | [7 empty] | mu :1.23 | [8 empty] | 1.45 | 2.9 | 15.89 | 31.78 | 34.68 | 2.36 | 0.94 | 6.6 |  | 2 | 38.74
|  |  | Type F1: Ceiling Surface Mounted Lightpoint IP65 | [6 empty] | n
|  | h | [E25_0062_Quintano_Foods_Elec_ELV_As_Awarded.xlsx]Elec_Rates!$D$613 |  |  | RATE_AAA
2 | 1 | 2 | 058# Install only Light fitting Type F1 |  | Local Rate | RTLO_001 | [9 empty] | 1.18 | 2.36 | 0.47 | 0.94 | [17 empty] | 2 | Local Rate
[17 empty] | 0 |  | 0
d> | 0 |  |  |  |  | ICOST |  |  |  | mu_A | ITEM | [5 empty] | 2.36 |  | 0.94 | [17 empty] | d>
|  |  |  | Sell Rate | Sell Total |  |  |  |  | IB | [17 empty] | U_M_Sell | T_M_Sell | U_L_Sell | T_L_Sell | Total_Sell | T_M_Cost | T_L_Phr | Mat/Lab=1 |  |  | Sell Total
2 | No. |  | Item: 6.04300000000001 | 17.84 | 35.68 | ISELL |  |  |  | mu_A | ITEM | [7 empty] | mu :1.23 | [8 empty] | 1.95 | 3.9 | 15.89 | 31.78 | 35.68 | 3.16 | 0.94 | 8.2 |  | 2 | 39.74
|  |  | Type F2: Ceiling Surface Mounted Lightpoint IP65 c/w Power Pack | [6 empty] | n
|  | h | [E25_0062_Quintano_Foods_Elec_ELV_As_Awarded.xlsx]Elec_Rates!$D$622 |  |  | RATE_AAA
2 | 1 | 2 | 059# Install only Light fitting Type F2 |  | Local Rate | RTLO_001 | [9 empty] | 1.58 | 3.16 | 0.47 | 0.94 | [17 empty] | 2 | Local Rate
[17 empty] | 0 |  | 0
d> | 0 |  |  |  |  | ICOST |  |  |  | mu_A | ITEM | [5 empty] | 3.16 |  | 0.94 | [17 empty] | d>
|  |  |  | Sell Rate | Sell Total |  |  |  |  | IB | [17 empty] | U_M_Sell | T_M_Sell | U_L_Sell | T_L_Sell | Total_Sell | T_M_Cost | T_L_Phr | Mat/Lab=1 |  |  | Sell Total
3 | No. |  | Item: 6.04400000000001 | 22.17 | 66.51 | ISELL |  |  |  | mu_A | ITEM | [7 empty] | mu :1.23 | [8 empty] | 6.28 | 18.84 | 15.89 | 47.67 | 66.51 | 15.3 | 1.41 | 50.13 |  | 3 | 72.6
|  |  | Type L1: LED Flood Light 20000lm IP65 | [6 empty] | n
|  | h | [E25_0062_Quintano_Foods_Elec_ELV_As_Awarded.xlsx]Elec_Rates!$D$715 |  |  | RATE_AAA
3 | 1 | 3 | 069# Install only Light fitting Type L1 |  | Local Rate | RTLO_001 | [9 empty] | 5.1 | 15.3 | 0.47 | 1.41 | [17 empty] | 3 | Local Rate
[17 empty] | 0 |  | 0
d> | 0 |  |  |  |  | ICOST |  |  |  | mu_A | ITEM | [5 empty] | 15.3 |  | 1.41 | [17 empty] | d>
TB
t
Level 3
|  |  |  | Sell Rate | Sell Total |  |  |  |  | IB | [17 empty] | U_M_Sell | T_M_Sell | U_L_Sell | T_L_Sell | Total_Sell | T_M_Cost | T_L_Phr | Mat/Lab=1 |  |  | Sell Total
28 | No. |  | Item: 6.04500000000002 | 17.25 | 483 | ISELL |  |  |  | mu_A | ITEM | [7 empty] | mu :1.23 | [8 empty] | 1.35 | 37.8 | 15.9 | 445.2 | 483 | 30.8 | 13.16 | 1230.88 |  | 28 | 539.84
|  |  | Type A1: Soffit Recessed Lightpoint | [6 empty] | n
|  | h | [E25_0062_Quintano_Foods_Elec_ELV_As_Awarded.xlsx]Elec_Rates!$D$545 |  |  | RATE_AAA
28 | 1 | 28 | 050# Install only Light fitting Type A1 |  | Local Rate | RTLO_001 | [9 empty] | 1.1 | 30.8 | 0.47 | 13.16 | [17 empty] | 28 | Local Rate
[17 empty] | 0 |  | 0
d> | 0 |  |  |  |  | ICOST |  |  |  | mu_A | ITEM | [5 empty] | 30.8 |  | 13.16 | [17 empty] | d>
|  |  |  | Sell Rate | Sell Total |  |  |  |  | IB | [17 empty] | U_M_Sell | T_M_Sell | U_L_Sell | T_L_Sell | Total_Sell | T_M_Cost | T_L_Phr | Mat/Lab=1 |  |  | Sell Total
11 | No. |  | Item: 6.04600000000002 | 17.74 | 195.14 | ISELL |  |  |  | mu_A | ITEM | [7 empty] | mu :1.23 | [8 empty] | 1.85 | 20.35 | 15.89 | 174.79 | 195.14 | 16.5 | 5.17 | 238.37 |  | 11 | 217.47
|  |  | Type A2: Soffit Recessed Lightpoint c/w Power Pack | [6 empty] | n
|  | h | [E25_0062_Quintano_Foods_Elec_ELV_As_Awarded.xlsx]Elec_Rates!$D$552 |  |  | RATE_AAA
11 | 1 | 11 | 051# Install only Light fitting Type A2 |  | Local Rate | RTLO_002 | [9 empty] | 1.5 | 16.5 | 0.47 | 5.17 | [17 empty] | 11 | Local Rate
[17 empty] | 0 |  | 0
d> | 0 |  |  |  |  | ICOST |  |  |  | mu_A | ITEM | [5 empty] | 16.5 |  | 5.17 | [17 empty] | d>
|  |  |  | Sell Rate | Sell Total |  |  |  |  | IB | [17 empty] | U_M_Sell | T_M_Sell | U_L_Sell | T_L_Sell | Total_Sell | T_M_Cost | T_L_Phr | Mat/Lab=1 |  |  | Sell Total
27 | No. |  | Item: 6.04700000000002 | 17.34 | 468.18 | ISELL |  |  |  | mu_A | ITEM | [7 empty] | mu :1.23 | [8 empty] | 1.45 | 39.15 | 15.89 | 429.03 | 468.18 | 31.86 | 12.69 | 1202.85 |  | 27 | 522.99
|  |  | Type B1: Ceiling Surface Mounted Lightpoint | [6 empty] | n
|  | h | [E25_0062_Quintano_Foods_Elec_ELV_As_Awarded.xlsx]Elec_Rates!$D$559 |  |  | RATE_AAA
27 | 1 | 27 | 052# Install only Light fitting Type B1 |  | Local Rate | RTLO_002 | [9 empty] | 1.18 | 31.86 | 0.47 | 12.69 | [17 empty] | 27 | Local Rate
[17 empty] | 0 |  | 0
d> | 0 |  |  |  |  | ICOST |  |  |  | mu_A | ITEM | [5 empty] | 31.86 |  | 12.69 | [17 empty] | d>
|  |  |  | Sell Rate | Sell Total |  |  |  |  | IB | [17 empty] | U_M_Sell | T_M_Sell | U_L_Sell | T_L_Sell | Total_Sell | T_M_Cost | T_L_Phr | Mat/Lab=1 |  |  | Sell Total
18 | No. |  | Item: 6.04800000000002 | 17.84 | 321.12 | ISELL |  |  |  | mu_A | ITEM | [7 empty] | mu :1.23 | [8 empty] | 1.95 | 35.1 | 15.89 | 286.02 | 321.12 | 28.44 | 8.46 | 664.2 |  | 18 | 357.66
|  |  | Type B2: Ceiling Surface Mounted Lightpoint c/w Power Pack | [6 empty] | n
|  | h | [E25_0062_Quintano_Foods_Elec_ELV_As_Awarded.xlsx]Elec_Rates!$D$568 |  |  | RATE_AAA
18 | 1 | 18 | 053# Install only Light fitting Type B2 |  | Local Rate | RTLO_001 | [9 empty] | 1.58 | 28.44 | 0.47 | 8.46 | [17 empty] | 18 | Local Rate
[17 empty] | 0 |  | 0
d> | 0 |  |  |  |  | ICOST |  |  |  | mu_A | ITEM | [5 empty] | 28.44 |  | 8.46 | [17 empty] | d>
|  |  |  | Sell Rate | Sell Total |  |  |  |  | IB | [17 empty] | U_M_Sell | T_M_Sell | U_L_Sell | T_L_Sell | Total_Sell | T_M_Cost | T_L_Phr | Mat/Lab=1 |  |  | Sell Total
1 | No. |  | Item: 6.04900000000002 | 17.84 | 17.84 | ISELL |  |  |  | mu_A | ITEM | [7 empty] | mu :1.23 | [8 empty] | 1.95 | 1.95 | 15.89 | 15.89 | 17.84 | 1.58 | 0.47 | 2.05 |  | 1 | 19.87
|  |  | Type C2: High Level Wall Surface Mounted Lightpoint c/w Power Pack | [6 empty] | n
|  | h | [E25_0062_Quintano_Foods_Elec_ELV_As_Awarded.xlsx]Elec_Rates!$D$577 |  |  | RATE_AAA
1 | 1 | 1 | 054# Install only Light fitting Type C2 |  | Local Rate | RTLO_001 | [9 empty] | 1.58 | 1.58 | 0.47 | 0.47 | [17 empty] | 1 | Local Rate
[17 empty] | 0 |  | 0
d> | 0 |  |  |  |  | ICOST |  |  |  | mu_A | ITEM | [5 empty] | 1.58 |  | 0.47 | [17 empty] | d>
|  |  |  | Sell Rate | Sell Total |  |  |  |  | IB | [17 empty] | U_M_Sell | T_M_Sell | U_L_Sell | T_L_Sell | Total_Sell | T_M_Cost | T_L_Phr | Mat/Lab=1 |  |  | Sell Total
9 | No. |  | Item: 6.05000000000002 | 17.34 | 156.06 | ISELL |  |  |  | mu_A | ITEM | [7 empty] | mu :1.23 | [8 empty] | 1.45 | 13.05 | 15.89 | 143.01 | 156.06 | 10.62 | 4.23 | 133.65 |  | 9 | 174.33
|  |  | Type D1: Wall Surface Mounted Lightpoint IP65 | [6 empty] | n
|  | h | [E25_0062_Quintano_Foods_Elec_ELV_As_Awarded.xlsx]Elec_Rates!$D$586 |  |  | RATE_AAA
9 | 1 | 9 | 055# Install only Light fitting Type D1 |  | Local Rate | RTLO_001 | [9 empty] | 1.18 | 10.62 | 0.47 | 4.23 | [17 empty] | 9 | Local Rate
[17 empty] | 0 |  | 0
d> | 0 |  |  |  |  | ICOST |  |  |  | mu_A | ITEM | [5 empty] | 10.62 |  | 4.23 | [17 empty] | d>
|  |  |  | Sell Rate | Sell Total |  |  |  |  | IB | [17 empty] | U_M_Sell | T_M_Sell | U_L_Sell | T_L_Sell | Total_Sell | T_M_Cost | T_L_Phr | Mat/Lab=1 |  |  | Sell Total
7 | No. |  | Item: 6.05100000000002 | 17.34 | 121.38 | ISELL |  |  |  | mu_A | ITEM | [7 empty] | mu :1.23 | [8 empty] | 1.45 | 10.15 | 15.89 | 111.23 | 121.38 | 8.26 | 3.29 | 80.85 |  | 7 | 135.59
|  |  | Type E1: Flag Type Maintained Emergency Light Fitting With Exit Indicator | [6 empty] | n
|  | h | [E25_0062_Quintano_Foods_Elec_ELV_As_Awarded.xlsx]Elec_Rates!$D$595 |  |  | RATE_AAA
7 | 1 | 7 | 056# Install only Light fitting Type E1 |  | Local Rate | RTLO_002 | [9 empty] | 1.18 | 8.26 | 0.47 | 3.29 | [17 empty] | 7 | Local Rate
[17 empty] | 0 |  | 0
d> | 0 |  |  |  |  | ICOST |  |  |  | mu_A | ITEM | [5 empty] | 8.26 |  | 3.29 | [17 empty] | d>
|  |  |  | Sell Rate | Sell Total |  |  |  |  | IB | [17 empty] | U_M_Sell | T_M_Sell | U_L_Sell | T_L_Sell | Total_Sell | T_M_Cost | T_L_Phr | Mat/Lab=1 |  |  | Sell Total
2 | No. |  | Item: 6.05200000000002 | 17.84 | 35.68 | ISELL |  |  |  | mu_A | ITEM | [7 empty] | mu :1.23 | [8 empty] | 1.95 | 3.9 | 15.89 | 31.78 | 35.68 | 3.16 | 0.94 | 8.2 |  | 2 | 39.74
|  |  | Type F2: Ceiling Surface Mounted Lightpoint IP65 c/w Power Pack | [6 empty] | n
|  | h | [E25_0062_Quintano_Foods_Elec_ELV_As_Awarded.xlsx]Elec_Rates!$D$622 |  |  | RATE_AAA
2 | 1 | 2 | 059# Install only Light fitting Type F2 |  | Local Rate | RTLO_001 | [9 empty] | 1.58 | 3.16 | 0.47 | 0.94 | [17 empty] | 2 | Local Rate
[17 empty] | 0 |  | 0
d> | 0 |  |  |  |  | ICOST |  |  |  | mu_A | ITEM | [5 empty] | 3.16 |  | 0.94 | [17 empty] | d>
TB
t
Level 4
|  |  |  | Sell Rate | Sell Total |  |  |  |  | IB | [17 empty] | U_M_Sell | T_M_Sell | U_L_Sell | T_L_Sell | Total_Sell | T_M_Cost | T_L_Phr | Mat/Lab=1 |  |  | Sell Total
16 | No. |  | Item: 6.05300000000002 | 17.34 | 277.44 | ISELL |  |  |  | mu_A | ITEM | [7 empty] | mu :1.23 | [8 empty] | 1.45 | 23.2 | 15.89 | 254.24 | 277.44 | 18.88 | 7.52 | 422.4 |  | 16 | 309.92
|  |  | Type D1: Wall Surface Mounted Lightpoint IP65 | [6 empty] | n
|  | h | [E25_0062_Quintano_Foods_Elec_ELV_As_Awarded.xlsx]Elec_Rates!$D$586 |  |  | RATE_AAA
16 | 1 | 16 | 055# Install only Light fitting Type D1 |  | Local Rate | RTLO_001 | [9 empty] | 1.18 | 18.88 | 0.47 | 7.52 | [17 empty] | 16 | Local Rate
[17 empty] | 0 |  | 0
d> | 0 |  |  |  |  | ICOST |  |  |  | mu_A | ITEM | [5 empty] | 18.88 |  | 7.52 | [17 empty] | d>
SB | [36 empty] | SB
| -0.23538 |  | PAGE: 26 |  | 19160.93 | [5 empty] | PAGE | [5 empty] | 3502.67 |  | 439.13 | [18 empty] | 20985.24
| Discy: |  |  |  | PAGE SELL | [11 empty] | PAGE MAT |  | PAGE LAB | [18 empty] | PAGE SELL
SB | [36 empty] | SB
| -0.23538 |  | TOTAL FOR INSTALL AND CONNECT LIGHT FITTINGS. |  | 19160.93 | [5 empty] | SECT | [5 empty] | 3502.67 |  | 439.13 | [18 empty] | 20985.24
| Discy: |  |  |  | SECT SELL | [11 empty] | SECT MAT |  | SECT LAB | [18 empty] | SECT SELL
TB
|  | t | Item: 7
CABLE CONTAINMENT INSTALLATION
TB
t
Supply and install galvanised trunking/ cable trays/ cable basket as indicated on drawings c/w earth clips etc. for a complete installation
TB
t
Basement Level -1
TB
t
Cable tray - Power
|  |  |  | Sell Rate | Sell Total |  |  |  |  | IB | [17 empty] | U_M_Sell | T_M_Sell | U_L_Sell | T_L_Sell | Total_Sell | T_M_Cost | T_L_Phr | Mat/Lab=1 |  |  | Sell Total
20 | m |  | Item: 7.001 | 15.48 | 309.6 | ISELL |  |  |  | mu_A | ITEM | [7 empty] | mu :1.23 | [8 empty] | 7.03 | 140.6 | 8.45 | 169 | 309.6 | 114.2 | 5 | 2384 |  | 20 | 330
|  |  | 50 mm | [6 empty] | n
|  | h | [E25_0062_Quintano_Foods_Elec_ELV_As_Awarded.xlsx]Elec_Rates!$D$797 |  |  | RATE_AAA
20 | 1 | 20 | 076# 50mm Galvanised Steel Cable tray |  | Local Rate | RTLO_002 | [9 empty] | 3.34 | 66.8 | 0.16 | 3.2 | [17 empty] | 20 | Local Rate
|  | h | [E25_0062_Quintano_Foods_Elec_ELV_As_Awarded.xlsx]Elec_Rates!$D$907 |  |  | RATE_AAA
20 | 1 | 20 | 084# Bracket for 50-150mm cable tray/basket/trunking |  | Local Rate | RTLO_001 | [9 empty] | 2.37 | 47.4 | 0.09 | 1.8 | [17 empty] | 20 | Local Rate
[17 empty] | 0 |  | 0
d> | 0 |  |  |  |  | ICOST |  |  |  | mu_A | ITEM | [5 empty] | 114.2 |  | 5 | [17 empty] | d>
|  |  |  | Sell Rate | Sell Total |  |  |  |  | IB | [17 empty] | U_M_Sell | T_M_Sell | U_L_Sell | T_L_Sell | Total_Sell | T_M_Cost | T_L_Phr | Mat/Lab=1 |  |  | Sell Total
30 | m |  | Item: 7.002 | 11.25 | 337.5 | ISELL |  |  |  | mu_A | ITEM | [7 empty] | mu :1.23 | [8 empty] | 5.16 | 154.8 | 6.09 | 182.7 | 337.5 | 125.8 | 5.4 | 3936 |  | 30 | 357.9
|  |  | 100 mm | [6 empty] | n
|  | h | [E25_0062_Quintano_Foods_Elec_ELV_As_Awarded.xlsx]Elec_Rates!$D$785 |  |  | RATE_AAA
20 | 1 | 20 | 075# 100mm cable Tray |  | Local Rate | RTLO_002 | [9 empty] | 3.92 | 78.4 | 0.18 | 3.6 | [17 empty] | 20 | Local Rate
|  | h | [E25_0062_Quintano_Foods_Elec_ELV_As_Awarded.xlsx]Elec_Rates!$D$907 |  |  | RATE_AAA
20 | 1 | 20 | 084# Bracket for 50-150mm cable tray/basket/trunking |  | Local Rate | RTLO_001 | [9 empty] | 2.37 | 47.4 | 0.09 | 1.8 | [17 empty] | 20 | Local Rate
[17 empty] | 0 |  | 0
d> | 0 |  |  |  |  | ICOST |  |  |  | mu_A | ITEM | [5 empty] | 125.8 |  | 5.4 | [17 empty] | d>
|  |  |  | Sell Rate | Sell Total |  |  |  |  | IB | [17 empty] | U_M_Sell | T_M_Sell | U_L_Sell | T_L_Sell | Total_Sell | T_M_Cost | T_L_Phr | Mat/Lab=1 |  |  | Sell Total
20 | m |  | Item: 7.003 | 21.6 | 432 | ISELL |  |  |  | mu_A | ITEM | [7 empty] | mu :1.23 | [8 empty] | 9.43 | 188.6 | 12.17 | 243.4 | 432 | 153.2 | 7.2 | 3208 |  | 20 | 459.2
|  |  | 200 mm | [6 empty] | n
|  | h | [E25_0062_Quintano_Foods_Elec_ELV_As_Awarded.xlsx]Elec_Rates!$D$774 |  |  | RATE_AAA
20 | 1 | 20 | 074# 200mm cable Tray |  | Local Rate | RTLO_001 | [9 empty] | 5.18 | 103.6 | 0.27 | 5.4 | [17 empty] | 20 | Local Rate
|  | h | [E25_0062_Quintano_Foods_Elec_ELV_As_Awarded.xlsx]Elec_Rates!$D$920 |  |  | RATE_AAA
20 | 1 | 20 | 085# Bracket for 200-300mm cable tray/basket |  | Local Rate | RTLO_002 | [9 empty] | 2.48 | 49.6 | 0.09 | 1.8 | [17 empty] | 20 | Local Rate
[17 empty] | 0 |  | 0
d> | 0 |  |  |  |  | ICOST |  |  |  | mu_A | ITEM | [5 empty] | 153.2 |  | 7.2 | [17 empty] | d>
|  |  |  | Sell Rate | Sell Total |  |  |  |  | IB | [17 empty] | U_M_Sell | T_M_Sell | U_L_Sell | T_L_Sell | Total_Sell | T_M_Cost | T_L_Phr | Mat/Lab=1 |  |  | Sell Total
30 | m |  | Item: 7.004 | 26.03 | 780.9 | ISELL |  |  |  | mu_A | ITEM | [7 empty] | mu :1.23 | [8 empty] | 12.17 | 365.1 | 13.86 | 415.8 | 780.9 | 296.4 | 12.3 | 9261 |  | 30 | 821.4
|  |  | 250 mm | [6 empty] | n
|  | h | [E25_0062_Quintano_Foods_Elec_ELV_As_Awarded.xlsx]Elec_Rates!$D$762 |  |  | RATE_AAA
30 | 1 | 30 | 073# 300mm cable Tray |  | Local Rate | RTLO_001 | [9 empty] | 7.4 | 222 | 0.32 | 9.6 | [17 empty] | 30 | Local Rate
|  | h | [E25_0062_Quintano_Foods_Elec_ELV_As_Awarded.xlsx]Elec_Rates!$D$920 |  |  | RATE_AAA
30 | 1 | 30 | 085# Bracket for 200-300mm cable tray/basket |  | Local Rate | RTLO_002 | [9 empty] | 2.48 | 74.4 | 0.09 | 2.7 | [17 empty] | 30 | Local Rate
[17 empty] | 0 |  | 0
d> | 0 |  |  |  |  | ICOST |  |  |  | mu_A | ITEM | [5 empty] | 296.4 |  | 12.3 | [17 empty] | d>
|  |  |  | Sell Rate | Sell Total |  |  |  |  | IB | [17 empty] | U_M_Sell | T_M_Sell | U_L_Sell | T_L_Sell | Total_Sell | T_M_Cost | T_L_Phr | Mat/Lab=1 |  |  | Sell Total
90 | m |  | Item: 7.005 | 26.03 | 2342.7 | ISELL |  |  |  | mu_A | ITEM | [7 empty] | mu :1.23 | [8 empty] | 12.17 | 1095.3 | 13.86 | 1247.4 | 2342.7 | 889.2 | 36.9 | 83349 |  | 90 | 2464.2
|  |  | 300 mm | [6 empty] | n
|  | h | [E25_0062_Quintano_Foods_Elec_ELV_As_Awarded.xlsx]Elec_Rates!$D$762 |  |  | RATE_AAA
90 | 1 | 90 | 073# 300mm cable Tray |  | Local Rate | RTLO_001 | [9 empty] | 7.4 | 666 | 0.32 | 28.8 | [17 empty] | 90 | Local Rate
|  | h | [E25_0062_Quintano_Foods_Elec_ELV_As_Awarded.xlsx]Elec_Rates!$D$920 |  |  | RATE_AAA
90 | 1 | 90 | 085# Bracket for 200-300mm cable tray/basket |  | Local Rate | RTLO_002 | [9 empty] | 2.48 | 223.2 | 0.09 | 8.1 | [17 empty] | 90 | Local Rate
[17 empty] | 0 |  | 0
d> | 0 |  |  |  |  | ICOST |  |  |  | mu_A | ITEM | [5 empty] | 889.2 |  | 36.9 | [17 empty] | d>
|  |  |  | Sell Rate | Sell Total |  |  |  |  | IB | [17 empty] | U_M_Sell | T_M_Sell | U_L_Sell | T_L_Sell | Total_Sell | T_M_Cost | T_L_Phr | Mat/Lab=1 |  |  | Sell Total
90 | m |  | Item: 7.006 | 50.49 | 4544.1 | ISELL |  |  |  | mu_A | ITEM | [7 empty] | mu :1.23 | [8 empty] | 33.25 | 2992.5 | 17.24 | 1551.6 | 4544.1 | 2430 | 45.9 | 222831 |  | 90 | 4726.8
|  |  | 400 mm | [6 empty] | n
|  | h | [E25_0062_Quintano_Foods_Elec_ELV_As_Awarded.xlsx]Elec_Rates!$D$751 |  |  | RATE_AAA
90 | 1 | 90 | 072# 400mm cable Tray |  | Local Rate | RTLO_002 | [9 empty] | 10.63 | 956.7 | 0.36 | 32.4 | [17 empty] | 90 | Local Rate
|  | h | [E25_0062_Quintano_Foods_Elec_ELV_As_Awarded.xlsx]Elec_Rates!$D$933 |  |  | RATE_AAA
90 | 1 | 90 | 086# Bracket for 400-600mm cable tray/basket |  | Local Rate | RTLO_001 | [9 empty] | 16.37 | 1473.3 | 0.15 | 13.5 | [17 empty] | 90 | Local Rate
[17 empty] | 0 |  | 0
d> | 0 |  |  |  |  | ICOST |  |  |  | mu_A | ITEM | [5 empty] | 2430 |  | 45.9 | [17 empty] | d>
|  |  |  | Sell Rate | Sell Total |  |  |  |  | IB | [17 empty] | U_M_Sell | T_M_Sell | U_L_Sell | T_L_Sell | Total_Sell | T_M_Cost | T_L_Phr | Mat/Lab=1 |  |  | Sell Total
230 | m |  | Item: 7.007 | 55.26 | 12709.8 | ISELL |  |  |  | mu_A | ITEM | [7 empty] | mu :1.23 | [8 empty] | 36.32 | 8353.6 | 18.94 | 4356.2 | 12709.8 | 6785 | 128.8 | 1590174 |  | 230 | 13176.7
|  |  | 500 mm | [6 empty] | n
|  | h | [E25_0062_Quintano_Foods_Elec_ELV_As_Awarded.xlsx]Elec_Rates!$D$739 |  |  | RATE_AAA
230 | 1 | 230 | 071# 500mm cable Tray |  | Local Rate | RTLO_002 | [9 empty] | 13.13 | 3019.9 | 0.41 | 94.3 | [17 empty] | 230 | Local Rate
|  | h | [E25_0062_Quintano_Foods_Elec_ELV_As_Awarded.xlsx]Elec_Rates!$D$933 |  |  | RATE_AAA
230 | 1 | 230 | 086# Bracket for 400-600mm cable tray/basket |  | Local Rate | RTLO_001 | [9 empty] | 16.37 | 3765.1 | 0.15 | 34.5 | [17 empty] | 230 | Local Rate
[17 empty] | 0 |  | 0
d> | 0 |  |  |  |  | ICOST |  |  |  | mu_A | ITEM | [5 empty] | 6785 |  | 128.8 | [17 empty] | d>
TB
t
Cable tray - Fire Safety
|  |  |  | Sell Rate | Sell Total |  |  |  |  | IB | [17 empty] | U_M_Sell | T_M_Sell | U_L_Sell | T_L_Sell | Total_Sell | T_M_Cost | T_L_Phr | Mat/Lab=1 |  |  | Sell Total
60 | m |  | Item: 7.008 | 16.87 | 1012.2 | ISELL |  |  |  | mu_A | ITEM | [7 empty] | mu :1.23 | [8 empty] | 7.75 | 465 | 9.12 | 547.2 | 1012.2 | 377.4 | 16.2 | 23616 |  | 20 | 357.8
|  |  | 100 mm | [6 empty] | n
|  | h | [E25_0062_Quintano_Foods_Elec_ELV_As_Awarded.xlsx]Elec_Rates!$D$785 |  |  | RATE_AAA
60 | 1 | 60 | 075# 100mm cable Tray |  | Local Rate | RTLO_002 | [9 empty] | 3.92 | 235.2 | 0.18 | 10.8 | [17 empty] | 20 | Local Rate
|  | h | [E25_0062_Quintano_Foods_Elec_ELV_As_Awarded.xlsx]Elec_Rates!$D$907 |  |  | RATE_AAA
60 | 1 | 60 | 084# Bracket for 50-150mm cable tray/basket/trunking |  | Local Rate | RTLO_001 | [9 empty] | 2.37 | 142.2 | 0.09 | 5.4 | [17 empty] | 20 | Local Rate
[17 empty] | 0 |  | 0
d> | 0 |  |  |  |  | ICOST |  |  |  | mu_A | ITEM | [5 empty] | 377.4 |  | 16.2 | [17 empty] | d>
|  |  |  | Sell Rate | Sell Total |  |  |  |  | IB | [17 empty] | U_M_Sell | T_M_Sell | U_L_Sell | T_L_Sell | Total_Sell | T_M_Cost | T_L_Phr | Mat/Lab=1 |  |  | Sell Total
10 | m |  | Item: 7.009 | 21.6 | 216 | ISELL |  |  |  | mu_A | ITEM | [7 empty] | mu :1.23 | [8 empty] | 9.43 | 94.3 | 12.17 | 121.7 | 216 | 76.6 | 3.6 | 802 |  | 110 | 2525.6
|  |  | 200 mm | [6 empty] | n
|  | h | [E25_0062_Quintano_Foods_Elec_ELV_As_Awarded.xlsx]Elec_Rates!$D$774 |  |  | RATE_AAA
10 | 1 | 10 | 074# 200mm cable Tray |  | Local Rate | RTLO_001 | [9 empty] | 5.18 | 51.8 | 0.27 | 2.7 | [17 empty] | 110 | Local Rate
|  | h | [E25_0062_Quintano_Foods_Elec_ELV_As_Awarded.xlsx]Elec_Rates!$D$920 |  |  | RATE_AAA
10 | 1 | 10 | 085# Bracket for 200-300mm cable tray/basket |  | Local Rate | RTLO_002 | [9 empty] | 2.48 | 24.8 | 0.09 | 0.9 | [17 empty] | 110 | Local Rate
[17 empty] | 0 |  | 0
d> | 0 |  |  |  |  | ICOST |  |  |  | mu_A | ITEM | [5 empty] | 76.6 |  | 3.6 | [17 empty] | d>
|  |  |  | Sell Rate | Sell Total |  |  |  |  | IB | [17 empty] | U_M_Sell | T_M_Sell | U_L_Sell | T_L_Sell | Total_Sell | T_M_Cost | T_L_Phr | Mat/Lab=1 |  |  | Sell Total
15 | m |  | Item: 7.01 | 26.03 | 390.45 | ISELL |  |  |  | mu_A | ITEM | [7 empty] | mu :1.23 | [8 empty] | 12.17 | 182.55 | 13.86 | 207.9 | 390.45 | 148.2 | 6.15 | 2315.25 |  | 15 | 410.7
|  |  | 300 mm | [6 empty] | n
|  | h | [E25_0062_Quintano_Foods_Elec_ELV_As_Awarded.xlsx]Elec_Rates!$D$762 |  |  | RATE_AAA
15 | 1 | 15 | 073# 300mm cable Tray |  | Local Rate | RTLO_001 | [9 empty] | 7.4 | 111 | 0.32 | 4.8 | [17 empty] | 15 | Local Rate
|  | h | [E25_0062_Quintano_Foods_Elec_ELV_As_Awarded.xlsx]Elec_Rates!$D$920 |  |  | RATE_AAA
15 | 1 | 15 | 085# Bracket for 200-300mm cable tray/basket |  | Local Rate | RTLO_002 | [9 empty] | 2.48 | 37.2 | 0.09 | 1.35 | [17 empty] | 15 | Local Rate
[17 empty] | 0 |  | 0
d> | 0 |  |  |  |  | ICOST |  |  |  | mu_A | ITEM | [5 empty] | 148.2 |  | 6.15 | [17 empty] | d>
|  |  |  | Sell Rate | Sell Total |  |  |  |  | IB | [17 empty] | U_M_Sell | T_M_Sell | U_L_Sell | T_L_Sell | Total_Sell | T_M_Cost | T_L_Phr | Mat/Lab=1 |  |  | Sell Total
90 | m |  | Item: 7.011 | 55.26 | 4973.4 | ISELL |  |  |  | mu_A | ITEM | [7 empty] | mu :1.23 | [8 empty] | 36.32 | 3268.8 | 18.94 | 1704.6 | 4973.4 | 2655 | 50.4 | 243486 |  | 40 | 2291.6
|  |  | 500 mm | [6 empty] | n
|  | h | [E25_0062_Quintano_Foods_Elec_ELV_As_Awarded.xlsx]Elec_Rates!$D$739 |  |  | RATE_AAA
90 | 1 | 90 | 071# 500mm cable Tray |  | Local Rate | RTLO_002 | [9 empty] | 13.13 | 1181.7 | 0.41 | 36.9 | [17 empty] | 40 | Local Rate
|  | h | [E25_0062_Quintano_Foods_Elec_ELV_As_Awarded.xlsx]Elec_Rates!$D$933 |  |  | RATE_AAA
90 | 1 | 90 | 086# Bracket for 400-600mm cable tray/basket |  | Local Rate | RTLO_001 | [9 empty] | 16.37 | 1473.3 | 0.15 | 13.5 | [17 empty] | 40 | Local Rate
[17 empty] | 0 |  | 0
d> | 0 |  |  |  |  | ICOST |  |  |  | mu_A | ITEM | [5 empty] | 2655 |  | 50.4 | [17 empty] | d>
TB
t
Power - Trunking
|  |  |  | Sell Rate | Sell Total |  |  |  |  | IB | [17 empty] | U_M_Sell | T_M_Sell | U_L_Sell | T_L_Sell | Total_Sell | T_M_Cost | T_L_Phr | Mat/Lab=1 |  |  | Sell Total
5 | m |  | Item: 7.012 | 22.31 | 111.55 | ISELL |  |  |  | mu_A | ITEM | [7 empty] | mu :1.23 | [8 empty] | 10.13 | 50.65 | 12.18 | 60.9 | 111.55 | 41.15 | 1.8 | 214.75 |  | 5 | 118.3
|  |  | 75 x 50 mm | [6 empty] | n
|  | h | [E25_0062_Quintano_Foods_Elec_ELV_As_Awarded.xlsx]Elec_Rates!$D$808 |  |  | RATE_AAA
5 | 1 | 5 | 077# 75x50mm galvanised steel cable trunking |  | Local Rate | RTLO_001 | [9 empty] | 5.86 | 29.3 | 0.27 | 1.35 | [17 empty] | 5 | Local Rate
|  | h | [E25_0062_Quintano_Foods_Elec_ELV_As_Awarded.xlsx]Elec_Rates!$D$907 |  |  | RATE_AAA
5 | 1 | 5 | 084# Bracket for 50-150mm cable tray/basket/trunking |  | Local Rate | RTLO_001 | [9 empty] | 2.37 | 11.85 | 0.09 | 0.45 | [17 empty] | 5 | Local Rate
[17 empty] | 0 |  | 0
d> | 0 |  |  |  |  | ICOST |  |  |  | mu_A | ITEM | [5 empty] | 41.15 |  | 1.8 | [17 empty] | d>
|  |  |  | Sell Rate | Sell Total |  |  |  |  | IB | [17 empty] | U_M_Sell | T_M_Sell | U_L_Sell | T_L_Sell | Total_Sell | T_M_Cost | T_L_Phr | Mat/Lab=1 |  |  | Sell Total
145 | m |  | Item: 7.013 | 24.32 | 3526.4 | ISELL |  |  |  | mu_A | ITEM | [7 empty] | mu :1.23 | [8 empty] | 11.48 | 1664.6 | 12.84 | 1861.8 | 3526.4 | 1351.4 | 55.1 | 203942.5 |  | 145 | 3723.6
|  |  | 75 x 75 mm | [6 empty] | n
|  | h | [E25_0062_Quintano_Foods_Elec_ELV_As_Awarded.xlsx]Elec_Rates!$D$822 |  |  | RATE_AAA
145 | 1 | 145 | 078# 75x75mm galvanised steel cable trunking |  | Local Rate | RTLO_002 | [9 empty] | 6.95 | 1007.75 | 0.29 | 42.05 | [17 empty] | 145 | Local Rate
|  | h | [E25_0062_Quintano_Foods_Elec_ELV_As_Awarded.xlsx]Elec_Rates!$D$907 |  |  | RATE_AAA
145 | 1 | 145 | 084# Bracket for 50-150mm cable tray/basket/trunking |  | Local Rate | RTLO_001 | [9 empty] | 2.37 | 343.65 | 0.09 | 13.05 | [17 empty] | 145 | Local Rate
[17 empty] | 0 |  | 0
d> | 0 |  |  |  |  | ICOST |  |  |  | mu_A | ITEM | [5 empty] | 1351.4 |  | 55.1 | [17 empty] | d>
|  |  |  | Sell Rate | Sell Total |  |  |  |  | IB | [17 empty] | U_M_Sell | T_M_Sell | U_L_Sell | T_L_Sell | Total_Sell | T_M_Cost | T_L_Phr | Mat/Lab=1 |  |  | Sell Total
60 | m |  | Item: 7.014 | 26.93 | 1615.8 | ISELL |  |  |  | mu_A | ITEM | [7 empty] | mu :1.23 | [8 empty] | 12.73 | 763.8 | 14.2 | 852 | 1615.8 | 620.4 | 25.2 | 38736 |  | 60 | 1717.2
|  |  | 100 x 75 mm | [6 empty] | n
|  | h | [E25_0062_Quintano_Foods_Elec_ELV_As_Awarded.xlsx]Elec_Rates!$D$837 |  |  | RATE_AAA
60 | 1 | 60 | 079# 100x75mm galvanised steel cable trunking |  | Local Rate | RTLO_001 | [9 empty] | 7.97 | 478.2 | 0.33 | 19.8 | [17 empty] | 60 | Local Rate
|  | h | [E25_0062_Quintano_Foods_Elec_ELV_As_Awarded.xlsx]Elec_Rates!$D$907 |  |  | RATE_AAA
60 | 1 | 60 | 084# Bracket for 50-150mm cable tray/basket/trunking |  | Local Rate | RTLO_001 | [9 empty] | 2.37 | 142.2 | 0.09 | 5.4 | [17 empty] | 60 | Local Rate
[17 empty] | 0 |  | 0
d> | 0 |  |  |  |  | ICOST |  |  |  | mu_A | ITEM | [5 empty] | 620.4 |  | 25.2 | [17 empty] | d>
TB
t
Data - Trunking
|  |  |  | Sell Rate | Sell Total |  |  |  |  | IB | [17 empty] | U_M_Sell | T_M_Sell | U_L_Sell | T_L_Sell | Total_Sell | T_M_Cost | T_L_Phr | Mat/Lab=1 |  |  | Sell Total
200 | m |  | Item: 7.01500000000001 | 22.31 | 4462 | ISELL |  |  |  | mu_A | ITEM | [7 empty] | mu :1.23 | [8 empty] | 10.13 | 2026 | 12.18 | 2436 | 4462 | 1646 | 72 | 343600 |  | 200 | 4732
|  |  | 75 x 50 mm | [6 empty] | n
|  | h | [E25_0062_Quintano_Foods_Elec_ELV_As_Awarded.xlsx]Elec_Rates!$D$808 |  |  | RATE_AAA
200 | 1 | 200 | 077# 75x50mm galvanised steel cable trunking |  | Local Rate | RTLO_001 | [9 empty] | 5.86 | 1172 | 0.27 | 54 | [17 empty] | 200 | Local Rate
|  | h | [E25_0062_Quintano_Foods_Elec_ELV_As_Awarded.xlsx]Elec_Rates!$D$907 |  |  | RATE_AAA
200 | 1 | 200 | 084# Bracket for 50-150mm cable tray/basket/trunking |  | Local Rate | RTLO_001 | [9 empty] | 2.37 | 474 | 0.09 | 18 | [17 empty] | 200 | Local Rate
[17 empty] | 0 |  | 0
d> | 0 |  |  |  |  | ICOST |  |  |  | mu_A | ITEM | [5 empty] | 1646 |  | 72 | [17 empty] | d>
|  |  |  | Sell Rate | Sell Total |  |  |  |  | IB | [17 empty] | U_M_Sell | T_M_Sell | U_L_Sell | T_L_Sell | Total_Sell | T_M_Cost | T_L_Phr | Mat/Lab=1 |  |  | Sell Total
10 | m |  | Item: 7.01600000000001 | 24.32 | 243.2 | ISELL |  |  |  | mu_A | ITEM | [7 empty] | mu :1.23 | [8 empty] | 11.48 | 114.8 | 12.84 | 128.4 | 243.2 | 93.2 | 3.8 | 970 |  | 10 | 256.8
|  |  | 75 x 75 mm | [6 empty] | n
|  | h | [E25_0062_Quintano_Foods_Elec_ELV_As_Awarded.xlsx]Elec_Rates!$D$822 |  |  | RATE_AAA
10 | 1 | 10 | 078# 75x75mm galvanised steel cable trunking |  | Local Rate | RTLO_002 | [9 empty] | 6.95 | 69.5 | 0.29 | 2.9 | [17 empty] | 10 | Local Rate
|  | h | [E25_0062_Quintano_Foods_Elec_ELV_As_Awarded.xlsx]Elec_Rates!$D$907 |  |  | RATE_AAA
10 | 1 | 10 | 084# Bracket for 50-150mm cable tray/basket/trunking |  | Local Rate | RTLO_001 | [9 empty] | 2.37 | 23.7 | 0.09 | 0.9 | [17 empty] | 10 | Local Rate
[17 empty] | 0 |  | 0
d> | 0 |  |  |  |  | ICOST |  |  |  | mu_A | ITEM | [5 empty] | 93.2 |  | 3.8 | [17 empty] | d>
TB
t
ELV - Trunking
|  |  |  | Sell Rate | Sell Total |  |  |  |  | IB | [17 empty] | U_M_Sell | T_M_Sell | U_L_Sell | T_L_Sell | Total_Sell | T_M_Cost | T_L_Phr | Mat/Lab=1 |  |  | Sell Total
65 | m |  | Item: 7.01700000000001 | 22.31 | 1450.15 | ISELL |  |  |  | mu_A | ITEM | [7 empty] | mu :1.23 | [8 empty] | 10.13 | 658.45 | 12.18 | 791.7 | 1450.15 | 534.95 | 23.4 | 36292.75 |  | 65 | 1537.9
|  |  | 75 x 50 mm | [6 empty] | n
|  | h | [E25_0062_Quintano_Foods_Elec_ELV_As_Awarded.xlsx]Elec_Rates!$D$808 |  |  | RATE_AAA
65 | 1 | 65 | 077# 75x50mm galvanised steel cable trunking |  | Local Rate | RTLO_001 | [9 empty] | 5.86 | 380.9 | 0.27 | 17.55 | [17 empty] | 65 | Local Rate
|  | h | [E25_0062_Quintano_Foods_Elec_ELV_As_Awarded.xlsx]Elec_Rates!$D$907 |  |  | RATE_AAA
65 | 1 | 65 | 084# Bracket for 50-150mm cable tray/basket/trunking |  | Local Rate | RTLO_001 | [9 empty] | 2.37 | 154.05 | 0.09 | 5.85 | [17 empty] | 65 | Local Rate
[17 empty] | 0 |  | 0
d> | 0 |  |  |  |  | ICOST |  |  |  | mu_A | ITEM | [5 empty] | 534.95 |  | 23.4 | [17 empty] | d>
|  |  |  | Sell Rate | Sell Total |  |  |  |  | IB | [17 empty] | U_M_Sell | T_M_Sell | U_L_Sell | T_L_Sell | Total_Sell | T_M_Cost | T_L_Phr | Mat/Lab=1 |  |  | Sell Total
100 | m |  | Item: 7.01800000000001 | 24.32 | 2432 | ISELL |  |  |  | mu_A | ITEM | [7 empty] | mu :1.23 | [8 empty] | 11.48 | 1148 | 12.84 | 1284 | 2432 | 932 | 38 | 97000 |  | 100 | 2568
|  |  | 75 x 75 mm | [6 empty] | n
|  | h | [E25_0062_Quintano_Foods_Elec_ELV_As_Awarded.xlsx]Elec_Rates!$D$822 |  |  | RATE_AAA
100 | 1 | 100 | 078# 75x75mm galvanised steel cable trunking |  | Local Rate | RTLO_002 | [9 empty] | 6.95 | 695 | 0.29 | 29 | [17 empty] | 100 | Local Rate
|  | h | [E25_0062_Quintano_Foods_Elec_ELV_As_Awarded.xlsx]Elec_Rates!$D$907 |  |  | RATE_AAA
100 | 1 | 100 | 084# Bracket for 50-150mm cable tray/basket/trunking |  | Local Rate | RTLO_001 | [9 empty] | 2.37 | 237 | 0.09 | 9 | [17 empty] | 100 | Local Rate
[17 empty] | 0 |  | 0
d> | 0 |  |  |  |  | ICOST |  |  |  | mu_A | ITEM | [5 empty] | 932 |  | 38 | [17 empty] | d>
|  |  |  | Sell Rate | Sell Total |  |  |  |  | IB | [17 empty] | U_M_Sell | T_M_Sell | U_L_Sell | T_L_Sell | Total_Sell | T_M_Cost | T_L_Phr | Mat/Lab=1 |  |  | Sell Total
20 | m |  | Item: 7.01900000000001 | 34.15 | 683 | ISELL |  |  |  | mu_A | ITEM | [7 empty] | mu :1.23 | [8 empty] | 15.22 | 304.4 | 18.93 | 378.6 | 683 | 247.2 | 11.2 | 5168 |  | 20 | 723.6
|  |  | 150 x 75 mm | [6 empty] | n
|  | h | [E25_0062_Quintano_Foods_Elec_ELV_As_Awarded.xlsx]Elec_Rates!$D$851 |  |  | RATE_AAA
20 | 1 | 20 | 080# 150x75mm galvanised steel cable trunking |  | Local Rate | RTLO_002 | [9 empty] | 9.99 | 199.8 | 0.47 | 9.4 | [17 empty] | 20 | Local Rate
|  | h | [E25_0062_Quintano_Foods_Elec_ELV_As_Awarded.xlsx]Elec_Rates!$D$907 |  |  | RATE_AAA
20 | 1 | 20 | 084# Bracket for 50-150mm cable tray/basket/trunking |  | Local Rate | RTLO_001 | [9 empty] | 2.37 | 47.4 | 0.09 | 1.8 | [17 empty] | 20 | Local Rate
[17 empty] | 0 |  | 0
d> | 0 |  |  |  |  | ICOST |  |  |  | mu_A | ITEM | [5 empty] | 247.2 |  | 11.2 | [17 empty] | d>
TB
t
Level 0
TB
t
Cable tray - Power
|  |  |  | Sell Rate | Sell Total |  |  |  |  | IB | [17 empty] | U_M_Sell | T_M_Sell | U_L_Sell | T_L_Sell | Total_Sell | T_M_Cost | T_L_Phr | Mat/Lab=1 |  |  | Sell Total
20 | m |  | Item: 7.02000000000001 | 16.87 | 337.4 | ISELL |  |  |  | mu_A | ITEM | [7 empty] | mu :1.23 | [8 empty] | 7.75 | 155 | 9.12 | 182.4 | 337.4 | 125.8 | 5.4 | 2624 |  | 20 | 357.8
|  |  | 100 mm | [6 empty] | n
|  | h | [E25_0062_Quintano_Foods_Elec_ELV_As_Awarded.xlsx]Elec_Rates!$D$785 |  |  | RATE_AAA
20 | 1 | 20 | 075# 100mm cable Tray |  | Local Rate | RTLO_002 | [9 empty] | 3.92 | 78.4 | 0.18 | 3.6 | [17 empty] | 20 | Local Rate
|  | h | [E25_0062_Quintano_Foods_Elec_ELV_As_Awarded.xlsx]Elec_Rates!$D$907 |  |  | RATE_AAA
20 | 1 | 20 | 084# Bracket for 50-150mm cable tray/basket/trunking |  | Local Rate | RTLO_001 | [9 empty] | 2.37 | 47.4 | 0.09 | 1.8 | [17 empty] | 20 | Local Rate
[17 empty] | 0 |  | 0
d> | 0 |  |  |  |  | ICOST |  |  |  | mu_A | ITEM | [5 empty] | 125.8 |  | 5.4 | [17 empty] | d>
|  |  |  | Sell Rate | Sell Total |  |  |  |  | IB | [17 empty] | U_M_Sell | T_M_Sell | U_L_Sell | T_L_Sell | Total_Sell | T_M_Cost | T_L_Phr | Mat/Lab=1 |  |  | Sell Total
40 | m |  | Item: 7.02100000000001 | 21.6 | 864 | ISELL |  |  |  | mu_A | ITEM | [7 empty] | mu :1.23 | [8 empty] | 9.43 | 377.2 | 12.17 | 486.8 | 864 | 306.4 | 14.4 | 12832 |  | 40 | 918.4
|  |  | 200 mm | [6 empty] | n
|  | h | [E25_0062_Quintano_Foods_Elec_ELV_As_Awarded.xlsx]Elec_Rates!$D$774 |  |  | RATE_AAA
40 | 1 | 40 | 074# 200mm cable Tray |  | Local Rate | RTLO_001 | [9 empty] | 5.18 | 207.2 | 0.27 | 10.8 | [17 empty] | 40 | Local Rate
|  | h | [E25_0062_Quintano_Foods_Elec_ELV_As_Awarded.xlsx]Elec_Rates!$D$920 |  |  | RATE_AAA
40 | 1 | 40 | 085# Bracket for 200-300mm cable tray/basket |  | Local Rate | RTLO_002 | [9 empty] | 2.48 | 99.2 | 0.09 | 3.6 | [17 empty] | 40 | Local Rate
[17 empty] | 0 |  | 0
d> | 0 |  |  |  |  | ICOST |  |  |  | mu_A | ITEM | [5 empty] | 306.4 |  | 14.4 | [17 empty] | d>
|  |  |  | Sell Rate | Sell Total |  |  |  |  | IB | [17 empty] | U_M_Sell | T_M_Sell | U_L_Sell | T_L_Sell | Total_Sell | T_M_Cost | T_L_Phr | Mat/Lab=1 |  |  | Sell Total
35 | m |  | Item: 7.02200000000001 | 26.03 | 911.05 | ISELL |  |  |  | mu_A | ITEM | [7 empty] | mu :1.23 | [8 empty] | 12.17 | 425.95 | 13.86 | 485.1 | 911.05 | 345.8 | 14.35 | 12605.25 |  | 35 | 958.3
|  |  | 300 mm | [6 empty] | n
|  | h | [E25_0062_Quintano_Foods_Elec_ELV_As_Awarded.xlsx]Elec_Rates!$D$762 |  |  | RATE_AAA
35 | 1 | 35 | 073# 300mm cable Tray |  | Local Rate | RTLO_001 | [9 empty] | 7.4 | 259 | 0.32 | 11.2 | [17 empty] | 35 | Local Rate
|  | h | [E25_0062_Quintano_Foods_Elec_ELV_As_Awarded.xlsx]Elec_Rates!$D$920 |  |  | RATE_AAA
35 | 1 | 35 | 085# Bracket for 200-300mm cable tray/basket |  | Local Rate | RTLO_002 | [9 empty] | 2.48 | 86.8 | 0.09 | 3.15 | [17 empty] | 35 | Local Rate
[17 empty] | 0 |  | 0
d> | 0 |  |  |  |  | ICOST |  |  |  | mu_A | ITEM | [5 empty] | 345.8 |  | 14.35 | [17 empty] | d>
TB
t
Cable tray - Fire Safety
|  |  |  | Sell Rate | Sell Total |  |  |  |  | IB | [17 empty] | U_M_Sell | T_M_Sell | U_L_Sell | T_L_Sell | Total_Sell | T_M_Cost | T_L_Phr | Mat/Lab=1 |  |  | Sell Total
65 | m |  | Item: 7.02300000000001 | 0 | 0 | ISELL |  |  |  | mu_A | ITEM |  |  |  |  | Omitted by consultant |  |  | 0.00 | [8 empty] | 0 | 0 | 0 | 0 | 0 | 0 | 0 | 0 |  | 65 | 1492.4
|  |  | 200 mm | [6 empty] | n
|  | h | [E25_0062_Quintano_Foods_Elec_ELV_As_Awarded.xlsx]Elec_Rates!$D$774 |  |  | RATE_AAA
0 | 1 | 0 | 074# 200mm cable Tray |  | Local Rate | RTLO_001 | [9 empty] | 5.18 | 0 | 0.27 | 0 | [17 empty] | 65 | Local Rate
|  | h | [E25_0062_Quintano_Foods_Elec_ELV_As_Awarded.xlsx]Elec_Rates!$D$920 |  |  | RATE_AAA
0 | 1 | 0 | 085# Bracket for 200-300mm cable tray/basket |  | Local Rate | RTLO_002 | [9 empty] | 2.48 | 0 | 0.09 | 0 | [17 empty] | 65 | Local Rate
[17 empty] | 0 |  | 0
d> | 0 |  |  |  |  | ICOST |  |  |  | mu_A | ITEM | [5 empty] | 0 |  | 0 | [17 empty] | d>
|  |  |  | Sell Rate | Sell Total |  |  |  |  | IB | [17 empty] | U_M_Sell | T_M_Sell | U_L_Sell | T_L_Sell | Total_Sell | T_M_Cost | T_L_Phr | Mat/Lab=1 |  |  | Sell Total
65 | m |  | Item: 7.02400000000001 | 0 | 0 | ISELL |  |  |  | mu_A | ITEM |  |  |  |  | Omitted by consultant |  |  | 0.00 | [8 empty] | 0 | 0 | 0 | 0 | 0 | 0 | 0 | 0 |  | 65 | 3723.85
|  |  | 500 mm | [6 empty] | n
|  | h | [E25_0062_Quintano_Foods_Elec_ELV_As_Awarded.xlsx]Elec_Rates!$D$739 |  |  | RATE_AAA
0 | 1 | 0 | 071# 500mm cable Tray |  | Local Rate | RTLO_002 | [9 empty] | 13.13 | 0 | 0.41 | 0 | [17 empty] | 65 | Local Rate
|  | h | [E25_0062_Quintano_Foods_Elec_ELV_As_Awarded.xlsx]Elec_Rates!$D$933 |  |  | RATE_AAA
0 | 1 | 0 | 086# Bracket for 400-600mm cable tray/basket |  | Local Rate | RTLO_001 | [9 empty] | 16.37 | 0 | 0.15 | 0 | [17 empty] | 65 | Local Rate
[17 empty] | 0 |  | 0
d> | 0 |  |  |  |  | ICOST |  |  |  | mu_A | ITEM | [5 empty] | 0 |  | 0 | [17 empty] | d>
TB
t
Power - Trunking
|  |  |  | Sell Rate | Sell Total |  |  |  |  | IB | [17 empty] | U_M_Sell | T_M_Sell | U_L_Sell | T_L_Sell | Total_Sell | T_M_Cost | T_L_Phr | Mat/Lab=1 |  |  | Sell Total
20 | m |  | Item: 7.02500000000001 | 24.32 | 486.4 | ISELL |  |  |  | mu_A | ITEM | [7 empty] | mu :1.23 | [8 empty] | 11.48 | 229.6 | 12.84 | 256.8 | 486.4 | 186.4 | 7.6 | 3880 |  | 20 | 513.6
|  |  | 75 x 75 mm | [6 empty] | n
|  | h | [E25_0062_Quintano_Foods_Elec_ELV_As_Awarded.xlsx]Elec_Rates!$D$822 |  |  | RATE_AAA
20 | 1 | 20 | 078# 75x75mm galvanised steel cable trunking |  | Local Rate | RTLO_002 | [9 empty] | 6.95 | 139 | 0.29 | 5.8 | [17 empty] | 20 | Local Rate
|  | h | [E25_0062_Quintano_Foods_Elec_ELV_As_Awarded.xlsx]Elec_Rates!$D$907 |  |  | RATE_AAA
20 | 1 | 20 | 084# Bracket for 50-150mm cable tray/basket/trunking |  | Local Rate | RTLO_001 | [9 empty] | 2.37 | 47.4 | 0.09 | 1.8 | [17 empty] | 20 | Local Rate
[17 empty] | 0 |  | 0
d> | 0 |  |  |  |  | ICOST |  |  |  | mu_A | ITEM | [5 empty] | 186.4 |  | 7.6 | [17 empty] | d>
TB
t
Data - Trunking
|  |  |  | Sell Rate | Sell Total |  |  |  |  | IB | [17 empty] | U_M_Sell | T_M_Sell | U_L_Sell | T_L_Sell | Total_Sell | T_M_Cost | T_L_Phr | Mat/Lab=1 |  |  | Sell Total
25 | m |  | Item: 7.02600000000001 | 24.32 | 608 | ISELL |  |  |  | mu_A | ITEM | [7 empty] | mu :1.23 | [8 empty] | 11.48 | 287 | 12.84 | 321 | 608 | 233 | 9.5 | 6062.5 |  | 25 | 642
|  |  | 75 x 75 mm | [6 empty] | n
|  | h | [E25_0062_Quintano_Foods_Elec_ELV_As_Awarded.xlsx]Elec_Rates!$D$822 |  |  | RATE_AAA
25 | 1 | 25 | 078# 75x75mm galvanised steel cable trunking |  | Local Rate | RTLO_002 | [9 empty] | 6.95 | 173.75 | 0.29 | 7.25 | [17 empty] | 25 | Local Rate
|  | h | [E25_0062_Quintano_Foods_Elec_ELV_As_Awarded.xlsx]Elec_Rates!$D$907 |  |  | RATE_AAA
25 | 1 | 25 | 084# Bracket for 50-150mm cable tray/basket/trunking |  | Local Rate | RTLO_001 | [9 empty] | 2.37 | 59.25 | 0.09 | 2.25 | [17 empty] | 25 | Local Rate
[17 empty] | 0 |  | 0
d> | 0 |  |  |  |  | ICOST |  |  |  | mu_A | ITEM | [5 empty] | 233 |  | 9.5 | [17 empty] | d>
TB
t
ELV - Trunking
|  |  |  | Sell Rate | Sell Total |  |  |  |  | IB | [17 empty] | U_M_Sell | T_M_Sell | U_L_Sell | T_L_Sell | Total_Sell | T_M_Cost | T_L_Phr | Mat/Lab=1 |  |  | Sell Total
25 | m |  | Item: 7.02700000000001 | 24.32 | 608 | ISELL |  |  |  | mu_A | ITEM | [7 empty] | mu :1.23 | [8 empty] | 11.48 | 287 | 12.84 | 321 | 608 | 233 | 9.5 | 6062.5 |  | 25 | 642
|  |  | 75 x 75 mm | [6 empty] | n
|  | h | [E25_0062_Quintano_Foods_Elec_ELV_As_Awarded.xlsx]Elec_Rates!$D$822 |  |  | RATE_AAA
25 | 1 | 25 | 078# 75x75mm galvanised steel cable trunking |  | Local Rate | RTLO_002 | [9 empty] | 6.95 | 173.75 | 0.29 | 7.25 | [17 empty] | 25 | Local Rate
|  | h | [E25_0062_Quintano_Foods_Elec_ELV_As_Awarded.xlsx]Elec_Rates!$D$907 |  |  | RATE_AAA
25 | 1 | 25 | 084# Bracket for 50-150mm cable tray/basket/trunking |  | Local Rate | RTLO_001 | [9 empty] | 2.37 | 59.25 | 0.09 | 2.25 | [17 empty] | 25 | Local Rate
[17 empty] | 0 |  | 0
d> | 0 |  |  |  |  | ICOST |  |  |  | mu_A | ITEM | [5 empty] | 233 |  | 9.5 | [17 empty] | d>
TB
t
PVC Sleeves
|  |  |  | Sell Rate | Sell Total |  |  |  |  | IB | [17 empty] | U_M_Sell | T_M_Sell | U_L_Sell | T_L_Sell | Total_Sell | T_M_Cost | T_L_Phr | Mat/Lab=1 |  |  | Sell Total
300 | m |  | Item: 7.02800000000001 | 9.74 | 2922 | ISELL |  |  |  | mu_A | ITEM | [7 empty] | mu :1.23 | [8 empty] | 4.11 | 1233 | 5.63 | 1689 | 2922 | 1002.5 | 49.95 | 315735 |  | 300 | 3111
|  |  | Dia. 80mm Sleeves | [6 empty] | n
300 | m |  | PVC Cable Duct 80mm | Prices from Jason Camilleri €4.38 per 3metres 1.5mm thickness |  | PIPE_006 | 520 | (__) | 80mm |  |  |  |  | 1 | 2004-04-10 | 2.2 | 660 | 0.15 | 40.5 | [17 empty] | 300
20 | No. |  | PVC Cable Duct 80mm - Sockets |  |  | PIPE_006 | 520 | (__) | 80mm |  |  |  |  | 1 | 2004-04-10 | 1.5 | 30 | 0.15 | 2.7 | [17 empty] | 20
10 | No. |  | PVC Cable Duct 80mm - 45deg elbow |  |  | PIPE_006 | 520 | (__) | 80mm |  |  |  |  | 1 | 2004-04-10 | 2 | 20 | 0.15 | 1.35 | [17 empty] | 10
45 | tube |  | Tangit Glue |  |  | CONS_044 | 875 | (__) |  | 01-006 |  |  |  | 1 | 2004-04-17 | 6.5 | 292.5 |  | 0 | [17 empty] | 45
1 | No |  | Labour only (FIX 1) | Coring of wall at DB-LA |  | LABO_005 | 900 | MISC | [5 empty] | 1 |  |  | 0 | 6 | 5.4 | NoMat? | [16 empty] | 1
[17 empty] | 0 |  | 0
d> | 0 |  |  |  |  | ICOST |  |  |  | mu_A | ITEM | [5 empty] | 1002.5 |  | 49.95 | [17 empty] | d>
TB
t
Level 1
TB
t
Cable tray - Power
|  |  |  | Sell Rate | Sell Total |  |  |  |  | IB | [17 empty] | U_M_Sell | T_M_Sell | U_L_Sell | T_L_Sell | Total_Sell | T_M_Cost | T_L_Phr | Mat/Lab=1 |  |  | Sell Total
25 | m |  | Item: 7.02900000000001 | 16.87 | 421.75 | ISELL |  |  |  | mu_A | ITEM | [7 empty] | mu :1.23 | [8 empty] | 7.75 | 193.75 | 9.12 | 228 | 421.75 | 157.25 | 6.75 | 4100 |  | 25 | 447.25
|  |  | 100 mm | [6 empty] | n
|  | h | [E25_0062_Quintano_Foods_Elec_ELV_As_Awarded.xlsx]Elec_Rates!$D$785 |  |  | RATE_AAA
25 | 1 | 25 | 075# 100mm cable Tray |  | Local Rate | RTLO_002 | [9 empty] | 3.92 | 98 | 0.18 | 4.5 | [17 empty] | 25 | Local Rate
|  | h | [E25_0062_Quintano_Foods_Elec_ELV_As_Awarded.xlsx]Elec_Rates!$D$907 |  |  | RATE_AAA
25 | 1 | 25 | 084# Bracket for 50-150mm cable tray/basket/trunking |  | Local Rate | RTLO_001 | [9 empty] | 2.37 | 59.25 | 0.09 | 2.25 | [17 empty] | 25 | Local Rate
[17 empty] | 0 |  | 0
d> | 0 |  |  |  |  | ICOST |  |  |  | mu_A | ITEM | [5 empty] | 157.25 |  | 6.75 | [17 empty] | d>
TB
t
Cable tray - Plumbing
|  |  |  | Sell Rate | Sell Total |  |  |  |  | IB | [17 empty] | U_M_Sell | T_M_Sell | U_L_Sell | T_L_Sell | Total_Sell | T_M_Cost | T_L_Phr | Mat/Lab=1 |  |  | Sell Total
20 | m |  | Item: 7.03000000000001 | 16.87 | 337.4 | ISELL |  |  |  | mu_A | ITEM | [7 empty] | mu :1.23 | [8 empty] | 7.75 | 155 | 9.12 | 182.4 | 337.4 | 125.8 | 5.4 | 2624 |  | 20 | 357.8
|  |  | 100 mm | [6 empty] | n
|  | h | [E25_0062_Quintano_Foods_Elec_ELV_As_Awarded.xlsx]Elec_Rates!$D$785 |  |  | RATE_AAA
20 | 1 | 20 | 075# 100mm cable Tray |  | Local Rate | RTLO_002 | [9 empty] | 3.92 | 78.4 | 0.18 | 3.6 | [17 empty] | 20 | Local Rate
|  | h | [E25_0062_Quintano_Foods_Elec_ELV_As_Awarded.xlsx]Elec_Rates!$D$907 |  |  | RATE_AAA
20 | 1 | 20 | 084# Bracket for 50-150mm cable tray/basket/trunking |  | Local Rate | RTLO_001 | [9 empty] | 2.37 | 47.4 | 0.09 | 1.8 | [17 empty] | 20 | Local Rate
[17 empty] | 0 |  | 0
d> | 0 |  |  |  |  | ICOST |  |  |  | mu_A | ITEM | [5 empty] | 125.8 |  | 5.4 | [17 empty] | d>
TB
t
Power - Trunking
|  |  |  | Sell Rate | Sell Total |  |  |  |  | IB | [17 empty] | U_M_Sell | T_M_Sell | U_L_Sell | T_L_Sell | Total_Sell | T_M_Cost | T_L_Phr | Mat/Lab=1 |  |  | Sell Total
10 | m |  | Item: 7.03100000000001 | 22.31 | 223.1 | ISELL |  |  |  | mu_A | ITEM | [7 empty] | mu :1.23 | [8 empty] | 10.13 | 101.3 | 12.18 | 121.8 | 223.1 | 82.3 | 3.6 | 859 |  | 10 | 236.6
|  |  | 75 x 50 mm | [6 empty] | n
|  | h | [E25_0062_Quintano_Foods_Elec_ELV_As_Awarded.xlsx]Elec_Rates!$D$808 |  |  | RATE_AAA
10 | 1 | 10 | 077# 75x50mm galvanised steel cable trunking |  | Local Rate | RTLO_001 | [9 empty] | 5.86 | 58.6 | 0.27 | 2.7 | [17 empty] | 10 | Local Rate
|  | h | [E25_0062_Quintano_Foods_Elec_ELV_As_Awarded.xlsx]Elec_Rates!$D$907 |  |  | RATE_AAA
10 | 1 | 10 | 084# Bracket for 50-150mm cable tray/basket/trunking |  | Local Rate | RTLO_001 | [9 empty] | 2.37 | 23.7 | 0.09 | 0.9 | [17 empty] | 10 | Local Rate
[17 empty] | 0 |  | 0
d> | 0 |  |  |  |  | ICOST |  |  |  | mu_A | ITEM | [5 empty] | 82.3 |  | 3.6 | [17 empty] | d>
|  |  |  | Sell Rate | Sell Total |  |  |  |  | IB | [17 empty] | U_M_Sell | T_M_Sell | U_L_Sell | T_L_Sell | Total_Sell | T_M_Cost | T_L_Phr | Mat/Lab=1 |  |  | Sell Total
20 | m |  | Item: 7.03200000000001 | 24.32 | 486.4 | ISELL |  |  |  | mu_A | ITEM | [7 empty] | mu :1.23 | [8 empty] | 11.48 | 229.6 | 12.84 | 256.8 | 486.4 | 186.4 | 7.6 | 3880 |  | 20 | 513.6
|  |  | 75 x 75 mm | [6 empty] | n
|  | h | [E25_0062_Quintano_Foods_Elec_ELV_As_Awarded.xlsx]Elec_Rates!$D$822 |  |  | RATE_AAA
20 | 1 | 20 | 078# 75x75mm galvanised steel cable trunking |  | Local Rate | RTLO_002 | [9 empty] | 6.95 | 139 | 0.29 | 5.8 | [17 empty] | 20 | Local Rate
|  | h | [E25_0062_Quintano_Foods_Elec_ELV_As_Awarded.xlsx]Elec_Rates!$D$907 |  |  | RATE_AAA
20 | 1 | 20 | 084# Bracket for 50-150mm cable tray/basket/trunking |  | Local Rate | RTLO_001 | [9 empty] | 2.37 | 47.4 | 0.09 | 1.8 | [17 empty] | 20 | Local Rate
[17 empty] | 0 |  | 0
d> | 0 |  |  |  |  | ICOST |  |  |  | mu_A | ITEM | [5 empty] | 186.4 |  | 7.6 | [17 empty] | d>
|  |  |  | Sell Rate | Sell Total |  |  |  |  | IB | [17 empty] | U_M_Sell | T_M_Sell | U_L_Sell | T_L_Sell | Total_Sell | T_M_Cost | T_L_Phr | Mat/Lab=1 |  |  | Sell Total
10 | m |  | Item: 7.03300000000001 | 26.93 | 269.3 | ISELL |  |  |  | mu_A | ITEM | [7 empty] | mu :1.23 | [8 empty] | 12.73 | 127.3 | 14.2 | 142 | 269.3 | 103.4 | 4.2 | 1076 |  | 10 | 286.2
|  |  | 100 x 75 mm | [6 empty] | n
|  | h | [E25_0062_Quintano_Foods_Elec_ELV_As_Awarded.xlsx]Elec_Rates!$D$837 |  |  | RATE_AAA
10 | 1 | 10 | 079# 100x75mm galvanised steel cable trunking |  | Local Rate | RTLO_001 | [9 empty] | 7.97 | 79.7 | 0.33 | 3.3 | [17 empty] | 10 | Local Rate
|  | h | [E25_0062_Quintano_Foods_Elec_ELV_As_Awarded.xlsx]Elec_Rates!$D$907 |  |  | RATE_AAA
10 | 1 | 10 | 084# Bracket for 50-150mm cable tray/basket/trunking |  | Local Rate | RTLO_001 | [9 empty] | 2.37 | 23.7 | 0.09 | 0.9 | [17 empty] | 10 | Local Rate
[17 empty] | 0 |  | 0
d> | 0 |  |  |  |  | ICOST |  |  |  | mu_A | ITEM | [5 empty] | 103.4 |  | 4.2 | [17 empty] | d>
TB
t
Data - Trunking
|  |  |  | Sell Rate | Sell Total |  |  |  |  | IB | [17 empty] | U_M_Sell | T_M_Sell | U_L_Sell | T_L_Sell | Total_Sell | T_M_Cost | T_L_Phr | Mat/Lab=1 |  |  | Sell Total
10 | m |  | Item: 7.03400000000001 | 24.32 | 243.2 | ISELL |  |  |  | mu_A | ITEM | [7 empty] | mu :1.23 | [8 empty] | 11.48 | 114.8 | 12.84 | 128.4 | 243.2 | 93.2 | 3.8 | 970 |  | 10 | 256.8
|  |  | 75 x 75 mm | [6 empty] | n
|  | h | [E25_0062_Quintano_Foods_Elec_ELV_As_Awarded.xlsx]Elec_Rates!$D$822 |  |  | RATE_AAA
10 | 1 | 10 | 078# 75x75mm galvanised steel cable trunking |  | Local Rate | RTLO_002 | [9 empty] | 6.95 | 69.5 | 0.29 | 2.9 | [17 empty] | 10 | Local Rate
|  | h | [E25_0062_Quintano_Foods_Elec_ELV_As_Awarded.xlsx]Elec_Rates!$D$907 |  |  | RATE_AAA
10 | 1 | 10 | 084# Bracket for 50-150mm cable tray/basket/trunking |  | Local Rate | RTLO_001 | [9 empty] | 2.37 | 23.7 | 0.09 | 0.9 | [17 empty] | 10 | Local Rate
[17 empty] | 0 |  | 0
d> | 0 |  |  |  |  | ICOST |  |  |  | mu_A | ITEM | [5 empty] | 93.2 |  | 3.8 | [17 empty] | d>
|  |  |  | Sell Rate | Sell Total |  |  |  |  | IB | [17 empty] | U_M_Sell | T_M_Sell | U_L_Sell | T_L_Sell | Total_Sell | T_M_Cost | T_L_Phr | Mat/Lab=1 |  |  | Sell Total
5 | m |  | Item: 7.03500000000001 | 34.15 | 170.75 | ISELL |  |  |  | mu_A | ITEM | [7 empty] | mu :1.23 | [8 empty] | 15.22 | 76.1 | 18.93 | 94.65 | 170.75 | 61.8 | 2.8 | 323 |  | 5 | 180.9
|  |  | 125 x 75 mm | [6 empty] | n
|  | h | [E25_0062_Quintano_Foods_Elec_ELV_As_Awarded.xlsx]Elec_Rates!$D$851 |  |  | RATE_AAA
5 | 1 | 5 | 080# 150x75mm galvanised steel cable trunking |  | Local Rate | RTLO_002 | [9 empty] | 9.99 | 49.95 | 0.47 | 2.35 | [17 empty] | 5 | Local Rate
|  | h | [E25_0062_Quintano_Foods_Elec_ELV_As_Awarded.xlsx]Elec_Rates!$D$907 |  |  | RATE_AAA
5 | 1 | 5 | 084# Bracket for 50-150mm cable tray/basket/trunking |  | Local Rate | RTLO_001 | [9 empty] | 2.37 | 11.85 | 0.09 | 0.45 | [17 empty] | 5 | Local Rate
[17 empty] | 0 |  | 0
d> | 0 |  |  |  |  | ICOST |  |  |  | mu_A | ITEM | [5 empty] | 61.8 |  | 2.8 | [17 empty] | d>
|  |  |  | Sell Rate | Sell Total |  |  |  |  | IB | [17 empty] | U_M_Sell | T_M_Sell | U_L_Sell | T_L_Sell | Total_Sell | T_M_Cost | T_L_Phr | Mat/Lab=1 |  |  | Sell Total
10 | m |  | Item: 7.03600000000001 | 34.15 | 341.5 | ISELL |  |  |  | mu_A | ITEM | [7 empty] | mu :1.23 | [8 empty] | 15.22 | 152.2 | 18.93 | 189.3 | 341.5 | 123.6 | 5.6 | 1292 |  | 10 | 361.8
|  |  | 150 x 75 mm | [6 empty] | n
|  | h | [E25_0062_Quintano_Foods_Elec_ELV_As_Awarded.xlsx]Elec_Rates!$D$851 |  |  | RATE_AAA
10 | 1 | 10 | 080# 150x75mm galvanised steel cable trunking |  | Local Rate | RTLO_002 | [9 empty] | 9.99 | 99.9 | 0.47 | 4.7 | [17 empty] | 10 | Local Rate
|  | h | [E25_0062_Quintano_Foods_Elec_ELV_As_Awarded.xlsx]Elec_Rates!$D$907 |  |  | RATE_AAA
10 | 1 | 10 | 084# Bracket for 50-150mm cable tray/basket/trunking |  | Local Rate | RTLO_001 | [9 empty] | 2.37 | 23.7 | 0.09 | 0.9 | [17 empty] | 10 | Local Rate
[17 empty] | 0 |  | 0
d> | 0 |  |  |  |  | ICOST |  |  |  | mu_A | ITEM | [5 empty] | 123.6 |  | 5.6 | [17 empty] | d>
|  |  |  | Sell Rate | Sell Total |  |  |  |  | IB | [17 empty] | U_M_Sell | T_M_Sell | U_L_Sell | T_L_Sell | Total_Sell | T_M_Cost | T_L_Phr | Mat/Lab=1 |  |  | Sell Total
10 | m |  | Item: 7.03700000000001 | 45.94 | 459.4 | ISELL |  |  |  | mu_A | ITEM | [7 empty] | mu :1.23 | [8 empty] | 22.95 | 229.5 | 22.99 | 229.9 | 459.4 | 186.4 | 6.8 | 1932 |  | 10 | 483.1
|  |  | 250 x 75 mm | [6 empty] | n
|  | h | [E25_0062_Quintano_Foods_Elec_ELV_As_Awarded.xlsx]Elec_Rates!$D$879 |  |  | RATE_AAA
10 | 1 | 10 | 082# 250x75mm galvanised steel cable trunking |  | Local Rate | RTLO_001 | [9 empty] | 16.16 | 161.6 | 0.59 | 5.9 | [17 empty] | 10 | Local Rate
|  | h | [E25_0062_Quintano_Foods_Elec_ELV_As_Awarded.xlsx]Elec_Rates!$D$920 |  |  | RATE_AAA
10 | 1 | 10 | 085# Bracket for 200-300mm cable tray/basket |  | Local Rate | RTLO_002 | [9 empty] | 2.48 | 24.8 | 0.09 | 0.9 | [17 empty] | 10 | Local Rate
[17 empty] | 0 |  | 0
d> | 0 |  |  |  |  | ICOST |  |  |  | mu_A | ITEM | [5 empty] | 186.4 |  | 6.8 | [17 empty] | d>
TB
t
ELV - Trunking
|  |  |  | Sell Rate | Sell Total |  |  |  |  | IB | [17 empty] | U_M_Sell | T_M_Sell | U_L_Sell | T_L_Sell | Total_Sell | T_M_Cost | T_L_Phr | Mat/Lab=1 |  |  | Sell Total
15 | m |  | Item: 7.03800000000001 | 22.31 | 334.65 | ISELL |  |  |  | mu_A | ITEM | [7 empty] | mu :1.23 | [8 empty] | 10.13 | 151.95 | 12.18 | 182.7 | 334.65 | 123.45 | 5.4 | 1932.75 |  | 15 | 354.9
|  |  | 75 x 50 mm | [6 empty] | n
|  | h | [E25_0062_Quintano_Foods_Elec_ELV_As_Awarded.xlsx]Elec_Rates!$D$808 |  |  | RATE_AAA
15 | 1 | 15 | 077# 75x50mm galvanised steel cable trunking |  | Local Rate | RTLO_001 | [9 empty] | 5.86 | 87.9 | 0.27 | 4.05 | [17 empty] | 15 | Local Rate
|  | h | [E25_0062_Quintano_Foods_Elec_ELV_As_Awarded.xlsx]Elec_Rates!$D$907 |  |  | RATE_AAA
15 | 1 | 15 | 084# Bracket for 50-150mm cable tray/basket/trunking |  | Local Rate | RTLO_001 | [9 empty] | 2.37 | 35.55 | 0.09 | 1.35 | [17 empty] | 15 | Local Rate
[17 empty] | 0 |  | 0
d> | 0 |  |  |  |  | ICOST |  |  |  | mu_A | ITEM | [5 empty] | 123.45 |  | 5.4 | [17 empty] | d>
|  |  |  | Sell Rate | Sell Total |  |  |  |  | IB | [17 empty] | U_M_Sell | T_M_Sell | U_L_Sell | T_L_Sell | Total_Sell | T_M_Cost | T_L_Phr | Mat/Lab=1 |  |  | Sell Total
20 | m |  | Item: 7.03900000000001 | 24.32 | 486.4 | ISELL |  |  |  | mu_A | ITEM | [7 empty] | mu :1.23 | [8 empty] | 11.48 | 229.6 | 12.84 | 256.8 | 486.4 | 186.4 | 7.6 | 3880 |  | 20 | 513.6
|  |  | 75 x 75 mm | [6 empty] | n
|  | h | [E25_0062_Quintano_Foods_Elec_ELV_As_Awarded.xlsx]Elec_Rates!$D$822 |  |  | RATE_AAA
20 | 1 | 20 | 078# 75x75mm galvanised steel cable trunking |  | Local Rate | RTLO_002 | [9 empty] | 6.95 | 139 | 0.29 | 5.8 | [17 empty] | 20 | Local Rate
|  | h | [E25_0062_Quintano_Foods_Elec_ELV_As_Awarded.xlsx]Elec_Rates!$D$907 |  |  | RATE_AAA
20 | 1 | 20 | 084# Bracket for 50-150mm cable tray/basket/trunking |  | Local Rate | RTLO_001 | [9 empty] | 2.37 | 47.4 | 0.09 | 1.8 | [17 empty] | 20 | Local Rate
[17 empty] | 0 |  | 0
d> | 0 |  |  |  |  | ICOST |  |  |  | mu_A | ITEM | [5 empty] | 186.4 |  | 7.6 | [17 empty] | d>
SB | [36 empty] | SB
| -3.4297 |  | PAGE: 27 |  | 53083.45 | [5 empty] | PAGE | [5 empty] | 23380.2 |  | 718.6 | [18 empty] | 59651.2
| Discy: |  |  |  | PAGE SELL | [11 empty] | PAGE MAT |  | PAGE LAB | [18 empty] | PAGE SELL
TB
t
Level 2
TB
t
Cable tray - Power
|  |  |  | Sell Rate | Sell Total |  |  |  |  | IB | [17 empty] | U_M_Sell | T_M_Sell | U_L_Sell | T_L_Sell | Total_Sell | T_M_Cost | T_L_Phr | Mat/Lab=1 |  |  | Sell Total
145 | m |  | Item: 7.04000000000001 | 47.93 | 6949.85 | ISELL |  |  |  | mu_A | ITEM | [7 empty] | mu :1.23 | [8 empty] | 37.45 | 5430.25 | 10.48 | 1519.6 | 6949.85 | 4409.45 | 44.95 | 645888 |  | 155 | 7638.4
|  |  | 100 mm | [6 empty] | n
|  | h | [E25_0062_Quintano_Foods_Elec_ELV_As_Awarded.xlsx]Elec_Rates!$D$785 |  |  | RATE_AAA
145 | 1 | 145 | 075# 100mm cable Tray |  | Local Rate | RTLO_002 | [9 empty] | 3.92 | 568.4 | 0.18 | 26.1 | [17 empty] | 155 | Local Rate
|  | h | [E25_0062_Quintano_Foods_Elec_ELV_As_Awarded.xlsx]Elec_Rates!$D$948 |  |  | RATE_AAA
145 | 1 | 145 | 087# Bracket for Cable containment in warehouse |  | Local Rate | RTLO_001 | [9 empty] | 24.38 | 3535.1 | 0.13 | 18.85 | [17 empty] | 155 | Local Rate
|  | h | [E25_0062_Quintano_Foods_Elec_ELV_As_Awarded.xlsx]Elec_Rates!$D$994 |  |  | RATE_AAA
145 | 1 | 145 | 088# Scissors lift in Warehouse for cable tray and trunking (Excluding bracketing) |  | Local Rate | RTLO_002 | [9 empty] | 2.11 | 305.95 | 0 | 0 | [17 empty] | 155 | Local Rate
[17 empty] | 0 |  | 0
d> | 0 |  |  |  |  | ICOST |  |  |  | mu_A | ITEM | [5 empty] | 4409.45 |  | 44.95 | [17 empty] | d>
|  |  |  | Sell Rate | Sell Total |  |  |  |  | IB | [17 empty] | U_M_Sell | T_M_Sell | U_L_Sell | T_L_Sell | Total_Sell | T_M_Cost | T_L_Phr | Mat/Lab=1 |  |  | Sell Total
70 | m |  | Item: 7.04100000000001 | 79.15 | 5540.5 | ISELL |  |  |  | mu_A | ITEM | [7 empty] | mu :1.23 | [8 empty] | 61.3 | 4291 | 17.85 | 1249.5 | 5540.5 | 3484.88 | 36.96 | 246528.8 |  | 70 | 5687.5
|  |  | 300 mm | [6 empty] | n
|  | h | [E25_0062_Quintano_Foods_Elec_ELV_As_Awarded.xlsx]Elec_Rates!$D$762 |  |  | RATE_AAA
70 | 1 | 70 | 073# 300mm cable Tray |  | Local Rate | RTLO_001 | [9 empty] | 7.4 | 518 | 0.32 | 22.4 | [17 empty] | 70 | Local Rate
|  | h | [E25_0062_Quintano_Foods_Elec_ELV_As_Awarded.xlsx]Elec_Rates!$D$948 |  |  | RATE_AAA
70 | 1.6 | 112 | 087# Bracket for Cable containment in warehouse |  | Local Rate | RTLO_001 | [9 empty] | 39.008 | 2730.56 | 0.208 | 14.56 | [17 empty] | 70 | Local Rate
|  | h | [E25_0062_Quintano_Foods_Elec_ELV_As_Awarded.xlsx]Elec_Rates!$D$994 |  |  | RATE_AAA
70 | 1.6 | 112 | 088# Scissors lift in Warehouse for cable tray and trunking (Excluding bracketing) |  | Local Rate | RTLO_002 | [9 empty] | 3.376 | 236.32 | 0 | 0 | [17 empty] | 70 | Local Rate
[17 empty] | 0 |  | 0
d> | 0 |  |  |  |  | ICOST |  |  |  | mu_A | ITEM | [5 empty] | 3484.88 |  | 36.96 | [17 empty] | d>
|  |  |  | Sell Rate | Sell Total |  |  |  |  | IB | [17 empty] | U_M_Sell | T_M_Sell | U_L_Sell | T_L_Sell | Total_Sell | T_M_Cost | T_L_Phr | Mat/Lab=1 |  |  | Sell Total
70 | m |  | Item: 7.04200000000001 | 104.06 | 7284.2 | ISELL |  |  |  | mu_A | ITEM | [7 empty] | mu :1.23 | [8 empty] | 81.4 | 5698 | 22.66 | 1586.2 | 7284.2 | 4627.7 | 46.9 | 327222 |  | 70 | 7473.2
|  |  | 500 mm | [6 empty] | n
|  | h | [E25_0062_Quintano_Foods_Elec_ELV_As_Awarded.xlsx]Elec_Rates!$D$739 |  |  | RATE_AAA
70 | 1 | 70 | 071# 500mm cable Tray |  | Local Rate | RTLO_002 | [9 empty] | 13.13 | 919.1 | 0.41 | 28.7 | [17 empty] | 70 | Local Rate
|  | h | [E25_0062_Quintano_Foods_Elec_ELV_As_Awarded.xlsx]Elec_Rates!$D$948 |  |  | RATE_AAA
70 | 2 | 140 | 087# Bracket for Cable containment in warehouse |  | Local Rate | RTLO_001 | [9 empty] | 48.76 | 3413.2 | 0.26 | 18.2 | [17 empty] | 70 | Local Rate
|  | h | [E25_0062_Quintano_Foods_Elec_ELV_As_Awarded.xlsx]Elec_Rates!$D$994 |  |  | RATE_AAA
70 | 2 | 140 | 088# Scissors lift in Warehouse for cable tray and trunking (Excluding bracketing) |  | Local Rate | RTLO_002 | [9 empty] | 4.22 | 295.4 | 0 | 0 | [17 empty] | 70 | Local Rate
[17 empty] | 0 |  | 0
d> | 0 |  |  |  |  | ICOST |  |  |  | mu_A | ITEM | [5 empty] | 4627.7 |  | 46.9 | [17 empty] | d>
TB
t
Cable tray - Plumbing
|  |  |  | Sell Rate | Sell Total |  |  |  |  | IB | [17 empty] | U_M_Sell | T_M_Sell | U_L_Sell | T_L_Sell | Total_Sell | T_M_Cost | T_L_Phr | Mat/Lab=1 |  |  | Sell Total
25 | m |  | Item: 7.04300000000001 | 16.87 | 421.75 | ISELL |  |  |  | mu_A | ITEM | [7 empty] | mu :1.23 | [8 empty] | 7.75 | 193.75 | 9.12 | 228 | 421.75 | 157.25 | 6.75 | 4100 |  | 25 | 447.25
|  |  | 100 mm | [6 empty] | n
|  | h | [E25_0062_Quintano_Foods_Elec_ELV_As_Awarded.xlsx]Elec_Rates!$D$785 |  |  | RATE_AAA
25 | 1 | 25 | 075# 100mm cable Tray |  | Local Rate | RTLO_002 | [9 empty] | 3.92 | 98 | 0.18 | 4.5 | [17 empty] | 25 | Local Rate
|  | h | [E25_0062_Quintano_Foods_Elec_ELV_As_Awarded.xlsx]Elec_Rates!$D$907 |  |  | RATE_AAA
25 | 1 | 25 | 084# Bracket for 50-150mm cable tray/basket/trunking |  | Local Rate | RTLO_001 | [9 empty] | 2.37 | 59.25 | 0.09 | 2.25 | [17 empty] | 25 | Local Rate
[17 empty] | 0 |  | 0
d> | 0 |  |  |  |  | ICOST |  |  |  | mu_A | ITEM | [5 empty] | 157.25 |  | 6.75 | [17 empty] | d>
TB
t
Power - Trunking
|  |  |  | Sell Rate | Sell Total |  |  |  |  | IB | [17 empty] | U_M_Sell | T_M_Sell | U_L_Sell | T_L_Sell | Total_Sell | T_M_Cost | T_L_Phr | Mat/Lab=1 |  |  | Sell Total
175 | m |  | Item: 7.04400000000001 | 55.38 | 9691.5 | ISELL |  |  |  | mu_A | ITEM | [7 empty] | mu :1.23 | [8 empty] | 41.18 | 7206.5 | 14.2 | 2485 | 9691.5 | 5852 | 73.5 | 1036962.5 |  | 175 | 9987.25
|  |  | 75 x 75 mm | [6 empty] | n
|  | h | [E25_0062_Quintano_Foods_Elec_ELV_As_Awarded.xlsx]Elec_Rates!$D$822 |  |  | RATE_AAA
175 | 1 | 175 | 078# 75x75mm galvanised steel cable trunking |  | Local Rate | RTLO_002 | [9 empty] | 6.95 | 1216.25 | 0.29 | 50.75 | [17 empty] | 175 | Local Rate
|  | h | [E25_0062_Quintano_Foods_Elec_ELV_As_Awarded.xlsx]Elec_Rates!$D$948 |  |  | RATE_AAA
175 | 1 | 175 | 087# Bracket for Cable containment in warehouse |  | Local Rate | RTLO_001 | [9 empty] | 24.38 | 4266.5 | 0.13 | 22.75 | [17 empty] | 175 | Local Rate
|  | h | [E25_0062_Quintano_Foods_Elec_ELV_As_Awarded.xlsx]Elec_Rates!$D$994 |  |  | RATE_AAA
175 | 1 | 175 | 088# Scissors lift in Warehouse for cable tray and trunking (Excluding bracketing) |  | Local Rate | RTLO_002 | [9 empty] | 2.11 | 369.25 | 0 | 0 | [17 empty] | 175 | Local Rate
[17 empty] | 0 |  | 0
d> | 0 |  |  |  |  | ICOST |  |  |  | mu_A | ITEM | [5 empty] | 5852 |  | 73.5 | [17 empty] | d>
|  |  |  | Sell Rate | Sell Total |  |  |  |  | IB | [17 empty] | U_M_Sell | T_M_Sell | U_L_Sell | T_L_Sell | Total_Sell | T_M_Cost | T_L_Phr | Mat/Lab=1 |  |  | Sell Total
10 | m |  | Item: 7.04500000000002 | 26.93 | 269.3 | ISELL |  |  |  | mu_A | ITEM | [7 empty] | mu :1.23 | [8 empty] | 12.73 | 127.3 | 14.2 | 142 | 269.3 | 103.4 | 4.2 | 1076 |  | 10 | 286.2
|  |  | 100 x 75 mm | [6 empty] | n
|  | h | [E25_0062_Quintano_Foods_Elec_ELV_As_Awarded.xlsx]Elec_Rates!$D$837 |  |  | RATE_AAA
10 | 1 | 10 | 079# 100x75mm galvanised steel cable trunking |  | Local Rate | RTLO_001 | [9 empty] | 7.97 | 79.7 | 0.33 | 3.3 | [17 empty] | 10 | Local Rate
|  | h | [E25_0062_Quintano_Foods_Elec_ELV_As_Awarded.xlsx]Elec_Rates!$D$907 |  |  | RATE_AAA
10 | 1 | 10 | 084# Bracket for 50-150mm cable tray/basket/trunking |  | Local Rate | RTLO_001 | [9 empty] | 2.37 | 23.7 | 0.09 | 0.9 | [17 empty] | 10 | Local Rate
[17 empty] | 0 |  | 0
d> | 0 |  |  |  |  | ICOST |  |  |  | mu_A | ITEM | [5 empty] | 103.4 |  | 4.2 | [17 empty] | d>
|  |  |  | Sell Rate | Sell Total |  |  |  |  | IB | [17 empty] | U_M_Sell | T_M_Sell | U_L_Sell | T_L_Sell | Total_Sell | T_M_Cost | T_L_Phr | Mat/Lab=1 |  |  | Sell Total
15 | m |  | Item: 7.04600000000002 | 34.15 | 512.25 | ISELL |  |  |  | mu_A | ITEM | [7 empty] | mu :1.23 | [8 empty] | 15.22 | 228.3 | 18.93 | 283.95 | 512.25 | 185.4 | 8.4 | 2907 |  | 15 | 542.7
|  |  | 125 x 75 mm | [6 empty] | n
|  | h | [E25_0062_Quintano_Foods_Elec_ELV_As_Awarded.xlsx]Elec_Rates!$D$851 |  |  | RATE_AAA
15 | 1 | 15 | 080# 150x75mm galvanised steel cable trunking |  | Local Rate | RTLO_002 | [9 empty] | 9.99 | 149.85 | 0.47 | 7.05 | [17 empty] | 15 | Local Rate
|  | h | [E25_0062_Quintano_Foods_Elec_ELV_As_Awarded.xlsx]Elec_Rates!$D$907 |  |  | RATE_AAA
15 | 1 | 15 | 084# Bracket for 50-150mm cable tray/basket/trunking |  | Local Rate | RTLO_001 | [9 empty] | 2.37 | 35.55 | 0.09 | 1.35 | [17 empty] | 15 | Local Rate
[17 empty] | 0 |  | 0
d> | 0 |  |  |  |  | ICOST |  |  |  | mu_A | ITEM | [5 empty] | 185.4 |  | 8.4 | [17 empty] | d>
TB
t
Data - Trunking
|  |  |  | Sell Rate | Sell Total |  |  |  |  | IB | [17 empty] | U_M_Sell | T_M_Sell | U_L_Sell | T_L_Sell | Total_Sell | T_M_Cost | T_L_Phr | Mat/Lab=1 |  |  | Sell Total
135 | m |  | Item: 7.04700000000002 | 55.38 | 7476.3 | ISELL |  |  |  | mu_A | ITEM | [7 empty] | mu :1.23 | [8 empty] | 41.18 | 5559.3 | 14.2 | 1917 | 7476.3 | 4514.4 | 56.7 | 617098.5 |  | 135 | 7704.45
|  |  | 75 x 75 mm | [6 empty] | n
|  | h | [E25_0062_Quintano_Foods_Elec_ELV_As_Awarded.xlsx]Elec_Rates!$D$822 |  |  | RATE_AAA
135 | 1 | 135 | 078# 75x75mm galvanised steel cable trunking |  | Local Rate | RTLO_002 | [9 empty] | 6.95 | 938.25 | 0.29 | 39.15 | [17 empty] | 135 | Local Rate
|  | h | [E25_0062_Quintano_Foods_Elec_ELV_As_Awarded.xlsx]Elec_Rates!$D$948 |  |  | RATE_AAA
135 | 1 | 135 | 087# Bracket for Cable containment in warehouse |  | Local Rate | RTLO_001 | [9 empty] | 24.38 | 3291.3 | 0.13 | 17.55 | [17 empty] | 135 | Local Rate
|  | h | [E25_0062_Quintano_Foods_Elec_ELV_As_Awarded.xlsx]Elec_Rates!$D$994 |  |  | RATE_AAA
135 | 1 | 135 | 088# Scissors lift in Warehouse for cable tray and trunking (Excluding bracketing) |  | Local Rate | RTLO_002 | [9 empty] | 2.11 | 284.85 | 0 | 0 | [17 empty] | 135 | Local Rate
[17 empty] | 0 |  | 0
d> | 0 |  |  |  |  | ICOST |  |  |  | mu_A | ITEM | [5 empty] | 4514.4 |  | 56.7 | [17 empty] | d>
|  |  |  | Sell Rate | Sell Total |  |  |  |  | IB | [17 empty] | U_M_Sell | T_M_Sell | U_L_Sell | T_L_Sell | Total_Sell | T_M_Cost | T_L_Phr | Mat/Lab=1 |  |  | Sell Total
10 | m |  | Item: 7.04800000000002 | 26.93 | 269.3 | ISELL |  |  |  | mu_A | ITEM | [7 empty] | mu :1.23 | [8 empty] | 12.73 | 127.3 | 14.2 | 142 | 269.3 | 103.4 | 4.2 | 1076 |  | 10 | 286.2
|  |  | 100 x 75 mm | [6 empty] | n
|  | h | [E25_0062_Quintano_Foods_Elec_ELV_As_Awarded.xlsx]Elec_Rates!$D$837 |  |  | RATE_AAA
10 | 1 | 10 | 079# 100x75mm galvanised steel cable trunking |  | Local Rate | RTLO_001 | [9 empty] | 7.97 | 79.7 | 0.33 | 3.3 | [17 empty] | 10 | Local Rate
|  | h | [E25_0062_Quintano_Foods_Elec_ELV_As_Awarded.xlsx]Elec_Rates!$D$907 |  |  | RATE_AAA
10 | 1 | 10 | 084# Bracket for 50-150mm cable tray/basket/trunking |  | Local Rate | RTLO_001 | [9 empty] | 2.37 | 23.7 | 0.09 | 0.9 | [17 empty] | 10 | Local Rate
[17 empty] | 0 |  | 0
d> | 0 |  |  |  |  | ICOST |  |  |  | mu_A | ITEM | [5 empty] | 103.4 |  | 4.2 | [17 empty] | d>
|  |  |  | Sell Rate | Sell Total |  |  |  |  | IB | [17 empty] | U_M_Sell | T_M_Sell | U_L_Sell | T_L_Sell | Total_Sell | T_M_Cost | T_L_Phr | Mat/Lab=1 |  |  | Sell Total
45 | m |  | Item: 7.04900000000002 | 42.51 | 1912.95 | ISELL |  |  |  | mu_A | ITEM | [7 empty] | mu :1.23 | [8 empty] | 19.52 | 878.4 | 22.99 | 1034.55 | 1912.95 | 713.25 | 30.6 | 33473.25 |  | 45 | 2019.6
|  |  | 200 x 100 mm | [6 empty] | n
|  | h | [E25_0062_Quintano_Foods_Elec_ELV_As_Awarded.xlsx]Elec_Rates!$D$865 |  |  | RATE_AAA
45 | 1 | 45 | 081# 200x100mm galvanised steel cable trunking |  | Local Rate | RTLO_001 | [9 empty] | 13.37 | 601.65 | 0.59 | 26.55 | [17 empty] | 45 | Local Rate
|  | h | [E25_0062_Quintano_Foods_Elec_ELV_As_Awarded.xlsx]Elec_Rates!$D$920 |  |  | RATE_AAA
45 | 1 | 45 | 085# Bracket for 200-300mm cable tray/basket |  | Local Rate | RTLO_002 | [9 empty] | 2.48 | 111.6 | 0.09 | 4.05 | [17 empty] | 45 | Local Rate
[17 empty] | 0 |  | 0
d> | 0 |  |  |  |  | ICOST |  |  |  | mu_A | ITEM | [5 empty] | 713.25 |  | 30.6 | [17 empty] | d>
|  |  |  | Sell Rate | Sell Total |  |  |  |  | IB | [17 empty] | U_M_Sell | T_M_Sell | U_L_Sell | T_L_Sell | Total_Sell | T_M_Cost | T_L_Phr | Mat/Lab=1 |  |  | Sell Total
10 | m |  | Item: 7.05000000000002 | 85.95 | 859.5 | ISELL |  |  |  | mu_A | ITEM | [7 empty] | mu :1.23 | [8 empty] | 57.89 | 578.9 | 28.06 | 280.6 | 859.5 | 470.1 | 8.3 | 4784 |  | 10 | 889.9
|  |  | 400 x 100 mm | [6 empty] | n
|  | h | [E25_0062_Quintano_Foods_Elec_ELV_As_Awarded.xlsx]Elec_Rates!$D$893 |  |  | RATE_AAA
10 | 1 | 10 | 083# 400x100mm galvanised steel cable trunking |  | Local Rate | RTLO_002 | [9 empty] | 30.64 | 306.4 | 0.68 | 6.8 | [17 empty] | 10 | Local Rate
|  | h | [E25_0062_Quintano_Foods_Elec_ELV_As_Awarded.xlsx]Elec_Rates!$D$933 |  |  | RATE_AAA
10 | 1 | 10 | 086# Bracket for 400-600mm cable tray/basket |  | Local Rate | RTLO_001 | [9 empty] | 16.37 | 163.7 | 0.15 | 1.5 | [17 empty] | 10 | Local Rate
[17 empty] | 0 |  | 0
d> | 0 |  |  |  |  | ICOST |  |  |  | mu_A | ITEM | [5 empty] | 470.1 |  | 8.3 | [17 empty] | d>
TB
t
ELV - Trunking
|  |  |  | Sell Rate | Sell Total |  |  |  |  | IB | [17 empty] | U_M_Sell | T_M_Sell | U_L_Sell | T_L_Sell | Total_Sell | T_M_Cost | T_L_Phr | Mat/Lab=1 |  |  | Sell Total
180 | m |  | Item: 7.05100000000002 | 55.38 | 9968.4 | ISELL |  |  |  | mu_A | ITEM | [7 empty] | mu :1.23 | [8 empty] | 41.18 | 7412.4 | 14.2 | 2556 | 9968.4 | 6019.2 | 75.6 | 1097064 |  | 180 | 10272.6
|  |  | 75 x 75 mm | [6 empty] | n
|  | h | [E25_0062_Quintano_Foods_Elec_ELV_As_Awarded.xlsx]Elec_Rates!$D$822 |  |  | RATE_AAA
180 | 1 | 180 | 078# 75x75mm galvanised steel cable trunking |  | Local Rate | RTLO_002 | [9 empty] | 6.95 | 1251 | 0.29 | 52.2 | [17 empty] | 180 | Local Rate
|  | h | [E25_0062_Quintano_Foods_Elec_ELV_As_Awarded.xlsx]Elec_Rates!$D$948 |  |  | RATE_AAA
180 | 1 | 180 | 087# Bracket for Cable containment in warehouse |  | Local Rate | RTLO_001 | [9 empty] | 24.38 | 4388.4 | 0.13 | 23.4 | [17 empty] | 180 | Local Rate
|  | h | [E25_0062_Quintano_Foods_Elec_ELV_As_Awarded.xlsx]Elec_Rates!$D$994 |  |  | RATE_AAA
180 | 1 | 180 | 088# Scissors lift in Warehouse for cable tray and trunking (Excluding bracketing) |  | Local Rate | RTLO_002 | [9 empty] | 2.11 | 379.8 | 0 | 0 | [17 empty] | 180 | Local Rate
[17 empty] | 0 |  | 0
d> | 0 |  |  |  |  | ICOST |  |  |  | mu_A | ITEM | [5 empty] | 6019.2 |  | 75.6 | [17 empty] | d>
TB
t
Level 2 Roof/Terraces
TB
t
Cable tray - Power
|  |  |  | Sell Rate | Sell Total |  |  |  |  | IB | [17 empty] | U_M_Sell | T_M_Sell | U_L_Sell | T_L_Sell | Total_Sell | T_M_Cost | T_L_Phr | Mat/Lab=1 |  |  | Sell Total
10 | m |  | Item: 7.05200000000002 | 16.87 | 168.7 | ISELL |  |  |  | mu_A | ITEM | [7 empty] | mu :1.23 | [8 empty] | 7.75 | 77.5 | 9.12 | 91.2 | 168.7 | 62.9 | 2.7 | 656 |  | 10 | 178.9
|  |  | 100 mm | [6 empty] | n
|  | h | [E25_0062_Quintano_Foods_Elec_ELV_As_Awarded.xlsx]Elec_Rates!$D$785 |  |  | RATE_AAA
10 | 1 | 10 | 075# 100mm cable Tray |  | Local Rate | RTLO_002 | [9 empty] | 3.92 | 39.2 | 0.18 | 1.8 | [17 empty] | 10 | Local Rate
|  | h | [E25_0062_Quintano_Foods_Elec_ELV_As_Awarded.xlsx]Elec_Rates!$D$907 |  |  | RATE_AAA
10 | 1 | 10 | 084# Bracket for 50-150mm cable tray/basket/trunking |  | Local Rate | RTLO_001 | [9 empty] | 2.37 | 23.7 | 0.09 | 0.9 | [17 empty] | 10 | Local Rate
[17 empty] | 0 |  | 0
d> | 0 |  |  |  |  | ICOST |  |  |  | mu_A | ITEM | [5 empty] | 62.9 |  | 2.7 | [17 empty] | d>
|  |  |  | Sell Rate | Sell Total |  |  |  |  | IB | [17 empty] | U_M_Sell | T_M_Sell | U_L_Sell | T_L_Sell | Total_Sell | T_M_Cost | T_L_Phr | Mat/Lab=1 |  |  | Sell Total
5 | m |  | Item: 7.05300000000002 | 55.26 | 276.3 | ISELL |  |  |  | mu_A | ITEM | [7 empty] | mu :1.23 | [8 empty] | 36.32 | 181.6 | 18.94 | 94.7 | 276.3 | 147.5 | 2.8 | 751.5 |  | 5 | 286.45
|  |  | 500 mm | [6 empty] | n
|  | h | [E25_0062_Quintano_Foods_Elec_ELV_As_Awarded.xlsx]Elec_Rates!$D$739 |  |  | RATE_AAA
5 | 1 | 5 | 071# 500mm cable Tray |  | Local Rate | RTLO_002 | [9 empty] | 13.13 | 65.65 | 0.41 | 2.05 | [17 empty] | 5 | Local Rate
|  | h | [E25_0062_Quintano_Foods_Elec_ELV_As_Awarded.xlsx]Elec_Rates!$D$933 |  |  | RATE_AAA
5 | 1 | 5 | 086# Bracket for 400-600mm cable tray/basket |  | Local Rate | RTLO_001 | [9 empty] | 16.37 | 81.85 | 0.15 | 0.75 | [17 empty] | 5 | Local Rate
[17 empty] | 0 |  | 0
d> | 0 |  |  |  |  | ICOST |  |  |  | mu_A | ITEM | [5 empty] | 147.5 |  | 2.8 | [17 empty] | d>
TB
t
Lids for Cable Trays
|  |  |  | Sell Rate | Sell Total |  |  |  |  | IB | [17 empty] | U_M_Sell | T_M_Sell | U_L_Sell | T_L_Sell | Total_Sell | T_M_Cost | T_L_Phr | Mat/Lab=1 |  |  | Sell Total
10 | m |  | Item: 7.05400000000002 | 7.99 | 79.9 | ISELL |  |  |  | mu_A | ITEM | [7 empty] | mu :1.23 | [8 empty] | 2.82 | 28.2 | 5.17 | 51.7 | 79.9 | 22.9 | 1.53 | 244.3 |  | 10 | 85.7
|  |  | 100 mm | [6 empty] | n
10 | m |  | Tray 100mm Galv. Cover |  | Ardic | TRGV_054 | 650 | (__) | [5 empty] | 1 |  | 1.59 | 15.9 | 0.17 | 1.53 | [17 empty] | 10 | Ardic
20 | m |  | Tray Cover Clip Galv. |  | Ardic | TRGV_060 | 650 | (__) | [5 empty] | 1 |  | 0.35 | 7 |  | 0 | [17 empty] | 20 | Ardic
[17 empty] | 0 |  | 0
d> | 0 |  |  |  |  | ICOST |  |  |  | mu_A | ITEM | [5 empty] | 22.9 |  | 1.53 | [17 empty] | d>
|  |  |  | Sell Rate | Sell Total |  |  |  |  | IB | [17 empty] | U_M_Sell | T_M_Sell | U_L_Sell | T_L_Sell | Total_Sell | T_M_Cost | T_L_Phr | Mat/Lab=1 |  |  | Sell Total
5 | m |  | Item: 7.05500000000002 | 19.83 | 99.15 | ISELL |  |  |  | mu_A | ITEM | [7 empty] | mu :1.23 | [8 empty] | 7.66 | 38.3 | 12.17 | 60.85 | 99.15 | 31.1 | 1.8 | 164.5 |  | 5 | 105.9
|  |  | 500 mm | [6 empty] | n
5 | m |  | Tray 500mm Galv. Cover |  | Ardic | TRGV_057 | 650 | (__) | [5 empty] | 1 |  | 5.52 | 27.6 | 0.4 | 1.8 | [17 empty] | 5 | Ardic
10 | m |  | Tray Cover Clip Galv. |  | Ardic | TRGV_060 | 650 | (__) | [5 empty] | 1 |  | 0.35 | 3.5 |  | 0 | [17 empty] | 10 | Ardic
[17 empty] | 0 |  | 0
d> | 0 |  |  |  |  | ICOST |  |  |  | mu_A | ITEM | [5 empty] | 31.1 |  | 1.8 |  |  |  | 6.22 | [13 empty] | d>
TB
t
Power - Trunking
|  |  |  | Sell Rate | Sell Total |  |  |  |  | IB | [17 empty] | U_M_Sell | T_M_Sell | U_L_Sell | T_L_Sell | Total_Sell | T_M_Cost | T_L_Phr | Mat/Lab=1 |  |  | Sell Total
10 | m |  | Item: 7.05600000000002 | 24.32 | 243.2 | ISELL |  |  |  | mu_A | ITEM | [7 empty] | mu :1.23 | [8 empty] | 11.48 | 114.8 | 12.84 | 128.4 | 243.2 | 93.2 | 3.8 | 970 |  | 10 | 256.8
|  |  | 75 x 75 mm | [6 empty] | n
|  | h | [E25_0062_Quintano_Foods_Elec_ELV_As_Awarded.xlsx]Elec_Rates!$D$822 |  |  | RATE_AAA
10 | 1 | 10 | 078# 75x75mm galvanised steel cable trunking |  | Local Rate | RTLO_002 | [9 empty] | 6.95 | 69.5 | 0.29 | 2.9 | [17 empty] | 10 | Local Rate
|  | h | [E25_0062_Quintano_Foods_Elec_ELV_As_Awarded.xlsx]Elec_Rates!$D$907 |  |  | RATE_AAA
10 | 1 | 10 | 084# Bracket for 50-150mm cable tray/basket/trunking |  | Local Rate | RTLO_001 | [9 empty] | 2.37 | 23.7 | 0.09 | 0.9 | [17 empty] | 10 | Local Rate
[17 empty] | 0 |  | 0
d> | 0 |  |  |  |  | ICOST |  |  |  | mu_A | ITEM | [5 empty] | 93.2 |  | 3.8 | [17 empty] | d>
TB
t
Data - Trunking
|  |  |  | Sell Rate | Sell Total |  |  |  |  | IB | [17 empty] | U_M_Sell | T_M_Sell | U_L_Sell | T_L_Sell | Total_Sell | T_M_Cost | T_L_Phr | Mat/Lab=1 |  |  | Sell Total
10 | m |  | Item: 7.05700000000002 | 24.32 | 243.2 | ISELL |  |  |  | mu_A | ITEM | [7 empty] | mu :1.23 | [8 empty] | 11.48 | 114.8 | 12.84 | 128.4 | 243.2 | 93.2 | 3.8 | 970 |  | 10 | 256.8
|  |  | 75 x 75 mm | [6 empty] | n
|  | h | [E25_0062_Quintano_Foods_Elec_ELV_As_Awarded.xlsx]Elec_Rates!$D$822 |  |  | RATE_AAA
10 | 1 | 10 | 078# 75x75mm galvanised steel cable trunking |  | Local Rate | RTLO_002 | [9 empty] | 6.95 | 69.5 | 0.29 | 2.9 | [17 empty] | 10 | Local Rate
|  | h | [E25_0062_Quintano_Foods_Elec_ELV_As_Awarded.xlsx]Elec_Rates!$D$907 |  |  | RATE_AAA
10 | 1 | 10 | 084# Bracket for 50-150mm cable tray/basket/trunking |  | Local Rate | RTLO_001 | [9 empty] | 2.37 | 23.7 | 0.09 | 0.9 | [17 empty] | 10 | Local Rate
[17 empty] | 0 |  | 0
d> | 0 |  |  |  |  | ICOST |  |  |  | mu_A | ITEM | [5 empty] | 93.2 |  | 3.8 | [17 empty] | d>
TB
t
ELV - Trunking
|  |  |  | Sell Rate | Sell Total |  |  |  |  | IB | [17 empty] | U_M_Sell | T_M_Sell | U_L_Sell | T_L_Sell | Total_Sell | T_M_Cost | T_L_Phr | Mat/Lab=1 |  |  | Sell Total
10 | m |  | Item: 7.05800000000002 | 24.32 | 243.2 | ISELL |  |  |  | mu_A | ITEM | [7 empty] | mu :1.23 | [8 empty] | 11.48 | 114.8 | 12.84 | 128.4 | 243.2 | 93.2 | 3.8 | 970 |  | 10 | 256.8
|  |  | 75 x 75 mm | [6 empty] | n
|  | h | [E25_0062_Quintano_Foods_Elec_ELV_As_Awarded.xlsx]Elec_Rates!$D$822 |  |  | RATE_AAA
10 | 1 | 10 | 078# 75x75mm galvanised steel cable trunking |  | Local Rate | RTLO_002 | [9 empty] | 6.95 | 69.5 | 0.29 | 2.9 | [17 empty] | 10 | Local Rate
|  | h | [E25_0062_Quintano_Foods_Elec_ELV_As_Awarded.xlsx]Elec_Rates!$D$907 |  |  | RATE_AAA
10 | 1 | 10 | 084# Bracket for 50-150mm cable tray/basket/trunking |  | Local Rate | RTLO_001 | [9 empty] | 2.37 | 23.7 | 0.09 | 0.9 | [17 empty] | 10 | Local Rate
[17 empty] | 0 |  | 0
[17 empty] | 0 |  | 0
d> | 0 |  |  |  |  | ICOST |  |  |  | mu_A | ITEM | [5 empty] | 93.2 |  | 3.8 | [17 empty] | d>
TB
t
Supply and install galvanised trunking/ cable trays/ cable basket as indicated on drawings c/w earth clips etc. for a complete installation
TB
t
Level 3
TB
t
Cable tray - Power
|  |  |  | Sell Rate | Sell Total |  |  |  |  | IB | [17 empty] | U_M_Sell | T_M_Sell | U_L_Sell | T_L_Sell | Total_Sell | T_M_Cost | T_L_Phr | Mat/Lab=1 |  |  | Sell Total
55 | m |  | Item: 7.05900000000002 | 16.87 | 927.85 | ISELL |  |  |  | mu_A | ITEM | [7 empty] | mu :1.23 | [8 empty] | 7.75 | 426.25 | 9.12 | 501.6 | 927.85 | 345.95 | 14.85 | 19844 |  | 55 | 983.95
|  |  | 100 mm | [6 empty] | n
|  | h | [E25_0062_Quintano_Foods_Elec_ELV_As_Awarded.xlsx]Elec_Rates!$D$785 |  |  | RATE_AAA
55 | 1 | 55 | 075# 100mm cable Tray |  | Local Rate | RTLO_002 | [9 empty] | 3.92 | 215.6 | 0.18 | 9.9 | [17 empty] | 55 | Local Rate
|  | h | [E25_0062_Quintano_Foods_Elec_ELV_As_Awarded.xlsx]Elec_Rates!$D$907 |  |  | RATE_AAA
55 | 1 | 55 | 084# Bracket for 50-150mm cable tray/basket/trunking |  | Local Rate | RTLO_001 | [9 empty] | 2.37 | 130.35 | 0.09 | 4.95 | [17 empty] | 55 | Local Rate
[17 empty] | 0 |  | 0
d> | 0 |  |  |  |  | ICOST |  |  |  | mu_A | ITEM | [5 empty] | 345.95 |  | 14.85 | [17 empty] | d>
TB
t
Power - Trunking
|  |  |  | Sell Rate | Sell Total |  |  |  |  | IB | [17 empty] | U_M_Sell | T_M_Sell | U_L_Sell | T_L_Sell | Total_Sell | T_M_Cost | T_L_Phr | Mat/Lab=1 |  |  | Sell Total
10 | m |  | Item: 7.06000000000002 | 22.31 | 223.1 | ISELL |  |  |  | mu_A | ITEM | [7 empty] | mu :1.23 | [8 empty] | 10.13 | 101.3 | 12.18 | 121.8 | 223.1 | 82.3 | 3.6 | 859 |  | 10 | 236.6
|  |  | 75 x 50 mm | [6 empty] | n
|  | h | [E25_0062_Quintano_Foods_Elec_ELV_As_Awarded.xlsx]Elec_Rates!$D$808 |  |  | RATE_AAA
10 | 1 | 10 | 077# 75x50mm galvanised steel cable trunking |  | Local Rate | RTLO_001 | [9 empty] | 5.86 | 58.6 | 0.27 | 2.7 | [17 empty] | 10 | Local Rate
|  | h | [E25_0062_Quintano_Foods_Elec_ELV_As_Awarded.xlsx]Elec_Rates!$D$907 |  |  | RATE_AAA
10 | 1 | 10 | 084# Bracket for 50-150mm cable tray/basket/trunking |  | Local Rate | RTLO_001 | [9 empty] | 2.37 | 23.7 | 0.09 | 0.9 | [17 empty] | 10 | Local Rate
[17 empty] | 0 |  | 0
d> | 0 |  |  |  |  | ICOST |  |  |  | mu_A | ITEM | [5 empty] | 82.3 |  | 3.6 | [17 empty] | d>
|  |  |  | Sell Rate | Sell Total |  |  |  |  | IB | [17 empty] | U_M_Sell | T_M_Sell | U_L_Sell | T_L_Sell | Total_Sell | T_M_Cost | T_L_Phr | Mat/Lab=1 |  |  | Sell Total
25 | m |  | Item: 7.06100000000002 | 24.32 | 608 | ISELL |  |  |  | mu_A | ITEM | [7 empty] | mu :1.23 | [8 empty] | 11.48 | 287 | 12.84 | 321 | 608 | 233 | 9.5 | 6062.5 |  | 25 | 642
|  |  | 75 x 75 mm | [6 empty] | n
|  | h | [E25_0062_Quintano_Foods_Elec_ELV_As_Awarded.xlsx]Elec_Rates!$D$822 |  |  | RATE_AAA
25 | 1 | 25 | 078# 75x75mm galvanised steel cable trunking |  | Local Rate | RTLO_002 | [9 empty] | 6.95 | 173.75 | 0.29 | 7.25 | [17 empty] | 25 | Local Rate
|  | h | [E25_0062_Quintano_Foods_Elec_ELV_As_Awarded.xlsx]Elec_Rates!$D$907 |  |  | RATE_AAA
25 | 1 | 25 | 084# Bracket for 50-150mm cable tray/basket/trunking |  | Local Rate | RTLO_001 | [9 empty] | 2.37 | 59.25 | 0.09 | 2.25 | [17 empty] | 25 | Local Rate
[17 empty] | 0 |  | 0
d> | 0 |  |  |  |  | ICOST |  |  |  | mu_A | ITEM | [5 empty] | 233 |  | 9.5 | [17 empty] | d>
|  |  |  | Sell Rate | Sell Total |  |  |  |  | IB | [17 empty] | U_M_Sell | T_M_Sell | U_L_Sell | T_L_Sell | Total_Sell | T_M_Cost | T_L_Phr | Mat/Lab=1 |  |  | Sell Total
25 | m |  | Item: 7.06200000000002 | 26.93 | 673.25 | ISELL |  |  |  | mu_A | ITEM | [7 empty] | mu :1.23 | [8 empty] | 12.73 | 318.25 | 14.2 | 355 | 673.25 | 258.5 | 10.5 | 6725 |  | 25 | 715.5
|  |  | 100 x 75 mm | [6 empty] | n
|  | h | [E25_0062_Quintano_Foods_Elec_ELV_As_Awarded.xlsx]Elec_Rates!$D$837 |  |  | RATE_AAA
25 | 1 | 25 | 079# 100x75mm galvanised steel cable trunking |  | Local Rate | RTLO_001 | [9 empty] | 7.97 | 199.25 | 0.33 | 8.25 | [17 empty] | 25 | Local Rate
|  | h | [E25_0062_Quintano_Foods_Elec_ELV_As_Awarded.xlsx]Elec_Rates!$D$907 |  |  | RATE_AAA
25 | 1 | 25 | 084# Bracket for 50-150mm cable tray/basket/trunking |  | Local Rate | RTLO_001 | [9 empty] | 2.37 | 59.25 | 0.09 | 2.25 | [17 empty] | 25 | Local Rate
[17 empty] | 0 |  | 0
d> | 0 |  |  |  |  | ICOST |  |  |  | mu_A | ITEM | [5 empty] | 258.5 |  | 10.5 | [17 empty] | d>
TB
t
Data - Trunking
|  |  |  | Sell Rate | Sell Total |  |  |  |  | IB | [17 empty] | U_M_Sell | T_M_Sell | U_L_Sell | T_L_Sell | Total_Sell | T_M_Cost | T_L_Phr | Mat/Lab=1 |  |  | Sell Total
55 | m |  | Item: 7.06300000000002 | 34.15 | 1878.25 | ISELL |  |  |  | mu_A | ITEM | [7 empty] | mu :1.23 | [8 empty] | 15.22 | 837.1 | 18.93 | 1041.15 | 1878.25 | 679.8 | 30.8 | 39083 |  | 55 | 1989.9
|  |  | 150 x 75 mm | [6 empty] | n
|  | h | [E25_0062_Quintano_Foods_Elec_ELV_As_Awarded.xlsx]Elec_Rates!$D$851 |  |  | RATE_AAA
55 | 1 | 55 | 080# 150x75mm galvanised steel cable trunking |  | Local Rate | RTLO_002 | [9 empty] | 9.99 | 549.45 | 0.47 | 25.85 | [17 empty] | 55 | Local Rate
|  | h | [E25_0062_Quintano_Foods_Elec_ELV_As_Awarded.xlsx]Elec_Rates!$D$907 |  |  | RATE_AAA
55 | 1 | 55 | 084# Bracket for 50-150mm cable tray/basket/trunking |  | Local Rate | RTLO_001 | [9 empty] | 2.37 | 130.35 | 0.09 | 4.95 | [17 empty] | 55 | Local Rate
[17 empty] | 0 |  | 0
d> | 0 |  |  |  |  | ICOST |  |  |  | mu_A | ITEM | [5 empty] | 679.8 |  | 30.8 | [17 empty] | d>
TB
t
ELV - Trunking
|  |  |  | Sell Rate | Sell Total |  |  |  |  | IB | [17 empty] | U_M_Sell | T_M_Sell | U_L_Sell | T_L_Sell | Total_Sell | T_M_Cost | T_L_Phr | Mat/Lab=1 |  |  | Sell Total
50 | m |  | Item: 7.06400000000002 | 24.32 | 1216 | ISELL |  |  |  | mu_A | ITEM | [7 empty] | mu :1.23 | [8 empty] | 11.48 | 574 | 12.84 | 642 | 1216 | 466 | 19 | 24250 |  | 50 | 1284
|  |  | 75 x 75 mm | [6 empty] | n
|  | h | [E25_0062_Quintano_Foods_Elec_ELV_As_Awarded.xlsx]Elec_Rates!$D$822 |  |  | RATE_AAA
50 | 1 | 50 | 078# 75x75mm galvanised steel cable trunking |  | Local Rate | RTLO_002 | [9 empty] | 6.95 | 347.5 | 0.29 | 14.5 | [17 empty] | 50 | Local Rate
|  | h | [E25_0062_Quintano_Foods_Elec_ELV_As_Awarded.xlsx]Elec_Rates!$D$907 |  |  | RATE_AAA
50 | 1 | 50 | 084# Bracket for 50-150mm cable tray/basket/trunking |  | Local Rate | RTLO_001 | [9 empty] | 2.37 | 118.5 | 0.09 | 4.5 | [17 empty] | 50 | Local Rate
[17 empty] | 0 |  | 0
d> | 0 |  |  |  |  | ICOST |  |  |  | mu_A | ITEM | [5 empty] | 466 |  | 19 | [17 empty] | d>
TB
t
Level 4 Roof
TB
t
Cable tray - Power
|  |  |  | Sell Rate | Sell Total |  |  |  |  | IB | [17 empty] | U_M_Sell | T_M_Sell | U_L_Sell | T_L_Sell | Total_Sell | T_M_Cost | T_L_Phr | Mat/Lab=1 |  |  | Sell Total
20 | m |  | Item: 7.06500000000002 | 15.48 | 309.6 | ISELL |  |  |  | mu_A | ITEM | [7 empty] | mu :1.23 | [8 empty] | 7.03 | 140.6 | 8.45 | 169 | 309.6 | 114.2 | 5 | 2384 |  | 20 | 330
|  |  | 50 mm | [6 empty] | n
|  | h | [E25_0062_Quintano_Foods_Elec_ELV_As_Awarded.xlsx]Elec_Rates!$D$797 |  |  | RATE_AAA
20 | 1 | 20 | 076# 50mm Galvanised Steel Cable tray |  | Local Rate | RTLO_002 | [9 empty] | 3.34 | 66.8 | 0.16 | 3.2 | [17 empty] | 20 | Local Rate
|  | h | [E25_0062_Quintano_Foods_Elec_ELV_As_Awarded.xlsx]Elec_Rates!$D$907 |  |  | RATE_AAA
20 | 1 | 20 | 084# Bracket for 50-150mm cable tray/basket/trunking |  | Local Rate | RTLO_001 | [9 empty] | 2.37 | 47.4 | 0.09 | 1.8 | [17 empty] | 20 | Local Rate
[17 empty] | 0 |  | 0
d> | 0 |  |  |  |  | ICOST |  |  |  | mu_A | ITEM | [5 empty] | 114.2 |  | 5 | [17 empty] | d>
|  |  |  | Sell Rate | Sell Total |  |  |  |  | IB | [17 empty] | U_M_Sell | T_M_Sell | U_L_Sell | T_L_Sell | Total_Sell | T_M_Cost | T_L_Phr | Mat/Lab=1 |  |  | Sell Total
10 | m |  | Item: 7.06600000000002 | 16.87 | 168.7 | ISELL |  |  |  | mu_A | ITEM | [7 empty] | mu :1.23 | [8 empty] | 7.75 | 77.5 | 9.12 | 91.2 | 168.7 | 62.9 | 2.7 | 656 |  | 10 | 178.9
|  |  | 100 mm | [6 empty] | n
|  | h | [E25_0062_Quintano_Foods_Elec_ELV_As_Awarded.xlsx]Elec_Rates!$D$785 |  |  | RATE_AAA
10 | 1 | 10 | 075# 100mm cable Tray |  | Local Rate | RTLO_002 | [9 empty] | 3.92 | 39.2 | 0.18 | 1.8 | [17 empty] | 10 | Local Rate
|  | h | [E25_0062_Quintano_Foods_Elec_ELV_As_Awarded.xlsx]Elec_Rates!$D$907 |  |  | RATE_AAA
10 | 1 | 10 | 084# Bracket for 50-150mm cable tray/basket/trunking |  | Local Rate | RTLO_001 | [9 empty] | 2.37 | 23.7 | 0.09 | 0.9 | [17 empty] | 10 | Local Rate
[17 empty] | 0 |  | 0
d> | 0 |  |  |  |  | ICOST |  |  |  | mu_A | ITEM | [5 empty] | 62.9 |  | 2.7 | [17 empty] | d>
|  |  |  | Sell Rate | Sell Total |  |  |  |  | IB | [17 empty] | U_M_Sell | T_M_Sell | U_L_Sell | T_L_Sell | Total_Sell | T_M_Cost | T_L_Phr | Mat/Lab=1 |  |  | Sell Total
25 | m |  | Item: 7.06700000000002 | 21.6 | 540 | ISELL |  |  |  | mu_A | ITEM | [7 empty] | mu :1.23 | [8 empty] | 9.43 | 235.75 | 12.17 | 304.25 | 540 | 191.5 | 9 | 5012.5 |  | 25 | 574
|  |  | 200 mm | [6 empty] | n
|  | h | [E25_0062_Quintano_Foods_Elec_ELV_As_Awarded.xlsx]Elec_Rates!$D$774 |  |  | RATE_AAA
25 | 1 | 25 | 074# 200mm cable Tray |  | Local Rate | RTLO_001 | [9 empty] | 5.18 | 129.5 | 0.27 | 6.75 | [17 empty] | 25 | Local Rate
|  | h | [E25_0062_Quintano_Foods_Elec_ELV_As_Awarded.xlsx]Elec_Rates!$D$920 |  |  | RATE_AAA
25 | 1 | 25 | 085# Bracket for 200-300mm cable tray/basket |  | Local Rate | RTLO_002 | [9 empty] | 2.48 | 62 | 0.09 | 2.25 | [17 empty] | 25 | Local Rate
[17 empty] | 0 |  | 0
d> | 0 |  |  |  |  | ICOST |  |  |  | mu_A | ITEM | [5 empty] | 191.5 |  | 9 | [17 empty] | d>
|  |  |  | Sell Rate | Sell Total |  |  |  |  | IB | [17 empty] | U_M_Sell | T_M_Sell | U_L_Sell | T_L_Sell | Total_Sell | T_M_Cost | T_L_Phr | Mat/Lab=1 |  |  | Sell Total
30 | m |  | Item: 7.06800000000002 | 26.03 | 780.9 | ISELL |  |  |  | mu_A | ITEM | [7 empty] | mu :1.23 | [8 empty] | 12.17 | 365.1 | 13.86 | 415.8 | 780.9 | 296.4 | 12.3 | 9261 |  | 30 | 821.4
|  |  | 250 mm | [6 empty] | n
|  | h | [E25_0062_Quintano_Foods_Elec_ELV_As_Awarded.xlsx]Elec_Rates!$D$762 |  |  | RATE_AAA
30 | 1 | 30 | 073# 300mm cable Tray |  | Local Rate | RTLO_001 | [9 empty] | 7.4 | 222 | 0.32 | 9.6 | [17 empty] | 30 | Local Rate
|  | h | [E25_0062_Quintano_Foods_Elec_ELV_As_Awarded.xlsx]Elec_Rates!$D$920 |  |  | RATE_AAA
30 | 1 | 30 | 085# Bracket for 200-300mm cable tray/basket |  | Local Rate | RTLO_002 | [9 empty] | 2.48 | 74.4 | 0.09 | 2.7 | [17 empty] | 30 | Local Rate
[17 empty] | 0 |  | 0
d> | 0 |  |  |  |  | ICOST |  |  |  | mu_A | ITEM | [5 empty] | 296.4 |  | 12.3 | [17 empty] | d>
TB
t
Lids for Cable Trays
|  |  |  | Sell Rate | Sell Total |  |  |  |  | IB | [17 empty] | U_M_Sell | T_M_Sell | U_L_Sell | T_L_Sell | Total_Sell | T_M_Cost | T_L_Phr | Mat/Lab=1 |  |  | Sell Total
20 | m |  | Item: 7.06900000000002 | 6.61 | 132.2 | ISELL |  |  |  | mu_A | ITEM | [7 empty] | mu :1.23 | [8 empty] | 2.04 | 40.8 | 4.57 | 91.4 | 132.2 | 33.2 | 2.7 | 718 |  | 20 | 142.4
|  |  | 50 mm | [6 empty] | n
20 | m |  | Tray 50mm Galv. Cover |  | Ardic | TRGV_052 | 650 | (__) | [5 empty] | 1 |  | 0.96 | 19.2 | 0.15 | 2.7 | [17 empty] | 20 | Ardic
40 | m |  | Tray Cover Clip Galv. |  | Ardic | TRGV_060 | 650 | (__) | [5 empty] | 1 |  | 0.35 | 14 |  | 0 | [17 empty] | 40 | Ardic
[17 empty] | 0 |  | 0
d> | 0 |  |  |  |  | ICOST |  |  |  | mu_A | ITEM | [5 empty] | 33.2 |  | 2.7 | [17 empty] | d>
|  |  |  | Sell Rate | Sell Total |  |  |  |  | IB | [17 empty] | U_M_Sell | T_M_Sell | U_L_Sell | T_L_Sell | Total_Sell | T_M_Cost | T_L_Phr | Mat/Lab=1 |  |  | Sell Total
10 | m |  | Item: 7.07000000000002 | 7.99 | 79.9 | ISELL |  |  |  | mu_A | ITEM | [7 empty] | mu :1.23 | [8 empty] | 2.82 | 28.2 | 5.17 | 51.7 | 79.9 | 22.9 | 1.53 | 244.3 |  | 10 | 85.7
|  |  | 100 mm | [6 empty] | n
10 | m |  | Tray 100mm Galv. Cover |  | Ardic | TRGV_054 | 650 | (__) | [5 empty] | 1 |  | 1.59 | 15.9 | 0.17 | 1.53 | [17 empty] | 10 | Ardic
20 | m |  | Tray Cover Clip Galv. |  | Ardic | TRGV_060 | 650 | (__) | [5 empty] | 1 |  | 0.35 | 7 |  | 0 | [17 empty] | 20 | Ardic
[17 empty] | 0 |  | 0
d> | 0 |  |  |  |  | ICOST |  |  |  | mu_A | ITEM | [5 empty] | 22.9 |  | 1.53 | [17 empty] | d>
|  |  |  | Sell Rate | Sell Total |  |  |  |  | IB | [17 empty] | U_M_Sell | T_M_Sell | U_L_Sell | T_L_Sell | Total_Sell | T_M_Cost | T_L_Phr | Mat/Lab=1 |  |  | Sell Total
25 | m |  | Item: 7.07100000000002 | 11.97 | 299.25 | ISELL |  |  |  | mu_A | ITEM | [7 empty] | mu :1.23 | [8 empty] | 4.36 | 109 | 7.61 | 190.25 | 299.25 | 88.5 | 5.63 | 2353.25 |  | 25 | 320.25
|  |  | 200 mm | [6 empty] | n
25 | m |  | Tray 200mm Galv. Cover |  | Ardic | TRGV_056 | 650 | (__) | [5 empty] | 1 |  | 2.84 | 71 | 0.25 | 5.625 | [17 empty] | 25 | Ardic
50 | m |  | Tray Cover Clip Galv. |  | Ardic | TRGV_060 | 650 | (__) | [5 empty] | 1 |  | 0.35 | 17.5 |  | 0 | [17 empty] | 50 | Ardic
[17 empty] | 0 |  | 0
d> | 0 |  |  |  |  | ICOST |  |  |  | mu_A | ITEM | [5 empty] | 88.5 |  | 5.625 | [17 empty] | d>
|  |  |  | Sell Rate | Sell Total |  |  |  |  | IB | [17 empty] | U_M_Sell | T_M_Sell | U_L_Sell | T_L_Sell | Total_Sell | T_M_Cost | T_L_Phr | Mat/Lab=1 |  |  | Sell Total
30 | m |  | Item: 7.07200000000002 | 16.79 | 503.7 | ISELL |  |  |  | mu_A | ITEM | [7 empty] | mu :1.23 | [8 empty] | 7.66 | 229.8 | 9.13 | 273.9 | 503.7 | 186.6 | 8.1 | 5841 |  | 30 | 534
|  |  | 250 mm | [6 empty] | n
30 | m |  | Tray 300mm Galv. Cover |  | Ardic | TRGV_057 | 650 | (__) | [5 empty] | 1 |  | 5.52 | 165.6 | 0.3 | 8.1 | [17 empty] | 30 | Ardic
60 | m |  | Tray Cover Clip Galv. |  | Ardic | TRGV_060 | 650 | (__) | [5 empty] | 1 |  | 0.35 | 21 |  | 0 | [17 empty] | 60 | Ardic
[17 empty] | 0 |  | 0
d> | 0 |  |  |  |  | ICOST |  |  |  | mu_A | ITEM | [5 empty] | 186.6 |  | 8.1 | [17 empty] | d>
SB | [36 empty] | SB
| -0.0294 |  | PAGE: 28 |  | 60850.15 | [5 empty] | PAGE | [5 empty] | 34246.18 |  | 552.495 | [18 empty] | 63501.2
| Discy: |  |  |  | PAGE SELL | [11 empty] | PAGE MAT |  | PAGE LAB | [18 empty] | PAGE SELL
TB
t
Shafts
TB
t
Cable tray - Power
|  |  |  | Sell Rate | Sell Total |  |  |  |  | IB | [17 empty] | U_M_Sell | T_M_Sell | U_L_Sell | T_L_Sell | Total_Sell | T_M_Cost | T_L_Phr | Mat/Lab=1 |  |  | Sell Total
30 | m |  | Item: 7.07300000000002 | 16.87 | 506.1 | ISELL |  |  |  | mu_A | ITEM | [7 empty] | mu :1.23 | [8 empty] | 7.75 | 232.5 | 9.12 | 273.6 | 506.1 | 188.7 | 8.1 | 5904 |  | 30 | 536.7
|  |  | 100 mm | [6 empty] | n
|  | h | [E25_0062_Quintano_Foods_Elec_ELV_As_Awarded.xlsx]Elec_Rates!$D$785 |  |  | RATE_AAA
30 | 1 | 30 | 075# 100mm cable Tray |  | Local Rate | RTLO_002 | [9 empty] | 3.92 | 117.6 | 0.18 | 5.4 | [17 empty] | 30 | Local Rate
|  | h | [E25_0062_Quintano_Foods_Elec_ELV_As_Awarded.xlsx]Elec_Rates!$D$907 |  |  | RATE_AAA
30 | 1 | 30 | 084# Bracket for 50-150mm cable tray/basket/trunking |  | Local Rate | RTLO_001 | [9 empty] | 2.37 | 71.1 | 0.09 | 2.7 | [17 empty] | 30 | Local Rate
[17 empty] | 0 |  | 0
d> | 0 |  |  |  |  | ICOST |  |  |  | mu_A | ITEM | [5 empty] | 188.7 |  | 8.1 | [17 empty] | d>
|  |  |  | Sell Rate | Sell Total |  |  |  |  | IB | [17 empty] | U_M_Sell | T_M_Sell | U_L_Sell | T_L_Sell | Total_Sell | T_M_Cost | T_L_Phr | Mat/Lab=1 |  |  | Sell Total
10 | m |  | Item: 7.07400000000002 | 21.6 | 216 | ISELL |  |  |  | mu_A | ITEM | [7 empty] | mu :1.23 | [8 empty] | 9.43 | 94.3 | 12.17 | 121.7 | 216 | 76.6 | 3.6 | 802 |  | 10 | 229.6
|  |  | 200 mm | [6 empty] | n
|  | h | [E25_0062_Quintano_Foods_Elec_ELV_As_Awarded.xlsx]Elec_Rates!$D$774 |  |  | RATE_AAA
10 | 1 | 10 | 074# 200mm cable Tray |  | Local Rate | RTLO_001 | [9 empty] | 5.18 | 51.8 | 0.27 | 2.7 | [17 empty] | 10 | Local Rate
|  | h | [E25_0062_Quintano_Foods_Elec_ELV_As_Awarded.xlsx]Elec_Rates!$D$920 |  |  | RATE_AAA
10 | 1 | 10 | 085# Bracket for 200-300mm cable tray/basket |  | Local Rate | RTLO_002 | [9 empty] | 2.48 | 24.8 | 0.09 | 0.9 | [17 empty] | 10 | Local Rate
[17 empty] | 0 |  | 0
d> | 0 |  |  |  |  | ICOST |  |  |  | mu_A | ITEM | [5 empty] | 76.6 |  | 3.6 | [17 empty] | d>
|  |  |  | Sell Rate | Sell Total |  |  |  |  | IB | [17 empty] | U_M_Sell | T_M_Sell | U_L_Sell | T_L_Sell | Total_Sell | T_M_Cost | T_L_Phr | Mat/Lab=1 |  |  | Sell Total
20 | m |  | Item: 7.07500000000003 | 26.03 | 520.6 | ISELL |  |  |  | mu_A | ITEM | [7 empty] | mu :1.23 | [8 empty] | 12.17 | 243.4 | 13.86 | 277.2 | 520.6 | 197.6 | 8.2 | 4116 |  | 20 | 547.6
|  |  | 250 mm | [6 empty] | n
|  | h | [E25_0062_Quintano_Foods_Elec_ELV_As_Awarded.xlsx]Elec_Rates!$D$762 |  |  | RATE_AAA
20 | 1 | 20 | 073# 300mm cable Tray |  | Local Rate | RTLO_001 | [9 empty] | 7.4 | 148 | 0.32 | 6.4 | [17 empty] | 20 | Local Rate
|  | h | [E25_0062_Quintano_Foods_Elec_ELV_As_Awarded.xlsx]Elec_Rates!$D$920 |  |  | RATE_AAA
20 | 1 | 20 | 085# Bracket for 200-300mm cable tray/basket |  | Local Rate | RTLO_002 | [9 empty] | 2.48 | 49.6 | 0.09 | 1.8 | [17 empty] | 20 | Local Rate
[17 empty] | 0 |  | 0
d> | 0 |  |  |  |  | ICOST |  |  |  | mu_A | ITEM | [5 empty] | 197.6 |  | 8.2 | [17 empty] | d>
|  |  |  | Sell Rate | Sell Total |  |  |  |  | IB | [17 empty] | U_M_Sell | T_M_Sell | U_L_Sell | T_L_Sell | Total_Sell | T_M_Cost | T_L_Phr | Mat/Lab=1 |  |  | Sell Total
10 | m |  | Item: 7.07600000000003 | 26.03 | 260.3 | ISELL |  |  |  | mu_A | ITEM | [7 empty] | mu :1.23 | [8 empty] | 12.17 | 121.7 | 13.86 | 138.6 | 260.3 | 98.8 | 4.1 | 1029 |  | 10 | 273.8
|  |  | 300 mm | [6 empty] | n
|  | h | [E25_0062_Quintano_Foods_Elec_ELV_As_Awarded.xlsx]Elec_Rates!$D$762 |  |  | RATE_AAA
10 | 1 | 10 | 073# 300mm cable Tray |  | Local Rate | RTLO_001 | [9 empty] | 7.4 | 74 | 0.32 | 3.2 | [17 empty] | 10 | Local Rate
|  | h | [E25_0062_Quintano_Foods_Elec_ELV_As_Awarded.xlsx]Elec_Rates!$D$920 |  |  | RATE_AAA
10 | 1 | 10 | 085# Bracket for 200-300mm cable tray/basket |  | Local Rate | RTLO_002 | [9 empty] | 2.48 | 24.8 | 0.09 | 0.9 | [17 empty] | 10 | Local Rate
[17 empty] | 0 |  | 0
d> | 0 |  |  |  |  | ICOST |  |  |  | mu_A | ITEM | [5 empty] | 98.8 |  | 4.1 | [17 empty] | d>
|  |  |  | Sell Rate | Sell Total |  |  |  |  | IB | [17 empty] | U_M_Sell | T_M_Sell | U_L_Sell | T_L_Sell | Total_Sell | T_M_Cost | T_L_Phr | Mat/Lab=1 |  |  | Sell Total
40 | m |  | Item: 7.07700000000003 | 55.26 | 2210.4 | ISELL |  |  |  | mu_A | ITEM | [7 empty] | mu :1.23 | [8 empty] | 36.32 | 1452.8 | 18.94 | 757.6 | 2210.4 | 1180 | 22.4 | 48096 |  | 40 | 2291.6
|  |  | 500 mm | [6 empty] | n
|  | h | [E25_0062_Quintano_Foods_Elec_ELV_As_Awarded.xlsx]Elec_Rates!$D$739 |  |  | RATE_AAA
40 | 1 | 40 | 071# 500mm cable Tray |  | Local Rate | RTLO_002 | [9 empty] | 13.13 | 525.2 | 0.41 | 16.4 | [17 empty] | 40 | Local Rate
|  | h | [E25_0062_Quintano_Foods_Elec_ELV_As_Awarded.xlsx]Elec_Rates!$D$933 |  |  | RATE_AAA
40 | 1 | 40 | 086# Bracket for 400-600mm cable tray/basket |  | Local Rate | RTLO_001 | [9 empty] | 16.37 | 654.8 | 0.15 | 6 | [17 empty] | 40 | Local Rate
[17 empty] | 0 |  | 0
d> | 0 |  |  |  |  | ICOST |  |  |  | mu_A | ITEM | [5 empty] | 1180 |  | 22.4 | [17 empty] | d>
TB
t
Cable tray - Plumbing
|  |  |  | Sell Rate | Sell Total |  |  |  |  | IB | [17 empty] | U_M_Sell | T_M_Sell | U_L_Sell | T_L_Sell | Total_Sell | T_M_Cost | T_L_Phr | Mat/Lab=1 |  |  | Sell Total
5 | m |  | Item: 7.07800000000003 | 16.87 | 84.35 | ISELL |  |  |  | mu_A | ITEM | [7 empty] | mu :1.23 | [8 empty] | 7.75 | 38.75 | 9.12 | 45.6 | 84.35 | 31.45 | 1.35 | 164 |  | 5 | 89.45
|  |  | 100 mm | [6 empty] | n
|  | h | [E25_0062_Quintano_Foods_Elec_ELV_As_Awarded.xlsx]Elec_Rates!$D$785 |  |  | RATE_AAA
5 | 1 | 5 | 075# 100mm cable Tray |  | Local Rate | RTLO_002 | [9 empty] | 3.92 | 19.6 | 0.18 | 0.9 | [17 empty] | 5 | Local Rate
|  | h | [E25_0062_Quintano_Foods_Elec_ELV_As_Awarded.xlsx]Elec_Rates!$D$907 |  |  | RATE_AAA
5 | 1 | 5 | 084# Bracket for 50-150mm cable tray/basket/trunking |  | Local Rate | RTLO_001 | [9 empty] | 2.37 | 11.85 | 0.09 | 0.45 | [17 empty] | 5 | Local Rate
[17 empty] | 0 |  | 0
d> | 0 |  |  |  |  | ICOST |  |  |  | mu_A | ITEM | [5 empty] | 31.45 |  | 1.35 | [17 empty] | d>
TB
t
Cable tray - Fire Safety
|  |  |  | Sell Rate | Sell Total |  |  |  |  | IB | [17 empty] | U_M_Sell | T_M_Sell | U_L_Sell | T_L_Sell | Total_Sell | T_M_Cost | T_L_Phr | Mat/Lab=1 |  |  | Sell Total
10 | m |  | Item: 7.07900000000003 | 0 | 0 | ISELL |  |  |  | mu_A | ITEM |  |  |  |  | Omitted by consultant |  |  | 0.00 | [8 empty] | 0 | 0 | 0 | 0 | 0 | 0 | 0 | 0 |  | 10 | 229.6
|  |  | 200 mm | [6 empty] | n
|  | h | [E25_0062_Quintano_Foods_Elec_ELV_As_Awarded.xlsx]Elec_Rates!$D$774 |  |  | RATE_AAA
0 | 1 | 0 | 074# 200mm cable Tray |  | Local Rate | RTLO_001 | [9 empty] | 5.18 | 0 | 0.27 | 0 | [17 empty] | 10 | Local Rate
|  | h | [E25_0062_Quintano_Foods_Elec_ELV_As_Awarded.xlsx]Elec_Rates!$D$920 |  |  | RATE_AAA
0 | 1 | 0 | 085# Bracket for 200-300mm cable tray/basket |  | Local Rate | RTLO_002 | [9 empty] | 2.48 | 0 | 0.09 | 0 | [17 empty] | 10 | Local Rate
[17 empty] | 0 |  | 0
d> | 0 |  |  |  |  | ICOST |  |  |  | mu_A | ITEM | [5 empty] | 0 |  | 0 | [17 empty] | d>
|  |  |  | Sell Rate | Sell Total |  |  |  |  | IB | [17 empty] | U_M_Sell | T_M_Sell | U_L_Sell | T_L_Sell | Total_Sell | T_M_Cost | T_L_Phr | Mat/Lab=1 |  |  | Sell Total
10 | m |  | Item: 7.08000000000003 | 0 | 0 | ISELL |  |  |  | mu_A | ITEM |  |  |  |  | Omitted by consultant |  |  | 0.00 | [8 empty] | 0 | 0 | 0 | 0 | 0 | 0 | 0 | 0 |  | 10 | 572.9
|  |  | 500 mm | [6 empty] | n
|  | h | [E25_0062_Quintano_Foods_Elec_ELV_As_Awarded.xlsx]Elec_Rates!$D$739 |  |  | RATE_AAA
0 | 1 | 0 | 071# 500mm cable Tray |  | Local Rate | RTLO_002 | [9 empty] | 13.13 | 0 | 0.41 | 0 | [17 empty] | 10 | Local Rate
|  | h | [E25_0062_Quintano_Foods_Elec_ELV_As_Awarded.xlsx]Elec_Rates!$D$933 |  |  | RATE_AAA
0 | 1 | 0 | 086# Bracket for 400-600mm cable tray/basket |  | Local Rate | RTLO_001 | [9 empty] | 16.37 | 0 | 0.15 | 0 | [17 empty] | 10 | Local Rate
[17 empty] | 0 |  | 0
d> | 0 |  |  |  |  | ICOST |  |  |  | mu_A | ITEM | [5 empty] | 0 |  | 0 | [17 empty] | d>
TB
t
Lids for Cable Trays
|  |  |  | Sell Rate | Sell Total |  |  |  |  | IB | [17 empty] | U_M_Sell | T_M_Sell | U_L_Sell | T_L_Sell | Total_Sell | T_M_Cost | T_L_Phr | Mat/Lab=1 |  |  | Sell Total
35 | m |  | Item: 7.08100000000003 | 7.99 | 279.65 | ISELL |  |  |  | mu_A | ITEM | [7 empty] | mu :1.23 | [8 empty] | 2.82 | 98.7 | 5.17 | 180.95 | 279.65 | 80.15 | 5.36 | 2992.85 |  | 35 | 299.95
|  |  | 100 mm | [6 empty] | n
35 | m |  | Tray 100mm Galv. Cover |  | Ardic | TRGV_054 | 650 | (__) | [5 empty] | 1 |  | 1.59 | 55.65 | 0.17 | 5.355 | [17 empty] | 35 | Ardic
70 | m |  | Tray Cover Clip Galv. |  | Ardic | TRGV_060 | 650 | (__) | [5 empty] | 1 |  | 0.35 | 24.5 |  | 0 | [17 empty] | 70 | Ardic
[17 empty] | 0 |  | 0
d> | 0 |  |  |  |  | ICOST |  |  |  | mu_A | ITEM | [5 empty] | 80.15 |  | 5.355 | [17 empty] | d>
|  |  |  | Sell Rate | Sell Total |  |  |  |  | IB | [17 empty] | U_M_Sell | T_M_Sell | U_L_Sell | T_L_Sell | Total_Sell | T_M_Cost | T_L_Phr | Mat/Lab=1 |  |  | Sell Total
20 | m |  | Item: 7.08200000000003 | 11.97 | 239.4 | ISELL |  |  |  | mu_A | ITEM | [7 empty] | mu :1.23 | [8 empty] | 4.36 | 87.2 | 7.61 | 152.2 | 239.4 | 70.8 | 4.5 | 1506 |  | 20 | 256.2
|  |  | 200 mm | [6 empty] | n
20 | m |  | Tray 200mm Galv. Cover |  | Ardic | TRGV_056 | 650 | (__) | [5 empty] | 1 |  | 2.84 | 56.8 | 0.25 | 4.5 | [17 empty] | 20 | Ardic
40 | m |  | Tray Cover Clip Galv. |  | Ardic | TRGV_060 | 650 | (__) | [5 empty] | 1 |  | 0.35 | 14 |  | 0 | [17 empty] | 40 | Ardic
[17 empty] | 0 |  | 0
d> | 0 |  |  |  |  | ICOST |  |  |  | mu_A | ITEM | [5 empty] | 70.8 |  | 4.5 | [17 empty] | d>
|  |  |  | Sell Rate | Sell Total |  |  |  |  | IB | [17 empty] | U_M_Sell | T_M_Sell | U_L_Sell | T_L_Sell | Total_Sell | T_M_Cost | T_L_Phr | Mat/Lab=1 |  |  | Sell Total
20 | m |  | Item: 7.08300000000003 | 16.79 | 335.8 | ISELL |  |  |  | mu_A | ITEM | [7 empty] | mu :1.23 | [8 empty] | 7.66 | 153.2 | 9.13 | 182.6 | 335.8 | 124.4 | 5.4 | 2596 |  | 20 | 356
|  |  | 250 mm | [6 empty] | n
20 | m |  | Tray 300mm Galv. Cover |  | Ardic | TRGV_057 | 650 | (__) | [5 empty] | 1 |  | 5.52 | 110.4 | 0.3 | 5.4 | [17 empty] | 20 | Ardic
40 | m |  | Tray Cover Clip Galv. |  | Ardic | TRGV_060 | 650 | (__) | [5 empty] | 1 |  | 0.35 | 14 |  | 0 | [17 empty] | 40 | Ardic
[17 empty] | 0 |  | 0
d> | 0 |  |  |  |  | ICOST |  |  |  | mu_A | ITEM | [5 empty] | 124.4 |  | 5.4 | [17 empty] | d>
|  |  |  | Sell Rate | Sell Total |  |  |  |  | IB | [17 empty] | U_M_Sell | T_M_Sell | U_L_Sell | T_L_Sell | Total_Sell | T_M_Cost | T_L_Phr | Mat/Lab=1 |  |  | Sell Total
10 | m |  | Item: 7.08400000000003 | 16.79 | 167.9 | ISELL |  |  |  | mu_A | ITEM | [7 empty] | mu :1.23 | [8 empty] | 7.66 | 76.6 | 9.13 | 91.3 | 167.9 | 62.2 | 2.7 | 649 |  | 10 | 178
|  |  | 300 mm | [6 empty] | n
10 | m |  | Tray 300mm Galv. Cover |  | Ardic | TRGV_057 | 650 | (__) | [5 empty] | 1 |  | 5.52 | 55.2 | 0.3 | 2.7 | [17 empty] | 10 | Ardic
20 | m |  | Tray Cover Clip Galv. |  | Ardic | TRGV_060 | 650 | (__) | [5 empty] | 1 |  | 0.35 | 7 |  | 0 | [17 empty] | 20 | Ardic
[17 empty] | 0 |  | 0
d> | 0 |  |  |  |  | ICOST |  |  |  | mu_A | ITEM | [5 empty] | 62.2 |  | 2.7 | [17 empty] | d>
|  |  |  | Sell Rate | Sell Total |  |  |  |  | IB | [17 empty] | U_M_Sell | T_M_Sell | U_L_Sell | T_L_Sell | Total_Sell | T_M_Cost | T_L_Phr | Mat/Lab=1 |  |  | Sell Total
50 | m |  | Item: 7.08500000000003 | 19.83 | 991.5 | ISELL |  |  |  | mu_A | ITEM | [7 empty] | mu :1.23 | [8 empty] | 7.66 | 383 | 12.17 | 608.5 | 991.5 | 311 | 18 | 16450 |  | 50 | 1059
|  |  | 500 mm | [6 empty] | n
50 | m |  | Tray 500mm Galv. Cover |  | Ardic | TRGV_057 | 650 | (__) | [5 empty] | 1 |  | 5.52 | 276 | 0.4 | 18 | [17 empty] | 50 | Ardic
100 | m |  | Tray Cover Clip Galv. |  | Ardic | TRGV_060 | 650 | (__) | [5 empty] | 1 |  | 0.35 | 35 |  | 0 | [17 empty] | 100 | Ardic
[17 empty] | 0 |  | 0
d> | 0 |  |  |  |  | ICOST |  |  |  | mu_A | ITEM | [5 empty] | 311 |  | 18 | [17 empty] | d>
TB
t
Power - Trunking
|  |  |  | Sell Rate | Sell Total |  |  |  |  | IB | [17 empty] | U_M_Sell | T_M_Sell | U_L_Sell | T_L_Sell | Total_Sell | T_M_Cost | T_L_Phr | Mat/Lab=1 |  |  | Sell Total
20 | m |  | Item: 7.08600000000003 | 22.31 | 446.2 | ISELL |  |  |  | mu_A | ITEM | [7 empty] | mu :1.23 | [8 empty] | 10.13 | 202.6 | 12.18 | 243.6 | 446.2 | 164.6 | 7.2 | 3436 |  | 20 | 473.2
|  |  | 75 x 50 mm | [6 empty] | n
|  | h | [E25_0062_Quintano_Foods_Elec_ELV_As_Awarded.xlsx]Elec_Rates!$D$808 |  |  | RATE_AAA
20 | 1 | 20 | 077# 75x50mm galvanised steel cable trunking |  | Local Rate | RTLO_001 | [9 empty] | 5.86 | 117.2 | 0.27 | 5.4 | [17 empty] | 20 | Local Rate
|  | h | [E25_0062_Quintano_Foods_Elec_ELV_As_Awarded.xlsx]Elec_Rates!$D$907 |  |  | RATE_AAA
20 | 1 | 20 | 084# Bracket for 50-150mm cable tray/basket/trunking |  | Local Rate | RTLO_001 | [9 empty] | 2.37 | 47.4 | 0.09 | 1.8 | [17 empty] | 20 | Local Rate
[17 empty] | 0 |  | 0
d> | 0 |  |  |  |  | ICOST |  |  |  | mu_A | ITEM | [5 empty] | 164.6 |  | 7.2 | [17 empty] | d>
|  |  |  | Sell Rate | Sell Total |  |  |  |  | IB | [17 empty] | U_M_Sell | T_M_Sell | U_L_Sell | T_L_Sell | Total_Sell | T_M_Cost | T_L_Phr | Mat/Lab=1 |  |  | Sell Total
10 | m |  | Item: 7.08700000000003 | 24.32 | 243.2 | ISELL |  |  |  | mu_A | ITEM | [7 empty] | mu :1.23 | [8 empty] | 11.48 | 114.8 | 12.84 | 128.4 | 243.2 | 93.2 | 3.8 | 970 |  | 10 | 256.8
|  |  | 75 x 75 mm | [6 empty] | n
|  | h | [E25_0062_Quintano_Foods_Elec_ELV_As_Awarded.xlsx]Elec_Rates!$D$822 |  |  | RATE_AAA
10 | 1 | 10 | 078# 75x75mm galvanised steel cable trunking |  | Local Rate | RTLO_002 | [9 empty] | 6.95 | 69.5 | 0.29 | 2.9 | [17 empty] | 10 | Local Rate
|  | h | [E25_0062_Quintano_Foods_Elec_ELV_As_Awarded.xlsx]Elec_Rates!$D$907 |  |  | RATE_AAA
10 | 1 | 10 | 084# Bracket for 50-150mm cable tray/basket/trunking |  | Local Rate | RTLO_001 | [9 empty] | 2.37 | 23.7 | 0.09 | 0.9 | [17 empty] | 10 | Local Rate
[17 empty] | 0 |  | 0
d> | 0 |  |  |  |  | ICOST |  |  |  | mu_A | ITEM | [5 empty] | 93.2 |  | 3.8 | [17 empty] | d>
TB
t
Data - Trunking
|  |  |  | Sell Rate | Sell Total |  |  |  |  | IB | [17 empty] | U_M_Sell | T_M_Sell | U_L_Sell | T_L_Sell | Total_Sell | T_M_Cost | T_L_Phr | Mat/Lab=1 |  |  | Sell Total
10 | m |  | Item: 7.08800000000003 | 22.31 | 223.1 | ISELL |  |  |  | mu_A | ITEM | [7 empty] | mu :1.23 | [8 empty] | 10.13 | 101.3 | 12.18 | 121.8 | 223.1 | 82.3 | 3.6 | 859 |  | 10 | 236.6
|  |  | 75 x 50 mm | [6 empty] | n
|  | h | [E25_0062_Quintano_Foods_Elec_ELV_As_Awarded.xlsx]Elec_Rates!$D$808 |  |  | RATE_AAA
10 | 1 | 10 | 077# 75x50mm galvanised steel cable trunking |  | Local Rate | RTLO_001 | [9 empty] | 5.86 | 58.6 | 0.27 | 2.7 | [17 empty] | 10 | Local Rate
|  | h | [E25_0062_Quintano_Foods_Elec_ELV_As_Awarded.xlsx]Elec_Rates!$D$907 |  |  | RATE_AAA
10 | 1 | 10 | 084# Bracket for 50-150mm cable tray/basket/trunking |  | Local Rate | RTLO_001 | [9 empty] | 2.37 | 23.7 | 0.09 | 0.9 | [17 empty] | 10 | Local Rate
[17 empty] | 0 |  | 0
d> | 0 |  |  |  |  | ICOST |  |  |  | mu_A | ITEM | [5 empty] | 82.3 |  | 3.6 | [17 empty] | d>
|  |  |  | Sell Rate | Sell Total |  |  |  |  | IB | [17 empty] | U_M_Sell | T_M_Sell | U_L_Sell | T_L_Sell | Total_Sell | T_M_Cost | T_L_Phr | Mat/Lab=1 |  |  | Sell Total
40 | m |  | Item: 7.08900000000003 | 24.32 | 972.8 | ISELL |  |  |  | mu_A | ITEM | [7 empty] | mu :1.23 | [8 empty] | 11.48 | 459.2 | 12.84 | 513.6 | 972.8 | 372.8 | 15.2 | 15520 |  | 40 | 1027.2
|  |  | 75 x 75 mm | [6 empty] | n
|  | h | [E25_0062_Quintano_Foods_Elec_ELV_As_Awarded.xlsx]Elec_Rates!$D$822 |  |  | RATE_AAA
40 | 1 | 40 | 078# 75x75mm galvanised steel cable trunking |  | Local Rate | RTLO_002 | [9 empty] | 6.95 | 278 | 0.29 | 11.6 | [17 empty] | 40 | Local Rate
|  | h | [E25_0062_Quintano_Foods_Elec_ELV_As_Awarded.xlsx]Elec_Rates!$D$907 |  |  | RATE_AAA
40 | 1 | 40 | 084# Bracket for 50-150mm cable tray/basket/trunking |  | Local Rate | RTLO_001 | [9 empty] | 2.37 | 94.8 | 0.09 | 3.6 | [17 empty] | 40 | Local Rate
[17 empty] | 0 |  | 0
d> | 0 |  |  |  |  | ICOST |  |  |  | mu_A | ITEM | [5 empty] | 372.8 |  | 15.2 | [17 empty] | d>
TB
t
ELV - Trunking
|  |  |  | Sell Rate | Sell Total |  |  |  |  | IB | [17 empty] | U_M_Sell | T_M_Sell | U_L_Sell | T_L_Sell | Total_Sell | T_M_Cost | T_L_Phr | Mat/Lab=1 |  |  | Sell Total
20 | m |  | Item: 7.09000000000003 | 22.31 | 446.2 | ISELL |  |  |  | mu_A | ITEM | [7 empty] | mu :1.23 | [8 empty] | 10.13 | 202.6 | 12.18 | 243.6 | 446.2 | 164.6 | 7.2 | 3436 |  | 20 | 473.2
|  |  | 75 x 50 mm | [6 empty] | n
|  | h | [E25_0062_Quintano_Foods_Elec_ELV_As_Awarded.xlsx]Elec_Rates!$D$808 |  |  | RATE_AAA
20 | 1 | 20 | 077# 75x50mm galvanised steel cable trunking |  | Local Rate | RTLO_001 | [9 empty] | 5.86 | 117.2 | 0.27 | 5.4 | [17 empty] | 20 | Local Rate
|  | h | [E25_0062_Quintano_Foods_Elec_ELV_As_Awarded.xlsx]Elec_Rates!$D$907 |  |  | RATE_AAA
20 | 1 | 20 | 084# Bracket for 50-150mm cable tray/basket/trunking |  | Local Rate | RTLO_001 | [9 empty] | 2.37 | 47.4 | 0.09 | 1.8 | [17 empty] | 20 | Local Rate
[17 empty] | 0 |  | 0
d> | 0 |  |  |  |  | ICOST |  |  |  | mu_A | ITEM | [5 empty] | 164.6 |  | 7.2 | [17 empty] | d>
|  |  |  | Sell Rate | Sell Total |  |  |  |  | IB | [17 empty] | U_M_Sell | T_M_Sell | U_L_Sell | T_L_Sell | Total_Sell | T_M_Cost | T_L_Phr | Mat/Lab=1 |  |  | Sell Total
20 | m |  | Item: 7.09100000000003 | 24.32 | 486.4 | ISELL |  |  |  | mu_A | ITEM | [7 empty] | mu :1.23 | [8 empty] | 11.48 | 229.6 | 12.84 | 256.8 | 486.4 | 186.4 | 7.6 | 3880 |  | 20 | 513.6
|  |  | 75 x 75 mm | [6 empty] | n
|  | h | [E25_0062_Quintano_Foods_Elec_ELV_As_Awarded.xlsx]Elec_Rates!$D$822 |  |  | RATE_AAA
20 | 1 | 20 | 078# 75x75mm galvanised steel cable trunking |  | Local Rate | RTLO_002 | [9 empty] | 6.95 | 139 | 0.29 | 5.8 | [17 empty] | 20 | Local Rate
|  | h | [E25_0062_Quintano_Foods_Elec_ELV_As_Awarded.xlsx]Elec_Rates!$D$907 |  |  | RATE_AAA
20 | 1 | 20 | 084# Bracket for 50-150mm cable tray/basket/trunking |  | Local Rate | RTLO_001 | [9 empty] | 2.37 | 47.4 | 0.09 | 1.8 | [17 empty] | 20 | Local Rate
[17 empty] | 0 |  | 0
d> | 0 |  |  |  |  | ICOST |  |  |  | mu_A | ITEM | [5 empty] | 186.4 |  | 7.6 | [17 empty] | d>
TB
t
General
|  |  |  | Sell Rate | Sell Total |  |  |  |  | IB | [17 empty] | U_M_Sell | T_M_Sell | U_L_Sell | T_L_Sell | Total_Sell | T_M_Cost | T_L_Phr | Mat/Lab=1 |  |  | Sell Total
1 | L.S. |  | Item: 7.09200000000003 | 0 | 0 | ISELL |  |  |  | mu_A | ITEM |  |  |  |  | Included |  |  | 0.00 | [8 empty] | 0 | 0 | 0 | 0 | 0 | 0 | 0 | 0 |  | 1 | 0
|  |  | Earthing of all metal cable containment | [6 empty] | n
|  |  | INCLUDED | [13 empty] | 0 |  | 0
[17 empty] | 0 |  | 0
d> | 0 |  |  |  |  | ICOST |  |  |  | mu_A | ITEM | [5 empty] | 0 |  | 0 | [17 empty] | d>
|  |  |  | Sell Rate | Sell Total |  |  |  |  | IB | [17 empty] | U_M_Sell | T_M_Sell | U_L_Sell | T_L_Sell | Total_Sell | T_M_Cost | T_L_Phr | Mat/Lab=1 |  |  | Sell Total
1 | L.S. |  | Item: 7.09300000000003 | 0 | 0 | ISELL |  |  |  | mu_A | ITEM |  |  |  |  | Included |  |  | 0.00 | [8 empty] | 0 | 0 | 0 | 0 | 0 | 0 | 0 | 0 |  | 1 | 0
Testing of earth continuity on all metal cable containment systems and provision of certification.
|  |  | INCLUDED | [13 empty] | 0 |  | 0
[17 empty] | 0 |  | 0
d> | 0 |  |  |  |  | ICOST |  |  |  | mu_A | ITEM | [5 empty] | 0 |  | 0 | [17 empty] | d>
|  |  |  | Sell Rate | Sell Total |  |  |  |  | IB | [17 empty] | U_M_Sell | T_M_Sell | U_L_Sell | T_L_Sell | Total_Sell | T_M_Cost | T_L_Phr | Mat/Lab=1 |  |  | Sell Total
1 | Set |  | Item: 7.09400000000003 | 210.16 | 210.16 | ISELL |  |  |  | mu_A | ITEM | [7 empty] | mu :1.23 | [8 empty] | 96.04 | 96.04 | 114.12 | 114.12 | 210.16 | 78 | 3.38 | 81.38 |  | 1 | 222.84
Supply one full set of as fitted drawings (including 1 hard copy and a digital copy on 2 separate USBs) c/w all manuals etc.
6 | No |  | A0 "As Fitted Drawing" (Print) @2!Eents/sq.foot |  |  | DOCS_002 | 880 | (__) | [5 empty] | 3 | 1999-03-01 | 8 | 48 | 0.25 | 1.35 | [17 empty] | 6
1 | No |  | USB |  |  | DOCS_012 | 880 | (__) | [5 empty] | 3 |  | 10 | 10 | 0.25 | 0.225 | [17 empty] | 1
1 | No |  | Operating and Maintenance Manuals |  |  | DOCS_013 | 880 | (__) | [5 empty] | 3 |  | 20 | 20 | 2 | 1.8 | [17 empty] | 1
[17 empty] | 0 |  | 0
d> | 0 |  |  |  |  | ICOST |  |  |  | mu_A | ITEM | [5 empty] | 78 |  | 3.375 | [17 empty] | d>
SB | [36 empty] | SB
| -0.41464 |  | PAGE: 29 |  | 8840.06 | [5 empty] | PAGE | [5 empty] | 3563.6 |  | 131.68 | [18 empty] | 10123.84
| Discy: |  |  |  | PAGE SELL | [11 empty] | PAGE MAT |  | PAGE LAB | [18 empty] | PAGE SELL
SB | [36 empty] | SB
| -3.8737 |  | TOTAL FOR CONTAINMENT |  | 122773.66 | [5 empty] | SECT | [5 empty] | 61189.98 |  | 1402.775 | [18 empty] | 133276.24
| Discy: |  |  |  | SECT SELL | [11 empty] | SECT MAT |  | SECT LAB | [18 empty] | SECT SELL
TB
t
TOTAL FOR CABLE CONTAINMENT INSTALLATION
TB
|  | t | Item: 8
|  |  | DATA INSTALLATION |  | NAS Ltd. - Data | [32 empty] | NAS Ltd.
TB
t
Basement Level -1 - From Data Cabinet B1
TB
t
Supply and install galvanised conduit surface mounted from Data cabinet B1 patch panel to various data points as per drawing, including the supply of all necessary back boxes. There shall be 1qty 25 mm conduits for a maximum of two cables. All data cable conduit shall be 25mm diameter.
|  |  |  | Sell Rate | Sell Total |  |  |  |  | IB | [17 empty] | U_M_Sell | T_M_Sell | U_L_Sell | T_L_Sell | Total_Sell | T_M_Cost | T_L_Phr | Mat/Lab=1 |  |  | Sell Total
61 | No. |  | Item: 8.001 | 70.3 | 4288.3 | ISELL |  |  |  | mu_A | ITEM | [7 empty] | mu :1.23 | [8 empty] | 28.7 | 1750.7 | 41.6 | 2537.6 | 4288.3 | 1421.57 | 75.06 | 91294.43 |  | 69 | 5165.34
|  |  | Data Points | [6 empty] | n
|  | h | [E25_0062_Quintano_Foods_Elec_ELV_As_Awarded.xlsx]Elec_Rates!$D$1011 |  |  | RATE_AAA
61 | 1 | 61 | 089# Galvanised Conduit point for Data at level -1 |  | Local Rate | RTLO_001 | [9 empty] | 15.2 | 927.2 | 0.9 | 54.9 | [17 empty] | 69 | Local Rate
Additional cable trunking at Level -1
|  | h | [E25_0062_Quintano_Foods_Elec_ELV_As_Awarded.xlsx]Elec_Rates!$D$822 |  |  | RATE_AAA
53.0435 | 1 | 53.0435 | 078# 75x75mm galvanised steel cable trunking |  | Local Rate | RTLO_002 | [9 empty] | 6.95 | 368.6522 | 0.29 | 15.3826 | [17 empty] | 60 | Local Rate
|  | h | [E25_0062_Quintano_Foods_Elec_ELV_As_Awarded.xlsx]Elec_Rates!$D$907 |  |  | RATE_AAA
53.0435 | 1 | 53.0435 | 084# Bracket for 50-150mm cable tray/basket/trunking |  | Local Rate | RTLO_002 | [9 empty] | 2.37 | 125.713 | 0.09 | 4.7739 | [17 empty] | 60 | Local Rate
[17 empty] | 0 |  | 0
d> | 0 |  |  |  |  | ICOST |  |  |  | mu_A | ITEM | [5 empty] | 1421.5652 |  | 75.0565 | [17 empty] | d>
TB
t
Wiring from Data cabinet B1 patch panel to the following points using CAT6A LSZH cables including the provision of all cables, installation etc for a complete system. All cables to be marked at both ends using appropriate number bands
|  |  |  | Sell Rate | Sell Total |  |  |  |  | IB | [17 empty] | U_M_Sell | T_M_Sell | U_L_Sell | T_L_Sell | Total_Sell | T_M_Cost | T_L_Phr | Mat/Lab=1 |  |  | Sell Total
51 | No. |  | Item: 8.002 | 64 | 3264 | ISELL |  |  |  | mu_B | ITEM | [7 empty] | mu: 1.13 | [8 empty] | 64 | 3264 | 0 | 0 | 3264 | 2891.7 | 0 | 147476.7 |  | 59 | 6010.33
|  |  | Data Points x 1 (CCTV) | [6 empty] | n
51 | LS |  | SUBCONTRACTING WORKS |  | NAS Ltd. - Data | SUBC_001 | 960 | MISC | [5 empty] | 4 | 2004-10-14 | 56.7 | 2891.7 |  | 0 | [17 empty] | 59 | NAS Ltd.
[17 empty] | 0 |  | 0
d> | 0 |  |  |  |  | ICOST |  |  |  | mu_B | ITEM | [5 empty] | 2891.7 |  | 0 | [17 empty] | d>
|  |  |  | Sell Rate | Sell Total |  |  |  |  | IB | [17 empty] | U_M_Sell | T_M_Sell | U_L_Sell | T_L_Sell | Total_Sell | T_M_Cost | T_L_Phr | Mat/Lab=1 |  |  | Sell Total
7 | No. |  | Item: 8.003 | 64 | 448 | ISELL |  |  |  | mu_B | ITEM | [7 empty] | mu: 1.13 | [8 empty] | 64 | 448 | 0 | 0 | 448 | 396.9 | 0 | 2778.3 |  | 7 | 713.09
|  |  | Data Points x 1 (WiFi) | [6 empty] | n
7 | LS |  | SUBCONTRACTING WORKS |  | NAS Ltd. - Data | SUBC_001 | 960 | MISC | [5 empty] | 4 | 2004-10-14 | 56.7 | 396.9 |  | 0 | [17 empty] | 7 | NAS Ltd.
[17 empty] | 0 |  | 0
d> | 0 |  |  |  |  | ICOST |  |  |  | mu_B | ITEM | [5 empty] | 396.9 |  | 0 | [17 empty] | d>
|  |  |  | Sell Rate | Sell Total |  |  |  |  | IB | [17 empty] | U_M_Sell | T_M_Sell | U_L_Sell | T_L_Sell | Total_Sell | T_M_Cost | T_L_Phr | Mat/Lab=1 |  |  | Sell Total
1 | No. |  | Item: 8.004 | 64 | 64 | ISELL |  |  |  | mu_B | ITEM | [7 empty] | mu: 1.13 | [8 empty] | 64 | 64 | 0 | 0 | 64 | 56.7 | 0 | 56.7 |  | 1 | 101.87
|  |  | Data Points x 2 (CCTV) | [6 empty] | n
1 | LS |  | SUBCONTRACTING WORKS |  | NAS Ltd. - Data | SUBC_001 | 960 | MISC | [5 empty] | 4 | 2004-10-14 | 56.7 | 56.7 |  | 0 | [17 empty] | 1 | NAS Ltd.
[17 empty] | 0 |  | 0
d> | 0 |  |  |  |  | ICOST |  |  |  | mu_B | ITEM | [5 empty] | 56.7 |  | 0 | [17 empty] | d>
|  |  |  | Sell Rate | Sell Total |  |  |  |  | IB | [17 empty] | U_M_Sell | T_M_Sell | U_L_Sell | T_L_Sell | Total_Sell | T_M_Cost | T_L_Phr | Mat/Lab=1 |  |  | Sell Total
2 | No. |  | Item: 8.005 | 64 | 128 | ISELL |  |  |  | mu_B | ITEM | [7 empty] | mu: 1.13 | [8 empty] | 64 | 128 | 0 | 0 | 128 | 113.4 | 0 | 226.8 |  | 2 | 203.74
|  |  | Data Points x 2 (Access + Intercom) | [6 empty] | n
2 | LS |  | SUBCONTRACTING WORKS |  | NAS Ltd. - Data | SUBC_001 | 960 | MISC | [5 empty] | 4 | 2004-10-14 | 56.7 | 113.4 |  | 0 | [17 empty] | 2 | NAS Ltd.
[17 empty] | 0 |  | 0
d> | 0 |  |  |  |  | ICOST |  |  |  | mu_B | ITEM | [5 empty] | 113.4 |  | 0 | [17 empty] | d>
TB
t
Supply, install and connect of the following metal clad wall plates
|  |  |  | Sell Rate | Sell Total |  |  |  |  | IB | [17 empty] | U_M_Sell | T_M_Sell | U_L_Sell | T_L_Sell | Total_Sell | T_M_Cost | T_L_Phr | Mat/Lab=1 |  |  | Sell Total
58 | No. |  | Item: 8.006 | 15.75 | 913.5 | ISELL |  |  |  | mu_B | ITEM | [7 empty] | mu: 1.13 | [8 empty] | 15.75 | 913.5 | 0 | 0 | 913.5 | 809.1 | 0 | 46927.8 |  | 66 | 1096.92
|  |  | Single Wall plates | [6 empty] | n
58 | LS |  | SUBCONTRACTING WORKS |  | NAS Ltd. - Data | SUBC_001 | 960 | MISC | [5 empty] | 4 | 2004-10-14 | 13.95 | 809.1 |  | 0 | [17 empty] | 66 | NAS Ltd.
[17 empty] | 0 |  | 0
d> | 0 |  |  |  |  | ICOST |  |  |  | mu_B | ITEM | [5 empty] | 809.1 |  | 0 | [17 empty] | d>
|  |  |  | Sell Rate | Sell Total |  |  |  |  | IB | [17 empty] | U_M_Sell | T_M_Sell | U_L_Sell | T_L_Sell | Total_Sell | T_M_Cost | T_L_Phr | Mat/Lab=1 |  |  | Sell Total
3 | No. |  | Item: 8.007 | 20.32 | 60.96 | ISELL |  |  |  | mu_B | ITEM | [7 empty] | mu: 1.13 | [8 empty] | 20.32 | 60.96 | 0 | 0 | 60.96 | 54 | 0 | 162 |  | 3 | 64.35
|  |  | Twin Wall plates | [6 empty] | n
3 | LS |  | SUBCONTRACTING WORKS |  | NAS Ltd. - Data | SUBC_001 | 960 | MISC | [5 empty] | 4 | 2004-10-14 | 18 | 54 |  | 0 | [17 empty] | 3 | NAS Ltd.
[17 empty] | 0 |  | 0
d> | 0 |  |  |  |  | ICOST |  |  |  | mu_B | ITEM | [5 empty] | 54 |  | 0 | [17 empty] | d>
|  |  |  | Sell Rate | Sell Total |  |  |  |  | IB | [17 empty] | U_M_Sell | T_M_Sell | U_L_Sell | T_L_Sell | Total_Sell | T_M_Cost | T_L_Phr | Mat/Lab=1 |  |  | Sell Total
64 | cable |  | Item: 8.008 | 9.14 | 584.96 | ISELL |  |  |  | mu_B | ITEM | [7 empty] | mu: 1.13 | [8 empty] | 9.14 | 584.96 | 0 | 0 | 584.96 | 518.4 | 0 | 33177.6 |  | 72 | 694.8
|  |  | Termination of cables at both ends including the provision of RJ45 sockets | [6 empty] | n
64 | LS |  | SUBCONTRACTING WORKS |  | NAS Ltd. - Data | SUBC_001 | 960 | MISC | [5 empty] | 4 | 2004-10-14 | 8.1 | 518.4 |  | 0 | [17 empty] | 72 | NAS Ltd.
[17 empty] | 0 |  | 0
d> | 0 |  |  |  |  | ICOST |  |  |  | mu_B | ITEM | [5 empty] | 518.4 |  | 0 | [17 empty] | d>
|  |  |  | Sell Rate | Sell Total |  |  |  |  | IB | [17 empty] | U_M_Sell | T_M_Sell | U_L_Sell | T_L_Sell | Total_Sell | T_M_Cost | T_L_Phr | Mat/Lab=1 |  |  | Sell Total
64 | cable |  | Item: 8.009 | 3.05 | 195.2 | ISELL |  |  |  | mu_B | ITEM | [7 empty] | mu: 1.13 | [8 empty] | 3.05 | 195.2 | 0 | 0 | 195.2 | 172.8 | 0 | 11059.2 |  | 72 | 231.84
|  |  | Testing of cables and issuing of the relevant certifications per data point | [6 empty] | n
64 | LS |  | SUBCONTRACTING WORKS |  | NAS Ltd. - Data | SUBC_001 | 960 | MISC | [5 empty] | 4 | 2004-10-14 | 2.7 | 172.8 |  | 0 | [17 empty] | 72 | NAS Ltd.
[17 empty] | 0 |  | 0
d> | 0 |  |  |  |  | ICOST |  |  |  | mu_B | ITEM | [5 empty] | 172.8 |  | 0 | [17 empty] | d>
TB
t
Level 0 - From Data Cabinet B1
TB
t
Supply and install galvanised conduit surface mounted from Data cabinet B1 patch panel to various data points as per drawing, including the supply of all necessary back boxes. There shall be 1qty 25 mm conduits for a maximum of two cables. All data cable conduit shall be 25mm diameter.
|  |  |  | Sell Rate | Sell Total |  |  |  |  | IB | [17 empty] | U_M_Sell | T_M_Sell | U_L_Sell | T_L_Sell | Total_Sell | T_M_Cost | T_L_Phr | Mat/Lab=1 |  |  | Sell Total
2 | No. |  | Item: 8.01 | 122.87 | 245.74 | ISELL |  |  |  | mu_A | ITEM | [7 empty] | mu :1.23 | [8 empty] | 46.79 | 93.58 | 76.08 | 152.16 | 245.74 | 76 | 4.5 | 161 |  | 2 | 262.64
|  |  | Data Points | [6 empty] | n
|  | h | [E25_0062_Quintano_Foods_Elec_ELV_As_Awarded.xlsx]Elec_Rates!$D$1005 |  |  | RATE_AAA
2 | 1 | 2 | 089# Galvanised Conduit point for Data at level 0 |  | Local Rate | RTLO_001 | [9 empty] | 38 | 76 | 2.25 | 4.5 | [17 empty] | 2 | Local Rate
[17 empty] | 0 |  | 0
d> | 0 |  |  |  |  | ICOST |  |  |  | mu_A | ITEM | [5 empty] | 76 |  | 4.5 | [17 empty] | d>
TB
t
Wiring from Data cabinet B1 patch panel to the following points using CAT6A LSZH cables including the provision of all cables, installation etc for a complete system. All cables to be marked at both ends using appropriate number bands
|  |  |  | Sell Rate | Sell Total |  |  |  |  | IB | [17 empty] | U_M_Sell | T_M_Sell | U_L_Sell | T_L_Sell | Total_Sell | T_M_Cost | T_L_Phr | Mat/Lab=1 |  |  | Sell Total
2 | No. |  | Item: 8.011 | 64 | 128 | ISELL |  |  |  | mu_B | ITEM | [7 empty] | mu: 1.13 | [8 empty] | 64 | 128 | 0 | 0 | 128 | 113.4 | 0 | 226.8 |  | 2 | 203.74
|  |  | Data Points x 2 (Access + Intercom) | [6 empty] | n
2 | LS |  | SUBCONTRACTING WORKS |  | NAS Ltd. - Data | SUBC_001 | 960 | MISC | [5 empty] | 4 | 2004-10-14 | 56.7 | 113.4 |  | 0 | [17 empty] | 2 | NAS Ltd.
[17 empty] | 0 |  | 0
d> | 0 |  |  |  |  | ICOST |  |  |  | mu_B | ITEM | [5 empty] | 113.4 |  | 0 | [17 empty] | d>
|  |  |  | Sell Rate | Sell Total |  |  |  |  | IB | [17 empty] | U_M_Sell | T_M_Sell | U_L_Sell | T_L_Sell | Total_Sell | T_M_Cost | T_L_Phr | Mat/Lab=1 |  |  | Sell Total
4 | cable |  | Item: 8.012 | 9.14 | 36.56 | ISELL |  |  |  | mu_B | ITEM | [7 empty] | mu: 1.13 | [8 empty] | 9.14 | 36.56 | 0 | 0 | 36.56 | 32.4 | 0 | 129.6 |  | 4 | 38.6
|  |  | Termination of cables at both ends including the provision of RJ45 sockets | [6 empty] | n
4 | LS |  | SUBCONTRACTING WORKS |  | NAS Ltd. - Data | SUBC_001 | 960 | MISC | [5 empty] | 4 | 2004-10-14 | 8.1 | 32.4 |  | 0 | [17 empty] | 4 | NAS Ltd.
[17 empty] | 0 |  | 0
d> | 0 |  |  |  |  | ICOST |  |  |  | mu_B | ITEM | [5 empty] | 32.4 |  | 0 | [17 empty] | d>
|  |  |  | Sell Rate | Sell Total |  |  |  |  | IB | [17 empty] | U_M_Sell | T_M_Sell | U_L_Sell | T_L_Sell | Total_Sell | T_M_Cost | T_L_Phr | Mat/Lab=1 |  |  | Sell Total
4 | cable |  | Item: 8.013 | 3.05 | 12.2 | ISELL |  |  |  | mu_B | ITEM | [7 empty] | mu: 1.13 | [8 empty] | 3.05 | 12.2 | 0 | 0 | 12.2 | 10.8 | 0 | 43.2 |  | 4 | 12.88
|  |  | Testing of cables and issuing of the relevant certifications per data point | [6 empty] | n
4 | LS |  | SUBCONTRACTING WORKS |  | NAS Ltd. - Data | SUBC_001 | 960 | MISC | [5 empty] | 4 | 2004-10-14 | 2.7 | 10.8 |  | 0 | [17 empty] | 4 | NAS Ltd.
[17 empty] | 0 |  | 0
d> | 0 |  |  |  |  | ICOST |  |  |  | mu_B | ITEM | [5 empty] | 10.8 |  | 0 | [17 empty] | d>
TB
t
Supply, install and connect of the following metal clad wall plates
|  |  |  | Sell Rate | Sell Total |  |  |  |  | IB | [17 empty] | U_M_Sell | T_M_Sell | U_L_Sell | T_L_Sell | Total_Sell | T_M_Cost | T_L_Phr | Mat/Lab=1 |  |  | Sell Total
2 | No. |  | Item: 8.014 | 20.32 | 40.64 | ISELL |  |  |  | mu_B | ITEM | [7 empty] | mu: 1.13 | [8 empty] | 20.32 | 40.64 | 0 | 0 | 40.64 | 36 | 0 | 72 |  | 2 | 42.9
|  |  | Twin Wall plates | [6 empty] | n
2 | LS |  | SUBCONTRACTING WORKS |  | NAS Ltd. - Data | SUBC_001 | 960 | MISC | [5 empty] | 4 | 2004-10-14 | 18 | 36 |  | 0 | [17 empty] | 2 | NAS Ltd.
[17 empty] | 0 |  | 0
d> | 0 |  |  |  |  | ICOST |  |  |  | mu_B | ITEM | [5 empty] | 36 |  | 0 | [17 empty] | d>
TB
t
Data Cabinet B1 in Basement Level -1
|  |  |  | Sell Rate | Sell Total |  |  |  |  | IB | [17 empty] | U_M_Sell | T_M_Sell | U_L_Sell | T_L_Sell | Total_Sell | T_M_Cost | T_L_Phr | Mat/Lab=1 |  |  | Sell Total
1 | No. |  | Item: 8.01500000000001 | 198.09 | 198.09 | ISELL |  |  |  | mu_B | ITEM | [7 empty] | mu: 1.13 | [8 empty] | 198.09 | 198.09 | 0 | 0 | 198.09 | 175.5 | 0 | 175.5 |  | 1 | 209.1
|  |  | Supply,install and connect Wall Mounted 18U Data Cabinet - 600 x 600 (mm) | [6 empty] | n
1 | LS |  | SUBCONTRACTING WORKS |  | NAS Ltd. - Data | SUBC_001 | 960 | MISC | [5 empty] | 4 | 2004-10-14 | 175.5 | 175.5 |  | 0 | [17 empty] | 1 | NAS Ltd.
[17 empty] | 0 |  | 0
d> | 0 |  |  |  |  | ICOST |  |  |  | mu_B | ITEM | [5 empty] | 175.5 |  | 0 | [17 empty] | d>
|  |  |  | Sell Rate | Sell Total |  |  |  |  | IB | [17 empty] | U_M_Sell | T_M_Sell | U_L_Sell | T_L_Sell | Total_Sell | T_M_Cost | T_L_Phr | Mat/Lab=1 |  |  | Sell Total
3 | No. |  | Item: 8.01600000000001 | 91.43 | 274.29 | ISELL |  |  |  | mu_B | ITEM | [7 empty] | mu: 1.13 | [8 empty] | 91.43 | 274.29 | 0 | 0 | 274.29 | 243 | 0 | 729 |  | 4 | 386.04
|  |  | Supply,install and connect 19" 1U 24 port CAT 6A patch panels | [6 empty] | n
3 | LS |  | SUBCONTRACTING WORKS |  | NAS Ltd. - Data | SUBC_001 | 960 | MISC | [5 empty] | 4 | 2004-10-14 | 81 | 243 |  | 0 | [17 empty] | 4 | NAS Ltd.
[17 empty] | 0 |  | 0
d> | 0 |  |  |  |  | ICOST |  |  |  | mu_B | ITEM | [5 empty] | 243 |  | 0 | [17 empty] | d>
|  |  |  | Sell Rate | Sell Total |  |  |  |  | IB | [17 empty] | U_M_Sell | T_M_Sell | U_L_Sell | T_L_Sell | Total_Sell | T_M_Cost | T_L_Phr | Mat/Lab=1 |  |  | Sell Total
4 | No. |  | Item: 8.01700000000001 | 15.24 | 60.96 | ISELL |  |  |  | mu_B | ITEM | [7 empty] | mu: 1.13 | [8 empty] | 15.24 | 60.96 | 0 | 0 | 60.96 | 54 | 0 | 216 |  | 4 | 64.32
|  |  | Supply and install horizontal cable management frames, 1U high | [6 empty] | n
4 | LS |  | SUBCONTRACTING WORKS |  | NAS Ltd. - Data | SUBC_001 | 960 | MISC | [5 empty] | 4 | 2004-10-14 | 13.5 | 54 |  | 0 | [17 empty] | 4 | NAS Ltd.
[17 empty] | 0 |  | 0
d> | 0 |  |  |  |  | ICOST |  |  |  | mu_B | ITEM | [5 empty] | 54 |  | 0 | [17 empty] | d>
|  |  |  | Sell Rate | Sell Total |  |  |  |  | IB | [17 empty] | U_M_Sell | T_M_Sell | U_L_Sell | T_L_Sell | Total_Sell | T_M_Cost | T_L_Phr | Mat/Lab=1 |  |  | Sell Total
4 | No. |  | Item: 8.01800000000001 | 0 | 0 | ISELL |  |  |  | mu_B | ITEM |  |  |  |  | Refer to covering letter |  |  | 0.00 | [8 empty] | 0 | 0 | 0 | 0 | 0 | 0 | 0 | 0 |  | 4 | 0
|  |  | Supply and install vertical cable management frames 42U high | [6 empty] | n
4 | LS |  | SUBCONTRACTING WORKS |  | NAS Ltd. - Data | SUBC_001 | 960 | MISC | [5 empty] | 4 | 2004-10-14 |  | 0 |  | 0 | NoMat? | [16 empty] | 4 | NAS Ltd.
[17 empty] | 0 |  | 0
d> | 0 |  |  |  |  | ICOST |  |  |  | mu_B | ITEM | [5 empty] | 0 |  | 0 | [17 empty] | d>
|  |  |  | Sell Rate | Sell Total |  |  |  |  | IB | [17 empty] | U_M_Sell | T_M_Sell | U_L_Sell | T_L_Sell | Total_Sell | T_M_Cost | T_L_Phr | Mat/Lab=1 |  |  | Sell Total
1 | No. |  | Item: 8.01900000000001 | 45.71 | 45.71 | ISELL |  |  |  | mu_B | ITEM | [7 empty] | mu: 1.13 | [8 empty] | 45.71 | 45.71 | 0 | 0 | 45.71 | 40.5 | 0 | 40.5 |  | 1 | 48.25
|  |  | Supply and install rack mountable PDU, 12-way, 1U high as specified | [6 empty] | n
1 | LS |  | SUBCONTRACTING WORKS |  | NAS Ltd. - Data | SUBC_001 | 960 | MISC | [5 empty] | 4 | 2004-10-14 | 40.5 | 40.5 |  | 0 | [17 empty] | 1 | NAS Ltd.
[17 empty] | 0 |  | 0
d> | 0 |  |  |  |  | ICOST |  |  |  | mu_B | ITEM | [5 empty] | 40.5 |  | 0 | [17 empty] | d>
SB | [36 empty] | SB
| -586.493 |  | PAGE: 30 |  | 10989.11 | [5 empty] | PAGE | [5 empty] | 7216.1652 |  | 79.5565 | [18 empty] | 15550.75
| Discy: |  |  |  | PAGE SELL | [11 empty] | PAGE MAT |  | PAGE LAB | [18 empty] | PAGE SELL
TB
t
Level 0 - From Server Cabinet L0/L1 Offices
TB
t
Supply and install LSZH conduit chased in walls and in screed under tiles from Server cabinet L0/L1 Offices patch panel to various data points as per drawing, including the supply of necessary back boxes. There shall be 1qty 25 mm conduits for a maximum of two cables. All data cable conduit shall be 25mm diameter.
|  |  |  | Sell Rate | Sell Total |  |  |  |  | IB | [17 empty] | U_M_Sell | T_M_Sell | U_L_Sell | T_L_Sell | Total_Sell | T_M_Cost | T_L_Phr | Mat/Lab=1 |  |  | Sell Total
28 | No. |  | Item: 8.02000000000001 | 47.94 | 1342.32 | ISELL |  |  |  | mu_A | ITEM | [7 empty] | mu :1.23 | [8 empty] | 15.15 | 424.2 | 32.79 | 918.12 | 1342.32 | 344.4 | 27.16 | 10403.68 |  | 28 | 1446.48
|  |  | Data Points | [6 empty] | n
|  | h | [E25_0062_Quintano_Foods_Elec_ELV_As_Awarded.xlsx]Elec_Rates!$D$1017 |  |  | RATE_AAA
28 | 1 | 28 | 090# LSZH Conduit point for Data |  | Local Rate | RTLO_001 | [9 empty] | 12.3 | 344.4 | 0.97 | 27.16 | [17 empty] | 28 | Local Rate
[17 empty] | 0 |  | 0
d> | 0 |  |  |  |  | ICOST |  |  |  | mu_A | ITEM | [5 empty] | 344.4 |  | 27.16 | [17 empty] | d>
TB
t
Wiring from Server cabinet L0/L1 Offices patch panel to the following points using CAT6A LSZH cables including the provision of all cables, installation etc for a complete system. All cables to be marked at both ends using appropriate number bands
|  |  |  | Sell Rate | Sell Total |  |  |  |  | IB | [17 empty] | U_M_Sell | T_M_Sell | U_L_Sell | T_L_Sell | Total_Sell | T_M_Cost | T_L_Phr | Mat/Lab=1 |  |  | Sell Total
6 | No. |  | Item: 8.02100000000001 | 64 | 384 | ISELL |  |  |  | mu_B | ITEM | [7 empty] | mu: 1.13 | [8 empty] | 64 | 384 | 0 | 0 | 384 | 340.2 | 0 | 2041.2 |  | 6 | 611.22
|  |  | Data Points x 1 (CCTV) | [6 empty] | n
6 | LS |  | SUBCONTRACTING WORKS |  | NAS Ltd. - Data | SUBC_001 | 960 | MISC | [5 empty] | 4 | 2004-10-14 | 56.7 | 340.2 |  | 0 | [17 empty] | 6 | NAS Ltd.
[17 empty] | 0 |  | 0
d> | 0 |  |  |  |  | ICOST |  |  |  | mu_B | ITEM | [5 empty] | 340.2 |  | 0 | [17 empty] | d>
|  |  |  | Sell Rate | Sell Total |  |  |  |  | IB | [17 empty] | U_M_Sell | T_M_Sell | U_L_Sell | T_L_Sell | Total_Sell | T_M_Cost | T_L_Phr | Mat/Lab=1 |  |  | Sell Total
2 | No. |  | Item: 8.02200000000001 | 64 | 128 | ISELL |  |  |  | mu_B | ITEM | [7 empty] | mu: 1.13 | [8 empty] | 64 | 128 | 0 | 0 | 128 | 113.4 | 0 | 226.8 |  | 2 | 203.74
|  |  | Data Points x 1 (WiFi) | [6 empty] | n
2 | LS |  | SUBCONTRACTING WORKS |  | NAS Ltd. - Data | SUBC_001 | 960 | MISC | [5 empty] | 4 | 2004-10-14 | 56.7 | 113.4 |  | 0 | [17 empty] | 2 | NAS Ltd.
[17 empty] | 0 |  | 0
d> | 0 |  |  |  |  | ICOST |  |  |  | mu_B | ITEM | [5 empty] | 113.4 |  | 0 | [17 empty] | d>
|  |  |  | Sell Rate | Sell Total |  |  |  |  | IB | [17 empty] | U_M_Sell | T_M_Sell | U_L_Sell | T_L_Sell | Total_Sell | T_M_Cost | T_L_Phr | Mat/Lab=1 |  |  | Sell Total
1 | No. |  | Item: 8.02300000000001 | 64 | 64 | ISELL |  |  |  | mu_B | ITEM | [7 empty] | mu: 1.13 | [8 empty] | 64 | 64 | 0 | 0 | 64 | 56.7 | 0 | 56.7 |  | 1 | 101.87
|  |  | Data Points x 1 (Access) | [6 empty] | n
1 | LS |  | SUBCONTRACTING WORKS |  | NAS Ltd. - Data | SUBC_001 | 960 | MISC | [5 empty] | 4 | 2004-10-14 | 56.7 | 56.7 |  | 0 | [17 empty] | 1 | NAS Ltd.
[17 empty] | 0 |  | 0
d> | 0 |  |  |  |  | ICOST |  |  |  | mu_B | ITEM | [5 empty] | 56.7 |  | 0 | [17 empty] | d>
|  |  |  | Sell Rate | Sell Total |  |  |  |  | IB | [17 empty] | U_M_Sell | T_M_Sell | U_L_Sell | T_L_Sell | Total_Sell | T_M_Cost | T_L_Phr | Mat/Lab=1 |  |  | Sell Total
2 | No. |  | Item: 8.02400000000001 | 64 | 128 | ISELL |  |  |  | mu_B | ITEM | [7 empty] | mu: 1.13 | [8 empty] | 64 | 128 | 0 | 0 | 128 | 113.4 | 0 | 226.8 |  | 2 | 203.74
|  |  | Data Points x 1 (Intercom) | [6 empty] | n
2 | LS |  | SUBCONTRACTING WORKS |  | NAS Ltd. - Data | SUBC_001 | 960 | MISC | [5 empty] | 4 | 2004-10-14 | 56.7 | 113.4 |  | 0 | [17 empty] | 2 | NAS Ltd.
[17 empty] | 0 |  | 0
d> | 0 |  |  |  |  | ICOST |  |  |  | mu_B | ITEM | [5 empty] | 113.4 |  | 0 | [17 empty] | d>
|  |  |  | Sell Rate | Sell Total |  |  |  |  | IB | [17 empty] | U_M_Sell | T_M_Sell | U_L_Sell | T_L_Sell | Total_Sell | T_M_Cost | T_L_Phr | Mat/Lab=1 |  |  | Sell Total
2 | No. |  | Item: 8.02500000000001 | 64 | 128 | ISELL |  |  |  | mu_B | ITEM | [7 empty] | mu: 1.13 | [8 empty] | 64 | 128 | 0 | 0 | 128 | 113.4 | 0 | 226.8 |  | 2 | 203.74
|  |  | Data Points x 1 (General) | [6 empty] | n
2 | LS |  | SUBCONTRACTING WORKS |  | NAS Ltd. - Data | SUBC_001 | 960 | MISC | [5 empty] | 4 | 2004-10-14 | 56.7 | 113.4 |  | 0 | [17 empty] | 2 | NAS Ltd.
[17 empty] | 0 |  | 0
d> | 0 |  |  |  |  | ICOST |  |  |  | mu_B | ITEM | [5 empty] | 113.4 |  | 0 | [17 empty] | d>
|  |  |  | Sell Rate | Sell Total |  |  |  |  | IB | [17 empty] | U_M_Sell | T_M_Sell | U_L_Sell | T_L_Sell | Total_Sell | T_M_Cost | T_L_Phr | Mat/Lab=1 |  |  | Sell Total
2 | No. |  | Item: 8.02600000000001 | 64 | 128 | ISELL |  |  |  | mu_B | ITEM | [7 empty] | mu: 1.13 | [8 empty] | 64 | 128 | 0 | 0 | 128 | 113.4 | 0 | 226.8 |  | 2 | 203.74
|  |  | Data Points x 2 (CCTV) | [6 empty] | n
2 | LS |  | SUBCONTRACTING WORKS |  | NAS Ltd. - Data | SUBC_001 | 960 | MISC | [5 empty] | 4 | 2004-10-14 | 56.7 | 113.4 |  | 0 | [17 empty] | 2 | NAS Ltd.
[17 empty] | 0 |  | 0
d> | 0 |  |  |  |  | ICOST |  |  |  | mu_B | ITEM | [5 empty] | 113.4 |  | 0 | [17 empty] | d>
|  |  |  | Sell Rate | Sell Total |  |  |  |  | IB | [17 empty] | U_M_Sell | T_M_Sell | U_L_Sell | T_L_Sell | Total_Sell | T_M_Cost | T_L_Phr | Mat/Lab=1 |  |  | Sell Total
1 | No. |  | Item: 8.02700000000001 | 64 | 64 | ISELL |  |  |  | mu_B | ITEM | [7 empty] | mu: 1.13 | [8 empty] | 64 | 64 | 0 | 0 | 64 | 56.7 | 0 | 56.7 |  | 1 | 101.87
|  |  | Data Points x 2 (General) | [6 empty] | n
1 | LS |  | SUBCONTRACTING WORKS |  | NAS Ltd. - Data | SUBC_001 | 960 | MISC | [5 empty] | 4 | 2004-10-14 | 56.7 | 56.7 |  | 0 | [17 empty] | 1 | NAS Ltd.
[17 empty] | 0 |  | 0
d> | 0 |  |  |  |  | ICOST |  |  |  | mu_B | ITEM | [5 empty] | 56.7 |  | 0 | [17 empty] | d>
|  |  |  | Sell Rate | Sell Total |  |  |  |  | IB | [17 empty] | U_M_Sell | T_M_Sell | U_L_Sell | T_L_Sell | Total_Sell | T_M_Cost | T_L_Phr | Mat/Lab=1 |  |  | Sell Total
1 | No. |  | Item: 8.02800000000001 | 64 | 64 | ISELL |  |  |  | mu_B | ITEM | [7 empty] | mu: 1.13 | [8 empty] | 64 | 64 | 0 | 0 | 64 | 56.7 | 0 | 56.7 |  | 1 | 101.87
|  |  | Data Points x 3 (CCTV) | [6 empty] | n
1 | LS |  | SUBCONTRACTING WORKS |  | NAS Ltd. - Data | SUBC_001 | 960 | MISC | [5 empty] | 4 | 2004-10-14 | 56.7 | 56.7 |  | 0 | [17 empty] | 1 | NAS Ltd.
[17 empty] | 0 |  | 0
d> | 0 |  |  |  |  | ICOST |  |  |  | mu_B | ITEM | [5 empty] | 56.7 |  | 0 | [17 empty] | d>
|  |  |  | Sell Rate | Sell Total |  |  |  |  | IB | [17 empty] | U_M_Sell | T_M_Sell | U_L_Sell | T_L_Sell | Total_Sell | T_M_Cost | T_L_Phr | Mat/Lab=1 |  |  | Sell Total
5 | No. |  | Item: 8.02900000000001 | 64 | 320 | ISELL |  |  |  | mu_B | ITEM | [7 empty] | mu: 1.13 | [8 empty] | 64 | 320 | 0 | 0 | 320 | 283.5 | 0 | 1417.5 |  | 5 | 509.35
|  |  | Data Points x 4 (General) | [6 empty] | n
5 | LS |  | SUBCONTRACTING WORKS |  | NAS Ltd. - Data | SUBC_001 | 960 | MISC | [5 empty] | 4 | 2004-10-14 | 56.7 | 283.5 |  | 0 | [17 empty] | 5 | NAS Ltd.
[17 empty] | 0 |  | 0
d> | 0 |  |  |  |  | ICOST |  |  |  | mu_B | ITEM | [5 empty] | 283.5 |  | 0 | [17 empty] | d>
TB
t
Supply, install and connect of the following PVC wall plates
|  |  |  | Sell Rate | Sell Total |  |  |  |  | IB | [17 empty] | U_M_Sell | T_M_Sell | U_L_Sell | T_L_Sell | Total_Sell | T_M_Cost | T_L_Phr | Mat/Lab=1 |  |  | Sell Total
13 | No. |  | Item: 8.03000000000001 | 5.08 | 66.04 | ISELL |  |  |  | mu_B | ITEM | [7 empty] | mu: 1.13 | [8 empty] | 5.08 | 66.04 | 0 | 0 | 66.04 | 58.5 | 0 | 760.5 |  | 13 | 69.68
|  |  | Single Wall plates | [6 empty] | n
13 | LS |  | SUBCONTRACTING WORKS |  | NAS Ltd. - Data | SUBC_001 | 960 | MISC | [5 empty] | 4 | 2004-10-14 | 4.5 | 58.5 |  | 0 | [17 empty] | 13 | NAS Ltd.
[17 empty] | 0 |  | 0
d> | 0 |  |  |  |  | ICOST |  |  |  | mu_B | ITEM | [5 empty] | 58.5 |  | 0 | [17 empty] | d>
|  |  |  | Sell Rate | Sell Total |  |  |  |  | IB | [17 empty] | U_M_Sell | T_M_Sell | U_L_Sell | T_L_Sell | Total_Sell | T_M_Cost | T_L_Phr | Mat/Lab=1 |  |  | Sell Total
3 | No. |  | Item: 8.03100000000001 | 8.63 | 25.89 | ISELL |  |  |  | mu_B | ITEM | [7 empty] | mu: 1.13 | [8 empty] | 8.63 | 25.89 | 0 | 0 | 25.89 | 22.95 | 0 | 68.85 |  | 3 | 27.33
|  |  | Twin Wall plates | [6 empty] | n
3 | LS |  | SUBCONTRACTING WORKS |  | NAS Ltd. - Data | SUBC_001 | 960 | MISC | [5 empty] | 4 | 2004-10-14 | 7.65 | 22.95 |  | 0 | [17 empty] | 3 | NAS Ltd.
[17 empty] | 0 |  | 0
d> | 0 |  |  |  |  | ICOST |  |  |  | mu_B | ITEM | [5 empty] | 22.95 |  | 0 | [17 empty] | d>
|  |  |  | Sell Rate | Sell Total |  |  |  |  | IB | [17 empty] | U_M_Sell | T_M_Sell | U_L_Sell | T_L_Sell | Total_Sell | T_M_Cost | T_L_Phr | Mat/Lab=1 |  |  | Sell Total
1 | No. |  | Item: 8.03200000000001 | 12.7 | 12.7 | ISELL |  |  |  | mu_B | ITEM | [7 empty] | mu: 1.13 | [8 empty] | 12.7 | 12.7 | 0 | 0 | 12.7 | 11.25 | 0 | 11.25 |  | 1 | 13.4
|  |  | Triple Wall plates | [6 empty] | n
1 | LS |  | SUBCONTRACTING WORKS |  | NAS Ltd. - Data | SUBC_001 | 960 | MISC | [5 empty] | 4 | 2004-10-14 | 11.25 | 11.25 |  | 0 | [17 empty] | 1 | NAS Ltd.
[17 empty] | 0 |  | 0
d> | 0 |  |  |  |  | ICOST |  |  |  | mu_B | ITEM | [5 empty] | 11.25 |  | 0 | [17 empty] | d>
|  |  |  | Sell Rate | Sell Total |  |  |  |  | IB | [17 empty] | U_M_Sell | T_M_Sell | U_L_Sell | T_L_Sell | Total_Sell | T_M_Cost | T_L_Phr | Mat/Lab=1 |  |  | Sell Total
5 | No. |  | Item: 8.03300000000001 | 16.25 | 81.25 | ISELL |  |  |  | mu_B | ITEM | [7 empty] | mu: 1.13 | [8 empty] | 16.25 | 81.25 | 0 | 0 | 81.25 | 72 | 0 | 360 |  | 5 | 85.8
|  |  | Quadruple Wall plates | [6 empty] | n
5 | LS |  | SUBCONTRACTING WORKS |  | NAS Ltd. - Data | SUBC_001 | 960 | MISC | [5 empty] | 4 | 2004-10-14 | 14.4 | 72 |  | 0 | [17 empty] | 5 | NAS Ltd.
[17 empty] | 0 |  | 0
d> | 0 |  |  |  |  | ICOST |  |  |  | mu_B | ITEM | [5 empty] | 72 |  | 0 | [17 empty] | d>
|  |  |  | Sell Rate | Sell Total |  |  |  |  | IB | [17 empty] | U_M_Sell | T_M_Sell | U_L_Sell | T_L_Sell | Total_Sell | T_M_Cost | T_L_Phr | Mat/Lab=1 |  |  | Sell Total
42 | cable |  | Item: 8.03400000000001 | 9.14 | 383.88 | ISELL |  |  |  | mu_B | ITEM | [7 empty] | mu: 1.13 | [8 empty] | 9.14 | 383.88 | 0 | 0 | 383.88 | 340.2 | 0 | 14288.4 |  | 42 | 405.3
|  |  | Termination of cables at both ends including the provision of RJ45 sockets | [6 empty] | n
42 | LS |  | SUBCONTRACTING WORKS |  | NAS Ltd. - Data | SUBC_001 | 960 | MISC | [5 empty] | 4 | 2004-10-14 | 8.1 | 340.2 |  | 0 | [17 empty] | 42 | NAS Ltd.
[17 empty] | 0 |  | 0
d> | 0 |  |  |  |  | ICOST |  |  |  | mu_B | ITEM | [5 empty] | 340.2 |  | 0 | [17 empty] | d>
|  |  |  | Sell Rate | Sell Total |  |  |  |  | IB | [17 empty] | U_M_Sell | T_M_Sell | U_L_Sell | T_L_Sell | Total_Sell | T_M_Cost | T_L_Phr | Mat/Lab=1 |  |  | Sell Total
42 | cable |  | Item: 8.03500000000001 | 3.05 | 128.1 | ISELL |  |  |  | mu_B | ITEM | [7 empty] | mu: 1.13 | [8 empty] | 3.05 | 128.1 | 0 | 0 | 128.1 | 113.4 | 0 | 4762.8 |  | 42 | 135.24
|  |  | Testing of cables and issuing of the relevant certifications per data point | [6 empty] | n
42 | LS |  | SUBCONTRACTING WORKS |  | NAS Ltd. - Data | SUBC_001 | 960 | MISC | [5 empty] | 4 | 2004-10-14 | 2.7 | 113.4 |  | 0 | [17 empty] | 42 | NAS Ltd.
[17 empty] | 0 |  | 0
d> | 0 |  |  |  |  | ICOST |  |  |  | mu_B | ITEM | [5 empty] | 113.4 |  | 0 | [17 empty] | d>
TB
t
Level 1 - From Server Cabinet L0/L1 Offices
TB
t
Supply and install LSZH conduit chased in walls and in screed under tiles from Server cabinet L0/L1 Offices patch panel to various data points as per drawing, including the supply of necessary back boxes. There shall be 1qty 25 mm conduits for a maximum of two cables. All data cable conduit shall be 25mm diameter.
|  |  |  | Sell Rate | Sell Total |  |  |  |  | IB | [17 empty] | U_M_Sell | T_M_Sell | U_L_Sell | T_L_Sell | Total_Sell | T_M_Cost | T_L_Phr | Mat/Lab=1 |  |  | Sell Total
37 | No. |  | Item: 8.03600000000001 | 47.94 | 1773.78 | ISELL |  |  |  | mu_A | ITEM | [7 empty] | mu :1.23 | [8 empty] | 15.15 | 560.55 | 32.79 | 1213.23 | 1773.78 | 455.1 | 35.89 | 18166.63 |  | 37 | 1911.42
|  |  | Data Points | [6 empty] | n
|  | h | [E25_0062_Quintano_Foods_Elec_ELV_As_Awarded.xlsx]Elec_Rates!$D$1017 |  |  | RATE_AAA
37 | 1 | 37 | 090# LSZH Conduit point for Data |  | Local Rate | RTLO_001 | [9 empty] | 12.3 | 455.1 | 0.97 | 35.89 | [17 empty] | 37 | Local Rate
[17 empty] | 0 |  | 0
d> | 0 |  |  |  |  | ICOST |  |  |  | mu_A | ITEM | [5 empty] | 455.1 |  | 35.89 | [17 empty] | d>
TB
t
Wiring from Server cabinet L0/L1 Offices patch panel to the following points using CAT6A LSZH cables including the provision of all cables, installation etc for a complete system. All cables to be marked at both ends using appropriate number bands
|  |  |  | Sell Rate | Sell Total |  |  |  |  | IB | [17 empty] | U_M_Sell | T_M_Sell | U_L_Sell | T_L_Sell | Total_Sell | T_M_Cost | T_L_Phr | Mat/Lab=1 |  |  | Sell Total
4 | No. |  | Item: 8.03700000000001 | 64 | 256 | ISELL |  |  |  | mu_B | ITEM | [7 empty] | mu: 1.13 | [8 empty] | 64 | 256 | 0 | 0 | 256 | 226.8 | 0 | 907.2 |  | 4 | 407.48
|  |  | Data Points x 1 (CCTV) | [6 empty] | n
4 | LS |  | SUBCONTRACTING WORKS |  | NAS Ltd. - Data | SUBC_001 | 960 | MISC | [5 empty] | 4 | 2004-10-14 | 56.7 | 226.8 |  | 0 | [17 empty] | 4 | NAS Ltd.
[17 empty] | 0 |  | 0
d> | 0 |  |  |  |  | ICOST |  |  |  | mu_B | ITEM | [5 empty] | 226.8 |  | 0 | [17 empty] | d>
|  |  |  | Sell Rate | Sell Total |  |  |  |  | IB | [17 empty] | U_M_Sell | T_M_Sell | U_L_Sell | T_L_Sell | Total_Sell | T_M_Cost | T_L_Phr | Mat/Lab=1 |  |  | Sell Total
2 | No. |  | Item: 8.03800000000001 | 64 | 128 | ISELL |  |  |  | mu_B | ITEM | [7 empty] | mu: 1.13 | [8 empty] | 64 | 128 | 0 | 0 | 128 | 113.4 | 0 | 226.8 |  | 2 | 203.74
|  |  | Data Points x 1 (WiFi) | [6 empty] | n
2 | LS |  | SUBCONTRACTING WORKS |  | NAS Ltd. - Data | SUBC_001 | 960 | MISC | [5 empty] | 4 | 2004-10-14 | 56.7 | 113.4 |  | 0 | [17 empty] | 2 | NAS Ltd.
[17 empty] | 0 |  | 0
d> | 0 |  |  |  |  | ICOST |  |  |  | mu_B | ITEM | [5 empty] | 113.4 |  | 0 | [17 empty] | d>
|  |  |  | Sell Rate | Sell Total |  |  |  |  | IB | [17 empty] | U_M_Sell | T_M_Sell | U_L_Sell | T_L_Sell | Total_Sell | T_M_Cost | T_L_Phr | Mat/Lab=1 |  |  | Sell Total
4 | No. |  | Item: 8.03900000000001 | 64 | 256 | ISELL |  |  |  | mu_B | ITEM | [7 empty] | mu: 1.13 | [8 empty] | 64 | 256 | 0 | 0 | 256 | 226.8 | 0 | 907.2 |  | 4 | 407.48
|  |  | Data Points x 1 (Access) | [6 empty] | n
4 | LS |  | SUBCONTRACTING WORKS |  | NAS Ltd. - Data | SUBC_001 | 960 | MISC | [5 empty] | 4 | 2004-10-14 | 56.7 | 226.8 |  | 0 | [17 empty] | 4 | NAS Ltd.
[17 empty] | 0 |  | 0
d> | 0 |  |  |  |  | ICOST |  |  |  | mu_B | ITEM | [5 empty] | 226.8 |  | 0 | [17 empty] | d>
|  |  |  | Sell Rate | Sell Total |  |  |  |  | IB | [17 empty] | U_M_Sell | T_M_Sell | U_L_Sell | T_L_Sell | Total_Sell | T_M_Cost | T_L_Phr | Mat/Lab=1 |  |  | Sell Total
1 | No. |  | Item: 8.04000000000001 | 64 | 64 | ISELL |  |  |  | mu_B | ITEM | [7 empty] | mu: 1.13 | [8 empty] | 64 | 64 | 0 | 0 | 64 | 56.7 | 0 | 56.7 |  | 1 | 101.87
|  |  | Data Points x 1 (General) | [6 empty] | n
1 | LS |  | SUBCONTRACTING WORKS |  | NAS Ltd. - Data | SUBC_001 | 960 | MISC | [5 empty] | 4 | 2004-10-14 | 56.7 | 56.7 |  | 0 | [17 empty] | 1 | NAS Ltd.
[17 empty] | 0 |  | 0
d> | 0 |  |  |  |  | ICOST |  |  |  | mu_B | ITEM | [5 empty] | 56.7 |  | 0 | [17 empty] | d>
|  |  |  | Sell Rate | Sell Total |  |  |  |  | IB | [17 empty] | U_M_Sell | T_M_Sell | U_L_Sell | T_L_Sell | Total_Sell | T_M_Cost | T_L_Phr | Mat/Lab=1 |  |  | Sell Total
13 | No. |  | Item: 8.04100000000001 | 64 | 832 | ISELL |  |  |  | mu_B | ITEM | [7 empty] | mu: 1.13 | [8 empty] | 64 | 832 | 0 | 0 | 832 | 737.1 | 0 | 9582.3 |  | 13 | 1324.31
|  |  | Data Points x 4 (General) | [6 empty] | n
13 | LS |  | SUBCONTRACTING WORKS |  | NAS Ltd. - Data | SUBC_001 | 960 | MISC | [5 empty] | 4 | 2004-10-14 | 56.7 | 737.1 |  | 0 | [17 empty] | 13 | NAS Ltd.
[17 empty] | 0 |  | 0
d> | 0 |  |  |  |  | ICOST |  |  |  | mu_B | ITEM | [5 empty] | 737.1 |  | 0 | [17 empty] | d>
TB
t
Supply, install and connect of the following PVC wall plates
|  |  |  | Sell Rate | Sell Total |  |  |  |  | IB | [17 empty] | U_M_Sell | T_M_Sell | U_L_Sell | T_L_Sell | Total_Sell | T_M_Cost | T_L_Phr | Mat/Lab=1 |  |  | Sell Total
11 | No. |  | Item: 8.04200000000001 | 5.08 | 55.88 | ISELL |  |  |  | mu_B | ITEM | [7 empty] | mu: 1.13 | [8 empty] | 5.08 | 55.88 | 0 | 0 | 55.88 | 49.5 | 0 | 544.5 |  | 11 | 58.96
|  |  | Single Wall plates | [6 empty] | n
11 | LS |  | SUBCONTRACTING WORKS |  | NAS Ltd. - Data | SUBC_001 | 960 | MISC | [5 empty] | 4 | 2004-10-14 | 4.5 | 49.5 |  | 0 | [17 empty] | 11 | NAS Ltd.
[17 empty] | 0 |  | 0
d> | 0 |  |  |  |  | ICOST |  |  |  | mu_B | ITEM | [5 empty] | 49.5 |  | 0 | [17 empty] | d>
|  |  |  | Sell Rate | Sell Total |  |  |  |  | IB | [17 empty] | U_M_Sell | T_M_Sell | U_L_Sell | T_L_Sell | Total_Sell | T_M_Cost | T_L_Phr | Mat/Lab=1 |  |  | Sell Total
13 | No. |  | Item: 8.04300000000001 | 16.25 | 211.25 | ISELL |  |  |  | mu_B | ITEM | [7 empty] | mu: 1.13 | [8 empty] | 16.25 | 211.25 | 0 | 0 | 211.25 | 187.2 | 0 | 2433.6 |  | 13 | 223.08
|  |  | Quadruple Wall plates | [6 empty] | n
13 | LS |  | SUBCONTRACTING WORKS |  | NAS Ltd. - Data | SUBC_001 | 960 | MISC | [5 empty] | 4 | 2004-10-14 | 14.4 | 187.2 |  | 0 | [17 empty] | 13 | NAS Ltd.
[17 empty] | 0 |  | 0
d> | 0 |  |  |  |  | ICOST |  |  |  | mu_B | ITEM | [5 empty] | 187.2 |  | 0 | [17 empty] | d>
|  |  |  | Sell Rate | Sell Total |  |  |  |  | IB | [17 empty] | U_M_Sell | T_M_Sell | U_L_Sell | T_L_Sell | Total_Sell | T_M_Cost | T_L_Phr | Mat/Lab=1 |  |  | Sell Total
63 | cable |  | Item: 8.04400000000001 | 9.14 | 575.82 | ISELL |  |  |  | mu_B | ITEM | [7 empty] | mu: 1.13 | [8 empty] | 9.14 | 575.82 | 0 | 0 | 575.82 | 510.3 | 0 | 32148.9 |  | 63 | 607.95
|  |  | Termination of cables at both ends including the provision of RJ45 sockets | [6 empty] | n
63 | LS |  | SUBCONTRACTING WORKS |  | NAS Ltd. - Data | SUBC_001 | 960 | MISC | [5 empty] | 4 | 2004-10-14 | 8.1 | 510.3 |  | 0 | [17 empty] | 63 | NAS Ltd.
[17 empty] | 0 |  | 0
d> | 0 |  |  |  |  | ICOST |  |  |  | mu_B | ITEM | [5 empty] | 510.3 |  | 0 | [17 empty] | d>
|  |  |  | Sell Rate | Sell Total |  |  |  |  | IB | [17 empty] | U_M_Sell | T_M_Sell | U_L_Sell | T_L_Sell | Total_Sell | T_M_Cost | T_L_Phr | Mat/Lab=1 |  |  | Sell Total
63 | cable |  | Item: 8.04500000000002 | 3.05 | 192.15 | ISELL |  |  |  | mu_B | ITEM | [7 empty] | mu: 1.13 | [8 empty] | 3.05 | 192.15 | 0 | 0 | 192.15 | 170.1 | 0 | 10716.3 |  | 63 | 202.86
|  |  | Testing of cables and issuing of the relevant certifications per data point | [6 empty] | n
63 | LS |  | SUBCONTRACTING WORKS |  | NAS Ltd. - Data | SUBC_001 | 960 | MISC | [5 empty] | 4 | 2004-10-14 | 2.7 | 170.1 |  | 0 | [17 empty] | 63 | NAS Ltd.
[17 empty] | 0 |  | 0
d> | 0 |  |  |  |  | ICOST |  |  |  | mu_B | ITEM | [5 empty] | 170.1 |  | 0 | [17 empty] | d>
TB
t
Server Cabinet L0/L1 Offices in Level 1
|  |  |  | Sell Rate | Sell Total |  |  |  |  | IB | [17 empty] | U_M_Sell | T_M_Sell | U_L_Sell | T_L_Sell | Total_Sell | T_M_Cost | T_L_Phr | Mat/Lab=1 |  |  | Sell Total
1 | No. |  | Item: 8.04600000000002 | 909.19 | 909.19 | ISELL |  |  |  | mu_B | ITEM | [7 empty] | mu: 1.13 | [8 empty] | 909.19 | 909.19 | 0 | 0 | 909.19 | 805.5 | 0 | 805.5 |  | 1 | 959.7
|  |  | Supply,install and connect Floor 42U Server Cabinet - 800 x 1000 (mm) | [6 empty] | n
1 | LS |  | SUBCONTRACTING WORKS |  | NAS Ltd. - Data | SUBC_001 | 960 | MISC | [5 empty] | 4 | 2004-10-14 | 805.5 | 805.5 |  | 0 | [17 empty] | 1 | NAS Ltd.
[17 empty] | 0 |  | 0
d> | 0 |  |  |  |  | ICOST |  |  |  | mu_B | ITEM | [5 empty] | 805.5 |  | 0 | [17 empty] | d>
|  |  |  | Sell Rate | Sell Total |  |  |  |  | IB | [17 empty] | U_M_Sell | T_M_Sell | U_L_Sell | T_L_Sell | Total_Sell | T_M_Cost | T_L_Phr | Mat/Lab=1 |  |  | Sell Total
5 | No. |  | Item: 8.04700000000002 | 91.43 | 457.15 | ISELL |  |  |  | mu_B | ITEM | [7 empty] | mu: 1.13 | [8 empty] | 91.43 | 457.15 | 0 | 0 | 457.15 | 405 | 0 | 2025 |  | 5 | 482.55
|  |  | Supply,install and connect 19" 1U 24 port CAT 6A patch panels | [6 empty] | n
5 | LS |  | SUBCONTRACTING WORKS |  | NAS Ltd. - Data | SUBC_001 | 960 | MISC | [5 empty] | 4 | 2004-10-14 | 81 | 405 |  | 0 | [17 empty] | 5 | NAS Ltd.
[17 empty] | 0 |  | 0
d> | 0 |  |  |  |  | ICOST |  |  |  | mu_B | ITEM | [5 empty] | 405 |  | 0 | [17 empty] | d>
|  |  |  | Sell Rate | Sell Total |  |  |  |  | IB | [17 empty] | U_M_Sell | T_M_Sell | U_L_Sell | T_L_Sell | Total_Sell | T_M_Cost | T_L_Phr | Mat/Lab=1 |  |  | Sell Total
5 | No. |  | Item: 8.04800000000002 | 15.24 | 76.2 | ISELL |  |  |  | mu_B | ITEM | [7 empty] | mu: 1.13 | [8 empty] | 15.24 | 76.2 | 0 | 0 | 76.2 | 67.5 | 0 | 337.5 |  | 5 | 80.4
|  |  | Supply and install horizontal cable management frames, 1U high | [6 empty] | n
5 | LS |  | SUBCONTRACTING WORKS |  | NAS Ltd. - Data | SUBC_001 | 960 | MISC | [5 empty] | 4 | 2004-10-14 | 13.5 | 67.5 |  | 0 | [17 empty] | 5 | NAS Ltd.
[17 empty] | 0 |  | 0
d> | 0 |  |  |  |  | ICOST |  |  |  | mu_B | ITEM | [5 empty] | 67.5 |  | 0 | [17 empty] | d>
|  |  |  | Sell Rate | Sell Total |  |  |  |  | IB | [17 empty] | U_M_Sell | T_M_Sell | U_L_Sell | T_L_Sell | Total_Sell | T_M_Cost | T_L_Phr | Mat/Lab=1 |  |  | Sell Total
4 | No. |  | Item: 8.04900000000002 | 40.63 | 162.52 | ISELL |  |  |  | mu_B | ITEM | [7 empty] | mu: 1.13 | [8 empty] | 40.63 | 162.52 | 0 | 0 | 162.52 | 144 | 0 | 576 |  | 4 | 171.56
|  |  | Supply and install vertical cable management frames 42U high | [6 empty] | n
4 | LS |  | SUBCONTRACTING WORKS |  | NAS Ltd. - Data | SUBC_001 | 960 | MISC | [5 empty] | 4 | 2004-10-14 | 36 | 144 |  | 0 | [17 empty] | 4 | NAS Ltd.
[17 empty] | 0 |  | 0
d> | 0 |  |  |  |  | ICOST |  |  |  | mu_B | ITEM | [5 empty] | 144 |  | 0 | [17 empty] | d>
|  |  |  | Sell Rate | Sell Total |  |  |  |  | IB | [17 empty] | U_M_Sell | T_M_Sell | U_L_Sell | T_L_Sell | Total_Sell | T_M_Cost | T_L_Phr | Mat/Lab=1 |  |  | Sell Total
1 | No. |  | Item: 8.05000000000002 | 45.71 | 45.71 | ISELL |  |  |  | mu_B | ITEM | [7 empty] | mu: 1.13 | [8 empty] | 45.71 | 45.71 | 0 | 0 | 45.71 | 40.5 | 0 | 40.5 |  | 1 | 48.25
|  |  | Supply and install rack mountable PDU, 12-way, 1U high as specified | [6 empty] | n
1 | LS |  | SUBCONTRACTING WORKS |  | NAS Ltd. - Data | SUBC_001 | 960 | MISC | [5 empty] | 4 | 2004-10-14 | 40.5 | 40.5 |  | 0 | [17 empty] | 1 | NAS Ltd.
[17 empty] | 0 |  | 0
d> | 0 |  |  |  |  | ICOST |  |  |  | mu_B | ITEM | [5 empty] | 40.5 |  | 0 | [17 empty] | d>
SB | [36 empty] | SB
| -575.5583 |  | PAGE: 31 |  | 9443.83 | [5 empty] | PAGE | [5 empty] | 6405.6 |  | 63.05 | [18 empty] | 11615.98
| Discy: |  |  |  | PAGE SELL | [11 empty] | PAGE MAT |  | PAGE LAB | [18 empty] | PAGE SELL
TB
t
Level 0 - From Data Cabinet L0 Warehouse
TB
t
Supply and install galvanised conduit surface mounted from Data cabinet L0 Warehouse patch panel to various data points as per drawing, including the supply of all necessary back boxes. There shall be 1qty 25 mm conduits for a maximum of two cables. All data cable conduit shall be 25mm diameter.
|  |  |  | Sell Rate | Sell Total |  |  |  |  | IB | [17 empty] | U_M_Sell | T_M_Sell | U_L_Sell | T_L_Sell | Total_Sell | T_M_Cost | T_L_Phr | Mat/Lab=1 |  |  | Sell Total
59 | No. |  | Item: 8.05100000000002 | 179.49 | 10589.91 | ISELL |  |  |  | mu_A | ITEM | [7 empty] | mu :1.23 | [8 empty] | 93.78 | 5533.02 | 85.71 | 5056.89 | 10589.91 | 4493.64 | 149.55 | 273948.21 |  | 59 | 11156.31
|  |  | Data Points | [6 empty] | n
|  | h | [E25_0062_Quintano_Foods_Elec_ELV_As_Awarded.xlsx]Elec_Rates!$D$1005 |  |  | RATE_AAA
59 | 1 | 59 | 089# Galvanised Conduit point for Data at level 0 |  | Local Rate | RTLO_001 | [9 empty] | 38 | 2242 | 2.25 | 132.75 | [17 empty] | 59 | Local Rate
1 | LS |  | Crainage & Transportation |  | Scissors Lift | CRAI_002 | 962 | MISC | [5 empty] | 2 | 2004-05-22 | 707.25 | 707.25 |  | 0 | [17 empty] | 1 | Scissors Lift
1 | No |  | Diesel Fuel |  | Approx €25/daily - info from Godwin by phone | GENS_022 | 845 | (__) | [5 empty] | 3 | 2008-09-22 | 147.3438 | 147.3438 |  | 0 | [17 empty] | 1 | Approx €25/daily - info from Godwin by phone
Additional cable trunking in warehouse - to be installed at Level 1
|  | h | [E25_0062_Quintano_Foods_Elec_ELV_As_Awarded.xlsx]Elec_Rates!$D$822 |  |  | RATE_AAA
40 | 1 | 40 | 078# 75x75mm galvanised steel cable trunking |  | Local Rate | RTLO_001 | [9 empty] | 6.95 | 278 | 0.29 | 11.6 | [17 empty] | 40 | Local Rate
|  | h | [E25_0062_Quintano_Foods_Elec_ELV_As_Awarded.xlsx]Elec_Rates!$D$994 |  |  | RATE_AAA
40 | 1 | 40 | 088# Scissors lift in Warehouse for cable tray and trunking (Excluding bracketing) |  | Local Rate | RTLO_001 | [9 empty] | 2.11 | 84.4 | 0 | 0 | [17 empty] | 40 | Local Rate
|  | h | [E25_0062_Quintano_Foods_Elec_ELV_As_Awarded.xlsx]Elec_Rates!$D$948 |  |  | RATE_AAA
40 | 1 | 40 | 087# Bracket for Cable containment in warehouse |  | Local Rate | RTLO_002 | [9 empty] | 24.38 | 975.2 | 0.13 | 5.2 | [17 empty] | 40 | Local Rate
1 | LS |  | Crainage & Transportation |  | Scissors Lift | CRAI_002 | 962 | MISC | [5 empty] | 2 | 2004-05-22 | 49.2 | 49.2 |  | 0 | [17 empty] | 1 | Scissors Lift
1 | No |  | Diesel Fuel |  | Approx €25/daily - info from Godwin by phone | GENS_022 | 845 | (__) | [5 empty] | 3 | 2008-09-22 | 10.25 | 10.25 |  | 0 | [17 empty] | 1 | Approx €25/daily - info from Godwin by phone
[17 empty] | 0 |  | 0
d> | 0 |  |  |  |  | ICOST |  |  |  | mu_A | ITEM | [5 empty] | 4493.6438 |  | 149.55 | [17 empty] | d>
TB
t
Supply and install 316L Stainless Steel conduit surface mounted from Data cabinet L0 Warehouse patch panel to various data points as per drawing, including the supply of all necessary back boxes. There shall be 1qty 25 mm conduits for a maximum of two cables. All data cable conduit shall be 25mm diameter.
|  |  |  | Sell Rate | Sell Total |  |  |  |  | IB | [17 empty] | U_M_Sell | T_M_Sell | U_L_Sell | T_L_Sell | Total_Sell | T_M_Cost | T_L_Phr | Mat/Lab=1 |  |  | Sell Total
21 | No. |  | Item: 8.05200000000002 | 887.44 | 18636.24 | ISELL |  |  |  | mu_A | ITEM | [7 empty] | mu :1.23 | [8 empty] | 788.21 | 16552.41 | 99.23 | 2083.83 | 18636.24 | 13442.52 | 61.63 | 283587.15 |  | 23 | 20664.81
|  |  | Data Points | [6 empty] | n
Stainless Steel conduit at Level 0 Cold Warehouse
273.913 | m | 460 | Conduit Stainless Steel 25mm RATE |  |  | COGV_025 | 690 | (__) | 20mm |  |  |  |  | 1 | 2004-05-27 | 19.08 | 5226.2609 | 0.25 | 61.6304 | [17 empty] | 300
42 | No | 46 | Conduit Stainless Steel Male Bush 25mm |  |  | COGV_038 | 690 | (__) | 20mm |  |  |  |  | 1 | 2004-06-24 | 11.53 | 484.26 |  | 0 | [17 empty] | 46
182 | No | 203.3333 | Conduit Stainless Steel Coupler 25mm |  |  | COGV_038 | 690 | (__) | 20mm |  |  |  |  | 1 | 2004-06-24 | 8.67 | 1577.94 |  | 0 | [17 empty] | 199.3333
182.6087 | No | 460 | Conduit Stainless Steel Saddle 25mm |  |  | COGV_029 | 690 | (__) | 20mm |  |  |  |  | 1 | 2004-05-29 | 13.14 | 2399.4783 |  | 0 | [17 empty] | 200
63 | No | 92 | Conduit Stainless Steel Bend 25mm |  | Added one at accesssory for side entry | COGV_029 | 690 | (__) | 20mm |  |  |  |  | 1 | 2004-05-29 | 43.93 | 2767.59 |  | 0 | [17 empty] | 69 | Added one at accesssory for side entry
42 | No | 46 | Conduit Stainless Steel silicon washer 25mm |  |  | COGV_029 | 690 | (__) | 20mm |  |  |  |  | 1 | 2004-05-29 | 1.94 | 81.48 |  | 0 | [17 empty] | 46
0 | No | 23 | Conduit Stainless Back Box |  |  | COGV_029 | 690 | (__) | 20mm |  |  |  |  | 1 | 2004-05-29 | 50 | 0 |  | 0 | [17 empty] | 0
365.2174 | No | 600 | Woodscrews Stainless Steel |  |  | COGV_033 | 690 | (__) | [5 empty] | 1 | 2004-05-29 | 0.25 | 91.3043 |  | 0 | [17 empty] | 400
0.91304 | LS | 1 | Crainage & Transportation |  | Scissors Lift | CRAI_002 | 962 | MISC | [5 empty] | 2 | 2004-05-22 | 738 | 673.8261 |  | 0 | [17 empty] | 1 | Scissors Lift
0.91304 | No | 1 | Diesel Fuel |  | Approx €25/daily - info from Godwin by phone | GENS_022 | 845 | (__) | [5 empty] | 3 | 2008-09-22 | 153.75 | 140.3804 |  | 0 | [17 empty] | 1 | Approx €25/daily - info from Godwin by phone
[17 empty] | 0 |  | 0
d> | 0 |  |  |  |  | ICOST |  |  |  | mu_A | ITEM | [5 empty] | 13442.52 |  | 61.6304 | [17 empty] | d>
TB
t
Wiring from Data cabinet L0 Warehouse patch panel to the following points using CAT6A LSZH cables including the provision of all cables, installation etc for a complete system. All cables to be marked at both ends using appropriate number bands
|  |  |  | Sell Rate | Sell Total |  |  |  |  | IB | [17 empty] | U_M_Sell | T_M_Sell | U_L_Sell | T_L_Sell | Total_Sell | T_M_Cost | T_L_Phr | Mat/Lab=1 |  |  | Sell Total
59 | No. |  | Item: 8.05300000000002 | 64 | 3776 | ISELL |  |  |  | mu_B | ITEM | [7 empty] | mu: 1.13 | [8 empty] | 64 | 3776 | 0 | 0 | 3776 | 3345.3 | 0 | 197372.7 |  | 61 | 6214.07
|  |  | Data Points x 1 (CCTV) | [6 empty] | n
59 | LS |  | SUBCONTRACTING WORKS |  | NAS Ltd. - Data | SUBC_001 | 960 | MISC | [5 empty] | 4 | 2004-10-14 | 56.7 | 3345.3 |  | 0 | [17 empty] | 61 | NAS Ltd.
[17 empty] | 0 |  | 0
d> | 0 |  |  |  |  | ICOST |  |  |  | mu_B | ITEM | [5 empty] | 3345.3 |  | 0 | [17 empty] | d>
|  |  |  | Sell Rate | Sell Total |  |  |  |  | IB | [17 empty] | U_M_Sell | T_M_Sell | U_L_Sell | T_L_Sell | Total_Sell | T_M_Cost | T_L_Phr | Mat/Lab=1 |  |  | Sell Total
8 | No. |  | Item: 8.05400000000002 | 64 | 512 | ISELL |  |  |  | mu_B | ITEM | [7 empty] | mu: 1.13 | [8 empty] | 64 | 512 | 0 | 0 | 512 | 453.6 | 0 | 3628.8 |  | 8 | 814.96
|  |  | Data Points x 1 (WiFi) | [6 empty] | n
8 | LS |  | SUBCONTRACTING WORKS |  | NAS Ltd. - Data | SUBC_001 | 960 | MISC | [5 empty] | 4 | 2004-10-14 | 56.7 | 453.6 |  | 0 | [17 empty] | 8 | NAS Ltd.
[17 empty] | 0 |  | 0
d> | 0 |  |  |  |  | ICOST |  |  |  | mu_B | ITEM | [5 empty] | 453.6 |  | 0 | [17 empty] | d>
|  |  |  | Sell Rate | Sell Total |  |  |  |  | IB | [17 empty] | U_M_Sell | T_M_Sell | U_L_Sell | T_L_Sell | Total_Sell | T_M_Cost | T_L_Phr | Mat/Lab=1 |  |  | Sell Total
5 | No. |  | Item: 8.05500000000002 | 64 | 320 | ISELL |  |  |  | mu_B | ITEM | [7 empty] | mu: 1.13 | [8 empty] | 64 | 320 | 0 | 0 | 320 | 283.5 | 0 | 1417.5 |  | 5 | 509.35
|  |  | Data Points x 2 (CCTV) | [6 empty] | n
5 | LS |  | SUBCONTRACTING WORKS |  | NAS Ltd. - Data | SUBC_001 | 960 | MISC | [5 empty] | 4 | 2004-10-14 | 56.7 | 283.5 |  | 0 | [17 empty] | 5 | NAS Ltd.
[17 empty] | 0 |  | 0
d> | 0 |  |  |  |  | ICOST |  |  |  | mu_B | ITEM | [5 empty] | 283.5 |  | 0 | [17 empty] | d>
|  |  |  | Sell Rate | Sell Total |  |  |  |  | IB | [17 empty] | U_M_Sell | T_M_Sell | U_L_Sell | T_L_Sell | Total_Sell | T_M_Cost | T_L_Phr | Mat/Lab=1 |  |  | Sell Total
6 | No. |  | Item: 8.05600000000002 | 64 | 384 | ISELL |  |  |  | mu_B | ITEM | [7 empty] | mu: 1.13 | [8 empty] | 64 | 384 | 0 | 0 | 384 | 340.2 | 0 | 2041.2 |  | 6 | 611.22
|  |  | Data Points x 2 (General) | [6 empty] | n
6 | LS |  | SUBCONTRACTING WORKS |  | NAS Ltd. - Data | SUBC_001 | 960 | MISC | [5 empty] | 4 | 2004-10-14 | 56.7 | 340.2 |  | 0 | [17 empty] | 6 | NAS Ltd.
[17 empty] | 0 |  | 0
d> | 0 |  |  |  |  | ICOST |  |  |  | mu_B | ITEM | [5 empty] | 340.2 |  | 0 | [17 empty] | d>
|  |  |  | Sell Rate | Sell Total |  |  |  |  | IB | [17 empty] | U_M_Sell | T_M_Sell | U_L_Sell | T_L_Sell | Total_Sell | T_M_Cost | T_L_Phr | Mat/Lab=1 |  |  | Sell Total
1 | No. |  | Item: 8.05700000000002 | 64 | 64 | ISELL |  |  |  | mu_B | ITEM | [7 empty] | mu: 1.13 | [8 empty] | 64 | 64 | 0 | 0 | 64 | 56.7 | 0 | 56.7 |  | 1 | 101.87
|  |  | Data Points x 3 (CCTV) | [6 empty] | n
1 | LS |  | SUBCONTRACTING WORKS |  | NAS Ltd. - Data | SUBC_001 | 960 | MISC | [5 empty] | 4 | 2004-10-14 | 56.7 | 56.7 |  | 0 | [17 empty] | 1 | NAS Ltd.
[17 empty] | 0 |  | 0
d> | 0 |  |  |  |  | ICOST |  |  |  | mu_B | ITEM | [5 empty] | 56.7 |  | 0 | [17 empty] | d>
TB
t
Supply, install and connect of the following metal clad wall plates
|  |  |  | Sell Rate | Sell Total |  |  |  |  | IB | [17 empty] | U_M_Sell | T_M_Sell | U_L_Sell | T_L_Sell | Total_Sell | T_M_Cost | T_L_Phr | Mat/Lab=1 |  |  | Sell Total
67 | No. |  | Item: 8.05800000000002 | 35.38 | 2370.46 | ISELL |  |  |  |  | ITEM | [7 empty] | mu :1.18 | [8 empty] | 35.38 | 2370.46 | 0 | 0 | 2370.46 | 2002.77 | 0 | 134185.59 |  | 69 | 2501.25
|  |  | Single Wall plates | [6 empty] | n
|  |  |  | 0.27 | Discrepancy | [32 empty] | Discrepancy
|  |  | Electrical | 1315.22 | 1315.22 |  |  |  |  | mu_A | SUBI | [26 empty] | 1354.48
21.3623 | No |  | Conduit Stainless Back Box |  | In cold warehouse | COGV_029 | 690 | (__) | 20mm |  |  |  |  | 1 | 2004-05-29 | 50 | 1068.1159 |  | 0 | [17 empty] | 22 | In cold warehouse
[17 empty] | 0 |  | 0
d> | 0 | [8 empty] | mu_A | SUBI | [5 empty] | 1068.1159 |  | 0 | [8 empty] | 1315.22 | [8 empty] | d>
|  |  | ELV Installation (NAS Ltd) | 1054.97 | 1055.24 |  |  |  |  | mu_B | SUBI | [26 empty] | 1146.77
67 | LS |  | SUBCONTRACTING WORKS |  | NAS Ltd. - Data | SUBC_001 | 960 | MISC | [5 empty] | 4 | 2004-10-14 | 13.95 | 934.65 |  | 0 | [17 empty] | 69 | NAS Ltd.
[17 empty] | 0 |  | 0
d> | 0 | [8 empty] | mu_B | SUBI | [5 empty] | 934.65 |  | 0 | [8 empty] | 1054.97 | [8 empty] | d>
[6 empty] | ICOST |  |  |  |  | ITEM | [5 empty] | 2002.7659 |  | 0
|  |  |  | Sell Rate | Sell Total |  |  |  |  | IB | [17 empty] | U_M_Sell | T_M_Sell | U_L_Sell | T_L_Sell | Total_Sell | T_M_Cost | T_L_Phr | Mat/Lab=1 |  |  | Sell Total
11 | No. |  | Item: 8.05900000000002 | 21.34 | 234.74 | ISELL |  |  |  |  | ITEM | [7 empty] | mu :1.15 | [8 empty] | 21.34 | 234.74 | 0 | 0 | 234.74 | 203.45 | 0 | 2237.95 |  | 11 | 244.42
|  |  | Twin Wall plates | [6 empty] | n
|  |  |  | -0.03 | Discrepancy | [32 empty] | Discrepancy
|  |  | Electrical | 61.57 | 61.57 |  |  |  |  | mu_A | SUBI | [26 empty] | 61.57
1 | No |  | Conduit Stainless Back Box |  | In cold warehouse | COGV_029 | 690 | (__) | 20mm |  |  |  |  | 1 | 2004-05-29 | 50 | 50 |  | 0 | [17 empty] | 1 | In cold warehouse
[17 empty] | 0 |  | 0
d> | 0 | [8 empty] | mu_A | SUBI | [5 empty] | 50 |  | 0 | [8 empty] | 61.57 | [8 empty] | d>
|  |  | ELV Installation (NAS Ltd) | 173.2 | 173.17 |  |  |  |  | mu_B | SUBI | [26 empty] | 182.85
11 | LS |  | SUBCONTRACTING WORKS |  | NAS Ltd. - Data | SUBC_001 | 960 | MISC | [5 empty] | 4 | 2004-10-14 | 13.95 | 153.45 |  | 0 | [17 empty] | 11 | NAS Ltd.
[17 empty] | 0 |  | 0
d> | 0 | [8 empty] | mu_B | SUBI | [5 empty] | 153.45 |  | 0 | [8 empty] | 173.2 | [8 empty] | d>
[6 empty] | ICOST |  |  |  |  | ITEM | [5 empty] | 203.45 |  | 0
|  |  |  | Sell Rate | Sell Total |  |  |  |  | IB | [17 empty] | U_M_Sell | T_M_Sell | U_L_Sell | T_L_Sell | Total_Sell | T_M_Cost | T_L_Phr | Mat/Lab=1 |  |  | Sell Total
1 | No. |  | Item: 8.06000000000002 | 33.52 | 33.52 | ISELL |  |  |  | mu_B | ITEM | [7 empty] | mu: 1.13 | [8 empty] | 33.52 | 33.52 | 0 | 0 | 33.52 | 29.7 | 0 | 29.7 |  | 1 | 35.39
|  |  | Triple Wall plates | [6 empty] | n
1 | LS |  | SUBCONTRACTING WORKS |  | NAS Ltd. - Data | SUBC_001 | 960 | MISC | [5 empty] | 4 | 2004-10-14 | 29.7 | 29.7 |  | 0 | [17 empty] | 1 | NAS Ltd.
[17 empty] | 0 |  | 0
d> | 0 |  |  |  |  | ICOST |  |  |  | mu_B | ITEM | [5 empty] | 29.7 |  | 0 | [17 empty] | d>
|  |  |  | Sell Rate | Sell Total |  |  |  |  | IB | [17 empty] | U_M_Sell | T_M_Sell | U_L_Sell | T_L_Sell | Total_Sell | T_M_Cost | T_L_Phr | Mat/Lab=1 |  |  | Sell Total
92 | cable |  | Item: 8.06100000000002 | 9.14 | 840.88 | ISELL |  |  |  | mu_B | ITEM | [7 empty] | mu: 1.13 | [8 empty] | 9.14 | 840.88 | 0 | 0 | 840.88 | 745.2 | 0 | 68558.4 |  | 94 | 907.1
|  |  | Termination of cables at both ends including the provision of RJ45 sockets | [6 empty] | n
92 | LS |  | SUBCONTRACTING WORKS |  | NAS Ltd. - Data | SUBC_001 | 960 | MISC | [5 empty] | 4 | 2004-10-14 | 8.1 | 745.2 |  | 0 | [17 empty] | 94 | NAS Ltd.
[17 empty] | 0 |  | 0
d> | 0 |  |  |  |  | ICOST |  |  |  | mu_B | ITEM | [5 empty] | 745.2 |  | 0 | [17 empty] | d>
|  |  |  | Sell Rate | Sell Total |  |  |  |  | IB | [17 empty] | U_M_Sell | T_M_Sell | U_L_Sell | T_L_Sell | Total_Sell | T_M_Cost | T_L_Phr | Mat/Lab=1 |  |  | Sell Total
92 | cable |  | Item: 8.06200000000002 | 3.05 | 280.6 | ISELL |  |  |  | mu_B | ITEM | [7 empty] | mu: 1.13 | [8 empty] | 3.05 | 280.6 | 0 | 0 | 280.6 | 248.4 | 0 | 22852.8 |  | 94 | 302.68
|  |  | Testing of cables and issuing of the relevant certifications per data point | [6 empty] | n
92 | LS |  | SUBCONTRACTING WORKS |  | NAS Ltd. - Data | SUBC_001 | 960 | MISC | [5 empty] | 4 | 2004-10-14 | 2.7 | 248.4 |  | 0 | [17 empty] | 94 | NAS Ltd.
[17 empty] | 0 |  | 0
d> | 0 |  |  |  |  | ICOST |  |  |  | mu_B | ITEM | [5 empty] | 248.4 |  | 0 | [17 empty] | d>
TB
t
Data Cabinet L0 Warehouse in Level 0
|  |  |  | Sell Rate | Sell Total |  |  |  |  | IB | [17 empty] | U_M_Sell | T_M_Sell | U_L_Sell | T_L_Sell | Total_Sell | T_M_Cost | T_L_Phr | Mat/Lab=1 |  |  | Sell Total
1 | No. |  | Item: 8.06300000000002 | 0 | 0 | ISELL |  |  |  | mu_B | ITEM |  |  |  |  | Omitted by consultant |  |  | 0.00 | [8 empty] | 0 | 0 | 0 | 0 | 0 | 0 | 0 | 0 |  | 1 | 423.56
|  |  | Supply,install and connect Floor 21U Data Cabinet - 600 x 600 (mm) | [6 empty] | n
0 | LS |  | SUBCONTRACTING WORKS |  | NAS Ltd. - Data | SUBC_001 | 960 | MISC | [5 empty] | 4 | 2004-10-14 | 355.5 | 0 |  | 0 | [17 empty] | 1 | NAS Ltd.
[17 empty] | 0 |  | 0
d> | 0 |  |  |  |  | ICOST |  |  |  | mu_B | ITEM | [5 empty] | 0 |  | 0 | [17 empty] | d>
|  |  |  | Sell Rate | Sell Total |  |  |  |  | IB | [17 empty] | U_M_Sell | T_M_Sell | U_L_Sell | T_L_Sell | Total_Sell | T_M_Cost | T_L_Phr | Mat/Lab=1 |  |  | Sell Total
1 | No. |  | Item: 8.063a | 401.26 | 401.26 | ISELL |  |  |  | mu_B | ITEM | [7 empty] | mu: 1.13 | [8 empty] | 401.26 | 401.26 | 0 | 0 | 401.26 | 355.5 | 0 | 355.5 |  | 1 | 423.56
|  |  | Supply,install and connect Wall mounted 21U Data Cabinet - 600 x 600 (mm) | [6 empty] | n
1 | LS |  | SUBCONTRACTING WORKS |  | NAS Ltd. - Data | SUBC_001 | 960 | MISC | [5 empty] | 4 | 2004-10-14 | 355.5 | 355.5 |  | 0 | [17 empty] | 1 | NAS Ltd.
[17 empty] | 0 |  | 0
d> | 0 |  |  |  |  | ICOST |  |  |  | mu_B | ITEM | [5 empty] | 355.5 |  | 0 | [17 empty] | d>
|  |  |  | Sell Rate | Sell Total |  |  |  |  | IB | [17 empty] | U_M_Sell | T_M_Sell | U_L_Sell | T_L_Sell | Total_Sell | T_M_Cost | T_L_Phr | Mat/Lab=1 |  |  | Sell Total
4 | No. |  | Item: 8.06400000000002 | 91.43 | 365.72 | ISELL |  |  |  | mu_B | ITEM | [7 empty] | mu: 1.13 | [8 empty] | 91.43 | 365.72 | 0 | 0 | 365.72 | 324 | 0 | 1296 |  | 4 | 386.04
|  |  | Supply,install and connect 19" 1U 24 port CAT 6A patch panels | [6 empty] | n
4 | LS |  | SUBCONTRACTING WORKS |  | NAS Ltd. - Data | SUBC_001 | 960 | MISC | [5 empty] | 4 | 2004-10-14 | 81 | 324 |  | 0 | [17 empty] | 4 | NAS Ltd.
[17 empty] | 0 |  | 0
d> | 0 |  |  |  |  | ICOST |  |  |  | mu_B | ITEM | [5 empty] | 324 |  | 0 | [17 empty] | d>
|  |  |  | Sell Rate | Sell Total |  |  |  |  | IB | [17 empty] | U_M_Sell | T_M_Sell | U_L_Sell | T_L_Sell | Total_Sell | T_M_Cost | T_L_Phr | Mat/Lab=1 |  |  | Sell Total
4 | No. |  | Item: 8.06500000000002 | 15.24 | 60.96 | ISELL |  |  |  | mu_B | ITEM | [7 empty] | mu: 1.13 | [8 empty] | 15.24 | 60.96 | 0 | 0 | 60.96 | 54 | 0 | 216 |  | 4 | 64.32
|  |  | Supply and install horizontal cable management frames, 1U high | [6 empty] | n
4 | LS |  | SUBCONTRACTING WORKS |  | NAS Ltd. - Data | SUBC_001 | 960 | MISC | [5 empty] | 4 | 2004-10-14 | 13.5 | 54 |  | 0 | [17 empty] | 4 | NAS Ltd.
[17 empty] | 0 |  | 0
d> | 0 |  |  |  |  | ICOST |  |  |  | mu_B | ITEM | [5 empty] | 54 |  | 0 | [17 empty] | d>
|  |  |  | Sell Rate | Sell Total |  |  |  |  | IB | [17 empty] | U_M_Sell | T_M_Sell | U_L_Sell | T_L_Sell | Total_Sell | T_M_Cost | T_L_Phr | Mat/Lab=1 |  |  | Sell Total
4 | No. |  | Item: 8.06600000000002 | 0 | 0 | ISELL |  |  |  | mu_B | ITEM |  |  |  |  | Refer to covering letter |  |  | 0.00 | [8 empty] | 0 | 0 | 0 | 0 | 0 | 0 | 0 | 0 |  | 4 | 0
|  |  | Supply and install vertical cable management frames 42U high | [6 empty] | n
4 | LS |  | SUBCONTRACTING WORKS |  | NAS Ltd. - Data | SUBC_001 | 960 | MISC | [5 empty] | 4 | 2004-10-14 |  | 0 |  | 0 | NoMat? | [16 empty] | 4 | NAS Ltd.
[17 empty] | 0 |  | 0
d> | 0 |  |  |  |  | ICOST |  |  |  | mu_B | ITEM | [5 empty] | 0 |  | 0 | [17 empty] | d>
|  |  |  | Sell Rate | Sell Total |  |  |  |  | IB | [17 empty] | U_M_Sell | T_M_Sell | U_L_Sell | T_L_Sell | Total_Sell | T_M_Cost | T_L_Phr | Mat/Lab=1 |  |  | Sell Total
1 | No. |  | Item: 8.06700000000002 | 45.71 | 45.71 | ISELL |  |  |  | mu_B | ITEM | [7 empty] | mu: 1.13 | [8 empty] | 45.71 | 45.71 | 0 | 0 | 45.71 | 40.5 | 0 | 40.5 |  | 1 | 48.25
|  |  | Supply and install rack mountable PDU, 12-way, 1U high as specified | [6 empty] | n
1 | LS |  | SUBCONTRACTING WORKS |  | NAS Ltd. - Data | SUBC_001 | 960 | MISC | [5 empty] | 4 | 2004-10-14 | 40.5 | 40.5 |  | 0 | [17 empty] | 1 | NAS Ltd.
[17 empty] | 0 |  | 0
d> | 0 |  |  |  |  | ICOST |  |  |  | mu_B | ITEM | [5 empty] | 40.5 |  | 0 | [17 empty] | d>
SB | [36 empty] | SB
| -755.4341 |  | PAGE: 32 |  | 38916 | [5 empty] | PAGE | [5 empty] | 26418.9797 |  | 211.1804 | [18 empty] | 44985.6
| Discy: |  |  |  | PAGE SELL | [11 empty] | PAGE MAT |  | PAGE LAB | [18 empty] | PAGE SELL
TB
t
Level 1 - From Server Cabinet L1 Ancillary Offices
TB
t
Supply and install LSZH conduit chased in walls and in screed under tiles from Server cabinet L1 Ancillary Offices patch panel to various data points as per drawing, including the supply of necessary back boxes. There shall be 1qty 25 mm conduits for a maximum of two cables. All data cable conduit shall be 25mm diameter.
|  |  |  | Sell Rate | Sell Total |  |  |  |  | IB | [17 empty] | U_M_Sell | T_M_Sell | U_L_Sell | T_L_Sell | Total_Sell | T_M_Cost | T_L_Phr | Mat/Lab=1 |  |  | Sell Total
13 | No. |  | Item: 8.06800000000002 | 47.94 | 623.22 | ISELL |  |  |  | mu_A | ITEM | [7 empty] | mu :1.23 | [8 empty] | 15.15 | 196.95 | 32.79 | 426.27 | 623.22 | 159.9 | 12.61 | 2242.63 |  | 13 | 671.58
|  |  | Data Points | [6 empty] | n
|  | h | [E25_0062_Quintano_Foods_Elec_ELV_As_Awarded.xlsx]Elec_Rates!$D$1017 |  |  | RATE_AAA
13 | 1 | 13 | 090# LSZH Conduit point for Data |  | Local Rate | RTLO_001 | [9 empty] | 12.3 | 159.9 | 0.97 | 12.61 | [17 empty] | 13 | Local Rate
[17 empty] | 0 |  | 0
d> | 0 |  |  |  |  | ICOST |  |  |  | mu_A | ITEM | [5 empty] | 159.9 |  | 12.61 | [17 empty] | d>
TB
t
Wiring from Server cabinet L1 Ancillary Offices patch panel to the following points using CAT6A LSZH cables including the provision of all cables, installation etc for a complete system. All cables to be marked at both ends using appropriate number bands
|  |  |  | Sell Rate | Sell Total |  |  |  |  | IB | [17 empty] | U_M_Sell | T_M_Sell | U_L_Sell | T_L_Sell | Total_Sell | T_M_Cost | T_L_Phr | Mat/Lab=1 |  |  | Sell Total
2 | No. |  | Item: 8.06900000000002 | 64 | 128 | ISELL |  |  |  | mu_B | ITEM | [7 empty] | mu: 1.13 | [8 empty] | 64 | 128 | 0 | 0 | 128 | 113.4 | 0 | 226.8 |  | 2 | 203.74
|  |  | Data Points x 1 (CCTV) | [6 empty] | n
2 | LS |  | SUBCONTRACTING WORKS |  | NAS Ltd. - Data | SUBC_001 | 960 | MISC | [5 empty] | 4 | 2004-10-14 | 56.7 | 113.4 |  | 0 | [17 empty] | 2 | NAS Ltd.
[17 empty] | 0 |  | 0
d> | 0 |  |  |  |  | ICOST |  |  |  | mu_B | ITEM | [5 empty] | 113.4 |  | 0 | [17 empty] | d>
|  |  |  | Sell Rate | Sell Total |  |  |  |  | IB | [17 empty] | U_M_Sell | T_M_Sell | U_L_Sell | T_L_Sell | Total_Sell | T_M_Cost | T_L_Phr | Mat/Lab=1 |  |  | Sell Total
1 | No. |  | Item: 8.07000000000002 | 64 | 64 | ISELL |  |  |  | mu_B | ITEM | [7 empty] | mu: 1.13 | [8 empty] | 64 | 64 | 0 | 0 | 64 | 56.7 | 0 | 56.7 |  | 1 | 101.87
|  |  | Data Points x 1 (WiFi) | [6 empty] | n
1 | LS |  | SUBCONTRACTING WORKS |  | NAS Ltd. - Data | SUBC_001 | 960 | MISC | [5 empty] | 4 | 2004-10-14 | 56.7 | 56.7 |  | 0 | [17 empty] | 1 | NAS Ltd.
[17 empty] | 0 |  | 0
d> | 0 |  |  |  |  | ICOST |  |  |  | mu_B | ITEM | [5 empty] | 56.7 |  | 0 | [17 empty] | d>
|  |  |  | Sell Rate | Sell Total |  |  |  |  | IB | [17 empty] | U_M_Sell | T_M_Sell | U_L_Sell | T_L_Sell | Total_Sell | T_M_Cost | T_L_Phr | Mat/Lab=1 |  |  | Sell Total
1 | No. |  | Item: 8.07100000000002 | 64 | 64 | ISELL |  |  |  | mu_B | ITEM | [7 empty] | mu: 1.13 | [8 empty] | 64 | 64 | 0 | 0 | 64 | 56.7 | 0 | 56.7 |  | 1 | 101.87
|  |  | Data Points x 1 (Access) | [6 empty] | n
1 | LS |  | SUBCONTRACTING WORKS |  | NAS Ltd. - Data | SUBC_001 | 960 | MISC | [5 empty] | 4 | 2004-10-14 | 56.7 | 56.7 |  | 0 | [17 empty] | 1 | NAS Ltd.
[17 empty] | 0 |  | 0
d> | 0 |  |  |  |  | ICOST |  |  |  | mu_B | ITEM | [5 empty] | 56.7 |  | 0 | [17 empty] | d>
|  |  |  | Sell Rate | Sell Total |  |  |  |  | IB | [17 empty] | U_M_Sell | T_M_Sell | U_L_Sell | T_L_Sell | Total_Sell | T_M_Cost | T_L_Phr | Mat/Lab=1 |  |  | Sell Total
1 | No. |  | Item: 8.07200000000002 | 64 | 64 | ISELL |  |  |  | mu_B | ITEM | [7 empty] | mu: 1.13 | [8 empty] | 64 | 64 | 0 | 0 | 64 | 56.7 | 0 | 56.7 |  | 1 | 101.87
|  |  | Data Points x 1 (Intercom) | [6 empty] | n
1 | LS |  | SUBCONTRACTING WORKS |  | NAS Ltd. - Data | SUBC_001 | 960 | MISC | [5 empty] | 4 | 2004-10-14 | 56.7 | 56.7 |  | 0 | [17 empty] | 1 | NAS Ltd.
[17 empty] | 0 |  | 0
d> | 0 |  |  |  |  | ICOST |  |  |  | mu_B | ITEM | [5 empty] | 56.7 |  | 0 | [17 empty] | d>
|  |  |  | Sell Rate | Sell Total |  |  |  |  | IB | [17 empty] | U_M_Sell | T_M_Sell | U_L_Sell | T_L_Sell | Total_Sell | T_M_Cost | T_L_Phr | Mat/Lab=1 |  |  | Sell Total
4 | No. |  | Item: 8.07300000000002 | 64 | 256 | ISELL |  |  |  | mu_B | ITEM | [7 empty] | mu: 1.13 | [8 empty] | 64 | 256 | 0 | 0 | 256 | 226.8 | 0 | 907.2 |  | 4 | 407.48
|  |  | Data Points x 4 (General) | [6 empty] | n
4 | LS |  | SUBCONTRACTING WORKS |  | NAS Ltd. - Data | SUBC_001 | 960 | MISC | [5 empty] | 4 | 2004-10-14 | 56.7 | 226.8 |  | 0 | [17 empty] | 4 | NAS Ltd.
[17 empty] | 0 |  | 0
d> | 0 |  |  |  |  | ICOST |  |  |  | mu_B | ITEM | [5 empty] | 226.8 |  | 0 | [17 empty] | d>
TB
t
Supply, install and connect of the following PVC wall plates
|  |  |  | Sell Rate | Sell Total |  |  |  |  | IB | [17 empty] | U_M_Sell | T_M_Sell | U_L_Sell | T_L_Sell | Total_Sell | T_M_Cost | T_L_Phr | Mat/Lab=1 |  |  | Sell Total
5 | No. |  | Item: 8.07400000000002 | 5.08 | 25.4 | ISELL |  |  |  | mu_B | ITEM | [7 empty] | mu: 1.13 | [8 empty] | 5.08 | 25.4 | 0 | 0 | 25.4 | 22.5 | 0 | 112.5 |  | 5 | 26.8
|  |  | Single Wall plates | [6 empty] | n
5 | LS |  | SUBCONTRACTING WORKS |  | NAS Ltd. - Data | SUBC_001 | 960 | MISC | [5 empty] | 4 | 2004-10-14 | 4.5 | 22.5 |  | 0 | [17 empty] | 5 | NAS Ltd.
[17 empty] | 0 |  | 0
d> | 0 |  |  |  |  | ICOST |  |  |  | mu_B | ITEM | [5 empty] | 22.5 |  | 0 | [17 empty] | d>
|  |  |  | Sell Rate | Sell Total |  |  |  |  | IB | [17 empty] | U_M_Sell | T_M_Sell | U_L_Sell | T_L_Sell | Total_Sell | T_M_Cost | T_L_Phr | Mat/Lab=1 |  |  | Sell Total
4 | No. |  | Item: 8.07500000000003 | 16.25 | 65 | ISELL |  |  |  | mu_B | ITEM | [7 empty] | mu: 1.13 | [8 empty] | 16.25 | 65 | 0 | 0 | 65 | 57.6 | 0 | 230.4 |  | 4 | 68.64
|  |  | Quadruple Wall plates | [6 empty] | n
4 | LS |  | SUBCONTRACTING WORKS |  | NAS Ltd. - Data | SUBC_001 | 960 | MISC | [5 empty] | 4 | 2004-10-14 | 14.4 | 57.6 |  | 0 | [17 empty] | 4 | NAS Ltd.
[17 empty] | 0 |  | 0
d> | 0 |  |  |  |  | ICOST |  |  |  | mu_B | ITEM | [5 empty] | 57.6 |  | 0 | [17 empty] | d>
|  |  |  | Sell Rate | Sell Total |  |  |  |  | IB | [17 empty] | U_M_Sell | T_M_Sell | U_L_Sell | T_L_Sell | Total_Sell | T_M_Cost | T_L_Phr | Mat/Lab=1 |  |  | Sell Total
21 | cable |  | Item: 8.07600000000003 | 9.14 | 191.94 | ISELL |  |  |  | mu_B | ITEM | [7 empty] | mu: 1.13 | [8 empty] | 9.14 | 191.94 | 0 | 0 | 191.94 | 170.1 | 0 | 3572.1 |  | 21 | 202.65
|  |  | Termination of cables at both ends including the provision of RJ45 sockets | [6 empty] | n
21 | LS |  | SUBCONTRACTING WORKS |  | NAS Ltd. - Data | SUBC_001 | 960 | MISC | [5 empty] | 4 | 2004-10-14 | 8.1 | 170.1 |  | 0 | [17 empty] | 21 | NAS Ltd.
[17 empty] | 0 |  | 0
d> | 0 |  |  |  |  | ICOST |  |  |  | mu_B | ITEM | [5 empty] | 170.1 |  | 0 | [17 empty] | d>
|  |  |  | Sell Rate | Sell Total |  |  |  |  | IB | [17 empty] | U_M_Sell | T_M_Sell | U_L_Sell | T_L_Sell | Total_Sell | T_M_Cost | T_L_Phr | Mat/Lab=1 |  |  | Sell Total
21 | cable |  | Item: 8.07700000000003 | 3.05 | 64.05 | ISELL |  |  |  | mu_B | ITEM | [7 empty] | mu: 1.13 | [8 empty] | 3.05 | 64.05 | 0 | 0 | 64.05 | 56.7 | 0 | 1190.7 |  | 21 | 67.62
|  |  | Testing of cables and issuing of the relevant certifications per data point | [6 empty] | n
21 | LS |  | SUBCONTRACTING WORKS |  | NAS Ltd. - Data | SUBC_001 | 960 | MISC | [5 empty] | 4 | 2004-10-14 | 2.7 | 56.7 |  | 0 | [17 empty] | 21 | NAS Ltd.
[17 empty] | 0 |  | 0
d> | 0 |  |  |  |  | ICOST |  |  |  | mu_B | ITEM | [5 empty] | 56.7 |  | 0 | [17 empty] | d>
TB
t
Level 2 - From Server Cabinet L1 Ancillary Offices
TB
t
Supply and install LSZH conduit chased in walls and in screed under tiles from Server cabinet L1 Ancillary Offices patch panel to various data points as per drawing, including the supply of necessary back boxes. There shall be 1qty 25 mm conduits for a maximum of two cables. All data cable conduit shall be 25mm diameter.
|  |  |  | Sell Rate | Sell Total |  |  |  |  | IB | [17 empty] | U_M_Sell | T_M_Sell | U_L_Sell | T_L_Sell | Total_Sell | T_M_Cost | T_L_Phr | Mat/Lab=1 |  |  | Sell Total
1 | No. |  | Item: 8.07800000000003 | 47.94 | 47.94 | ISELL |  |  |  | mu_A | ITEM | [7 empty] | mu :1.23 | [8 empty] | 15.15 | 15.15 | 32.79 | 32.79 | 47.94 | 12.3 | 0.97 | 13.27 |  | 1 | 51.66
|  |  | Data Points | [6 empty] | n
|  | h | [E25_0062_Quintano_Foods_Elec_ELV_As_Awarded.xlsx]Elec_Rates!$D$1017 |  |  | RATE_AAA
1 | 1 | 1 | 090# LSZH Conduit point for Data |  | Local Rate | RTLO_001 | [9 empty] | 12.3 | 12.3 | 0.97 | 0.97 | [17 empty] | 1 | Local Rate
[17 empty] | 0 |  | 0
d> | 0 |  |  |  |  | ICOST |  |  |  | mu_A | ITEM | [5 empty] | 12.3 |  | 0.97 | [17 empty] | d>
TB
t
Wiring from Server cabinet L1 Ancillary Offices patch panel to the following points using CAT6A LSZH cables including the provision of all cables, installation etc for a complete system. All cables to be marked at both ends using appropriate number bands
|  |  |  | Sell Rate | Sell Total |  |  |  |  | IB | [17 empty] | U_M_Sell | T_M_Sell | U_L_Sell | T_L_Sell | Total_Sell | T_M_Cost | T_L_Phr | Mat/Lab=1 |  |  | Sell Total
1 | No. |  | Item: 8.07900000000003 | 64 | 64 | ISELL |  |  |  | mu_B | ITEM | [7 empty] | mu: 1.13 | [8 empty] | 64 | 64 | 0 | 0 | 64 | 56.7 | 0 | 56.7 |  | 1 | 101.87
|  |  | Data Points x 1 (CCTV) | [6 empty] | n
1 | LS |  | SUBCONTRACTING WORKS |  | NAS Ltd. - Data | SUBC_001 | 960 | MISC | [5 empty] | 4 | 2004-10-14 | 56.7 | 56.7 |  | 0 | [17 empty] | 1 | NAS Ltd.
[17 empty] | 0 |  | 0
d> | 0 |  |  |  |  | ICOST |  |  |  | mu_B | ITEM | [5 empty] | 56.7 |  | 0 | [17 empty] | d>
TB
t
Supply, install and connect of the following PVC wall plates
|  |  |  | Sell Rate | Sell Total |  |  |  |  | IB | [17 empty] | U_M_Sell | T_M_Sell | U_L_Sell | T_L_Sell | Total_Sell | T_M_Cost | T_L_Phr | Mat/Lab=1 |  |  | Sell Total
1 | No. |  | Item: 8.08000000000003 | 5.08 | 5.08 | ISELL |  |  |  | mu_B | ITEM | [7 empty] | mu: 1.13 | [8 empty] | 5.08 | 5.08 | 0 | 0 | 5.08 | 4.5 | 0 | 4.5 |  | 1 | 5.36
|  |  | Single Wall plates | [6 empty] | n
1 | LS |  | SUBCONTRACTING WORKS |  | NAS Ltd. - Data | SUBC_001 | 960 | MISC | [5 empty] | 4 | 2004-10-14 | 4.5 | 4.5 |  | 0 | [17 empty] | 1 | NAS Ltd.
[17 empty] | 0 |  | 0
d> | 0 |  |  |  |  | ICOST |  |  |  | mu_B | ITEM | [5 empty] | 4.5 |  | 0 | [17 empty] | d>
|  |  |  | Sell Rate | Sell Total |  |  |  |  | IB | [17 empty] | U_M_Sell | T_M_Sell | U_L_Sell | T_L_Sell | Total_Sell | T_M_Cost | T_L_Phr | Mat/Lab=1 |  |  | Sell Total
1 | cable |  | Item: 8.08100000000003 | 9.14 | 9.14 | ISELL |  |  |  | mu_B | ITEM | [7 empty] | mu: 1.13 | [8 empty] | 9.14 | 9.14 | 0 | 0 | 9.14 | 8.1 | 0 | 8.1 |  | 1 | 9.65
|  |  | Termination of cables at both ends including the provision of RJ45 sockets | [6 empty] | n
1 | LS |  | SUBCONTRACTING WORKS |  | NAS Ltd. - Data | SUBC_001 | 960 | MISC | [5 empty] | 4 | 2004-10-14 | 8.1 | 8.1 |  | 0 | [17 empty] | 1 | NAS Ltd.
[17 empty] | 0 |  | 0
d> | 0 |  |  |  |  | ICOST |  |  |  | mu_B | ITEM | [5 empty] | 8.1 |  | 0 | [17 empty] | d>
|  |  |  | Sell Rate | Sell Total |  |  |  |  | IB | [17 empty] | U_M_Sell | T_M_Sell | U_L_Sell | T_L_Sell | Total_Sell | T_M_Cost | T_L_Phr | Mat/Lab=1 |  |  | Sell Total
1 | cable |  | Item: 8.08200000000003 | 3.05 | 3.05 | ISELL |  |  |  | mu_B | ITEM | [7 empty] | mu: 1.13 | [8 empty] | 3.05 | 3.05 | 0 | 0 | 3.05 | 2.7 | 0 | 2.7 |  | 1 | 3.22
|  |  | Testing of cables and issuing of the relevant certifications per data point | [6 empty] | n
1 | LS |  | SUBCONTRACTING WORKS |  | NAS Ltd. - Data | SUBC_001 | 960 | MISC | [5 empty] | 4 | 2004-10-14 | 2.7 | 2.7 |  | 0 | [17 empty] | 1 | NAS Ltd.
[17 empty] | 0 |  | 0
d> | 0 |  |  |  |  | ICOST |  |  |  | mu_B | ITEM | [5 empty] | 2.7 |  | 0 | [17 empty] | d>
TB
t
Server Cabinet L1 Ancillary Offices in Level 1
|  |  |  | Sell Rate | Sell Total |  |  |  |  | IB | [17 empty] | U_M_Sell | T_M_Sell | U_L_Sell | T_L_Sell | Total_Sell | T_M_Cost | T_L_Phr | Mat/Lab=1 |  |  | Sell Total
1 | No. |  | Item: 8.08300000000003 | 909.19 | 909.19 | ISELL |  |  |  | mu_B | ITEM | [7 empty] | mu: 1.13 | [8 empty] | 909.19 | 909.19 | 0 | 0 | 909.19 | 805.5 | 0 | 805.5 |  | 1 | 959.7
|  |  | Supply,install and connect Floor 42U Server Cabinet - 800 x 1000 (mm) | [6 empty] | n
1 | LS |  | SUBCONTRACTING WORKS |  | NAS Ltd. - Data | SUBC_001 | 960 | MISC | [5 empty] | 4 | 2004-10-14 | 805.5 | 805.5 |  | 0 | [17 empty] | 1 | NAS Ltd.
[17 empty] | 0 |  | 0
d> | 0 |  |  |  |  | ICOST |  |  |  | mu_B | ITEM | [5 empty] | 805.5 |  | 0 | [17 empty] | d>
|  |  |  | Sell Rate | Sell Total |  |  |  |  | IB | [17 empty] | U_M_Sell | T_M_Sell | U_L_Sell | T_L_Sell | Total_Sell | T_M_Cost | T_L_Phr | Mat/Lab=1 |  |  | Sell Total
1 | No. |  | Item: 8.08400000000003 | 91.43 | 91.43 | ISELL |  |  |  | mu_B | ITEM | [7 empty] | mu: 1.13 | [8 empty] | 91.43 | 91.43 | 0 | 0 | 91.43 | 81 | 0 | 81 |  | 1 | 96.51
|  |  | Supply,install and connect 19" 1U 24 port CAT 6A patch panels | [6 empty] | n
1 | LS |  | SUBCONTRACTING WORKS |  | NAS Ltd. - Data | SUBC_001 | 960 | MISC | [5 empty] | 4 | 2004-10-14 | 81 | 81 |  | 0 | [17 empty] | 1 | NAS Ltd.
[17 empty] | 0 |  | 0
d> | 0 |  |  |  |  | ICOST |  |  |  | mu_B | ITEM | [5 empty] | 81 |  | 0 | [17 empty] | d>
|  |  |  | Sell Rate | Sell Total |  |  |  |  | IB | [17 empty] | U_M_Sell | T_M_Sell | U_L_Sell | T_L_Sell | Total_Sell | T_M_Cost | T_L_Phr | Mat/Lab=1 |  |  | Sell Total
2 | No. |  | Item: 8.08500000000003 | 15.24 | 30.48 | ISELL |  |  |  | mu_B | ITEM | [7 empty] | mu: 1.13 | [8 empty] | 15.24 | 30.48 | 0 | 0 | 30.48 | 27 | 0 | 54 |  | 2 | 32.16
|  |  | Supply and install horizontal cable management frames, 1U high | [6 empty] | n
2 | LS |  | SUBCONTRACTING WORKS |  | NAS Ltd. - Data | SUBC_001 | 960 | MISC | [5 empty] | 4 | 2004-10-14 | 13.5 | 27 |  | 0 | [17 empty] | 2 | NAS Ltd.
[17 empty] | 0 |  | 0
d> | 0 |  |  |  |  | ICOST |  |  |  | mu_B | ITEM | [5 empty] | 27 |  | 0 | [17 empty] | d>
|  |  |  | Sell Rate | Sell Total |  |  |  |  | IB | [17 empty] | U_M_Sell | T_M_Sell | U_L_Sell | T_L_Sell | Total_Sell | T_M_Cost | T_L_Phr | Mat/Lab=1 |  |  | Sell Total
4 | No. |  | Item: 8.08600000000003 | 40.63 | 162.52 | ISELL |  |  |  | mu_B | ITEM | [7 empty] | mu: 1.13 | [8 empty] | 40.63 | 162.52 | 0 | 0 | 162.52 | 144 | 0 | 576 |  | 4 | 171.56
|  |  | Supply and install vertical cable management frames 42U high | [6 empty] | n
4 | LS |  | SUBCONTRACTING WORKS |  | NAS Ltd. - Data | SUBC_001 | 960 | MISC | [5 empty] | 4 | 2004-10-14 | 36 | 144 |  | 0 | [17 empty] | 4 | NAS Ltd.
[17 empty] | 0 |  | 0
d> | 0 |  |  |  |  | ICOST |  |  |  | mu_B | ITEM | [5 empty] | 144 |  | 0 | [17 empty] | d>
|  |  |  | Sell Rate | Sell Total |  |  |  |  | IB | [17 empty] | U_M_Sell | T_M_Sell | U_L_Sell | T_L_Sell | Total_Sell | T_M_Cost | T_L_Phr | Mat/Lab=1 |  |  | Sell Total
1 | No. |  | Item: 8.08700000000003 | 45.71 | 45.71 | ISELL |  |  |  | mu_B | ITEM | [7 empty] | mu: 1.13 | [8 empty] | 45.71 | 45.71 | 0 | 0 | 45.71 | 40.5 | 0 | 40.5 |  | 1 | 48.25
|  |  | Supply and install rack mountable PDU, 12-way, 1U high as specified | [6 empty] | n
1 | LS |  | SUBCONTRACTING WORKS |  | NAS Ltd. - Data | SUBC_001 | 960 | MISC | [5 empty] | 4 | 2004-10-14 | 40.5 | 40.5 |  | 0 | [17 empty] | 1 | NAS Ltd.
[17 empty] | 0 |  | 0
d> | 0 |  |  |  |  | ICOST |  |  |  | mu_B | ITEM | [5 empty] | 40.5 |  | 0 | [17 empty] | d>
SB | [36 empty] | SB
| -203.9908 |  | PAGE: 33 |  | 2914.15 | [5 empty] | PAGE | [5 empty] | 2159.4 |  | 13.58 | [18 empty] | 3434.06
| Discy: |  |  |  | PAGE SELL | [11 empty] | PAGE MAT |  | PAGE LAB | [18 empty] | PAGE SELL
TB
t
Level 2 - From Server Cabinet L2 Offices
TB
t
Supply and install LSZH conduit chased in walls and in screed under tiles from Server cabinet L2 Offices patch panel to various data points as per drawing, including the supply of necessary back boxes. There shall be 1qty 25 mm conduits for a maximum of two cables. All data cable conduit shall be 25mm diameter.
|  |  |  | Sell Rate | Sell Total |  |  |  |  | IB | [17 empty] | U_M_Sell | T_M_Sell | U_L_Sell | T_L_Sell | Total_Sell | T_M_Cost | T_L_Phr | Mat/Lab=1 |  |  | Sell Total
81 | No. |  | Item: 8.08800000000003 | 47.94 | 3883.14 | ISELL |  |  |  | mu_A | ITEM | [7 empty] | mu :1.23 | [8 empty] | 15.15 | 1227.15 | 32.79 | 2655.99 | 3883.14 | 996.3 | 78.57 | 87064.47 |  | 81 | 4184.46
|  |  | Data Points | [6 empty] | n
|  | h | [E25_0062_Quintano_Foods_Elec_ELV_As_Awarded.xlsx]Elec_Rates!$D$1017 |  |  | RATE_AAA
81 | 1 | 81 | 090# LSZH Conduit point for Data |  | Local Rate | RTLO_001 | [9 empty] | 12.3 | 996.3 | 0.97 | 78.57 | [17 empty] | 81 | Local Rate
[17 empty] | 0 |  | 0
d> | 0 |  |  |  |  | ICOST |  |  |  | mu_A | ITEM | [5 empty] | 996.3 |  | 78.57 | [17 empty] | d>
TB
t
Wiring from Server cabinet L2 Offices patch panel to the following points using CAT6A LSZH cables including the provision of all cables, installation etc for a complete system. All cables to be marked at both ends using appropriate number bands
|  |  |  | Sell Rate | Sell Total |  |  |  |  | IB | [17 empty] | U_M_Sell | T_M_Sell | U_L_Sell | T_L_Sell | Total_Sell | T_M_Cost | T_L_Phr | Mat/Lab=1 |  |  | Sell Total
8 | No. |  | Item: 8.08900000000003 | 64 | 512 | ISELL |  |  |  | mu_B | ITEM | [7 empty] | mu: 1.13 | [8 empty] | 64 | 512 | 0 | 0 | 512 | 453.6 | 0 | 3628.8 |  | 8 | 814.96
|  |  | Data Points x 1 (CCTV) | [6 empty] | n
8 | LS |  | SUBCONTRACTING WORKS |  | NAS Ltd. - Data | SUBC_001 | 960 | MISC | [5 empty] | 4 | 2004-10-14 | 56.7 | 453.6 |  | 0 | [17 empty] | 8 | NAS Ltd.
[17 empty] | 0 |  | 0
d> | 0 |  |  |  |  | ICOST |  |  |  | mu_B | ITEM | [5 empty] | 453.6 |  | 0 | [17 empty] | d>
|  |  |  | Sell Rate | Sell Total |  |  |  |  | IB | [17 empty] | U_M_Sell | T_M_Sell | U_L_Sell | T_L_Sell | Total_Sell | T_M_Cost | T_L_Phr | Mat/Lab=1 |  |  | Sell Total
4 | No. |  | Item: 8.09000000000003 | 64 | 256 | ISELL |  |  |  | mu_B | ITEM | [7 empty] | mu: 1.13 | [8 empty] | 64 | 256 | 0 | 0 | 256 | 226.8 | 0 | 907.2 |  | 4 | 407.48
|  |  | Data Points x 1 (WiFi) | [6 empty] | n
4 | LS |  | SUBCONTRACTING WORKS |  | NAS Ltd. - Data | SUBC_001 | 960 | MISC | [5 empty] | 4 | 2004-10-14 | 56.7 | 226.8 |  | 0 | [17 empty] | 4 | NAS Ltd.
[17 empty] | 0 |  | 0
d> | 0 |  |  |  |  | ICOST |  |  |  | mu_B | ITEM | [5 empty] | 226.8 |  | 0 | [17 empty] | d>
|  |  |  | Sell Rate | Sell Total |  |  |  |  | IB | [17 empty] | U_M_Sell | T_M_Sell | U_L_Sell | T_L_Sell | Total_Sell | T_M_Cost | T_L_Phr | Mat/Lab=1 |  |  | Sell Total
3 | No. |  | Item: 8.09100000000003 | 64 | 192 | ISELL |  |  |  | mu_B | ITEM | [7 empty] | mu: 1.13 | [8 empty] | 64 | 192 | 0 | 0 | 192 | 170.1 | 0 | 510.3 |  | 3 | 305.61
|  |  | Data Points x 1 (Access) | [6 empty] | n
3 | LS |  | SUBCONTRACTING WORKS |  | NAS Ltd. - Data | SUBC_001 | 960 | MISC | [5 empty] | 4 | 2004-10-14 | 56.7 | 170.1 |  | 0 | [17 empty] | 3 | NAS Ltd.
[17 empty] | 0 |  | 0
d> | 0 |  |  |  |  | ICOST |  |  |  | mu_B | ITEM | [5 empty] | 170.1 |  | 0 | [17 empty] | d>
|  |  |  | Sell Rate | Sell Total |  |  |  |  | IB | [17 empty] | U_M_Sell | T_M_Sell | U_L_Sell | T_L_Sell | Total_Sell | T_M_Cost | T_L_Phr | Mat/Lab=1 |  |  | Sell Total
4 | No. |  | Item: 8.09200000000003 | 64 | 256 | ISELL |  |  |  | mu_B | ITEM | [7 empty] | mu: 1.13 | [8 empty] | 64 | 256 | 0 | 0 | 256 | 226.8 | 0 | 907.2 |  | 4 | 407.48
|  |  | Data Points x 2 (General) | [6 empty] | n
4 | LS |  | SUBCONTRACTING WORKS |  | NAS Ltd. - Data | SUBC_001 | 960 | MISC | [5 empty] | 4 | 2004-10-14 | 56.7 | 226.8 |  | 0 | [17 empty] | 4 | NAS Ltd.
[17 empty] | 0 |  | 0
d> | 0 |  |  |  |  | ICOST |  |  |  | mu_B | ITEM | [5 empty] | 226.8 |  | 0 | [17 empty] | d>
|  |  |  | Sell Rate | Sell Total |  |  |  |  | IB | [17 empty] | U_M_Sell | T_M_Sell | U_L_Sell | T_L_Sell | Total_Sell | T_M_Cost | T_L_Phr | Mat/Lab=1 |  |  | Sell Total
31 | No. |  | Item: 8.09300000000003 | 64 | 1984 | ISELL |  |  |  | mu_B | ITEM | [7 empty] | mu: 1.13 | [8 empty] | 64 | 1984 | 0 | 0 | 1984 | 1757.7 | 0 | 54488.7 |  | 31 | 3157.97
|  |  | Data Points x 4 (General) | [6 empty] | n
31 | LS |  | SUBCONTRACTING WORKS |  | NAS Ltd. - Data | SUBC_001 | 960 | MISC | [5 empty] | 4 | 2004-10-14 | 56.7 | 1757.7 |  | 0 | [17 empty] | 31 | NAS Ltd.
[17 empty] | 0 |  | 0
d> | 0 |  |  |  |  | ICOST |  |  |  | mu_B | ITEM | [5 empty] | 1757.7 |  | 0 | [17 empty] | d>
TB
t
Supply, install and connect of the following PVC wall plates
|  |  |  | Sell Rate | Sell Total |  |  |  |  | IB | [17 empty] | U_M_Sell | T_M_Sell | U_L_Sell | T_L_Sell | Total_Sell | T_M_Cost | T_L_Phr | Mat/Lab=1 |  |  | Sell Total
15 | No. |  | Item: 8.09400000000003 | 5.08 | 76.2 | ISELL |  |  |  | mu_B | ITEM | [7 empty] | mu: 1.13 | [8 empty] | 5.08 | 76.2 | 0 | 0 | 76.2 | 67.5 | 0 | 1012.5 |  | 15 | 80.4
|  |  | Single Wall plates | [6 empty] | n
15 | LS |  | SUBCONTRACTING WORKS |  | NAS Ltd. - Data | SUBC_001 | 960 | MISC | [5 empty] | 4 | 2004-10-14 | 4.5 | 67.5 |  | 0 | [17 empty] | 15 | NAS Ltd.
[17 empty] | 0 |  | 0
d> | 0 |  |  |  |  | ICOST |  |  |  | mu_B | ITEM | [5 empty] | 67.5 |  | 0 | [17 empty] | d>
|  |  |  | Sell Rate | Sell Total |  |  |  |  | IB | [17 empty] | U_M_Sell | T_M_Sell | U_L_Sell | T_L_Sell | Total_Sell | T_M_Cost | T_L_Phr | Mat/Lab=1 |  |  | Sell Total
4 | No. |  | Item: 8.09500000000003 | 8.63 | 34.52 | ISELL |  |  |  | mu_B | ITEM | [7 empty] | mu: 1.13 | [8 empty] | 8.63 | 34.52 | 0 | 0 | 34.52 | 30.6 | 0 | 122.4 |  | 4 | 36.44
|  |  | Twin Wall plates | [6 empty] | n
4 | LS |  | SUBCONTRACTING WORKS |  | NAS Ltd. - Data | SUBC_001 | 960 | MISC | [5 empty] | 4 | 2004-10-14 | 7.65 | 30.6 |  | 0 | [17 empty] | 4 | NAS Ltd.
[17 empty] | 0 |  | 0
d> | 0 |  |  |  |  | ICOST |  |  |  | mu_B | ITEM | [5 empty] | 30.6 |  | 0 | [17 empty] | d>
|  |  |  | Sell Rate | Sell Total |  |  |  |  | IB | [17 empty] | U_M_Sell | T_M_Sell | U_L_Sell | T_L_Sell | Total_Sell | T_M_Cost | T_L_Phr | Mat/Lab=1 |  |  | Sell Total
31 | No. |  | Item: 8.09600000000003 | 16.25 | 503.75 | ISELL |  |  |  | mu_B | ITEM | [7 empty] | mu: 1.13 | [8 empty] | 16.25 | 503.75 | 0 | 0 | 503.75 | 446.4 | 0 | 13838.4 |  | 31 | 531.96
|  |  | Quadruple Wall plates | [6 empty] | n
31 | LS |  | SUBCONTRACTING WORKS |  | NAS Ltd. - Data | SUBC_001 | 960 | MISC | [5 empty] | 4 | 2004-10-14 | 14.4 | 446.4 |  | 0 | [17 empty] | 31 | NAS Ltd.
[17 empty] | 0 |  | 0
d> | 0 |  |  |  |  | ICOST |  |  |  | mu_B | ITEM | [5 empty] | 446.4 |  | 0 | [17 empty] | d>
|  |  |  | Sell Rate | Sell Total |  |  |  |  | IB | [17 empty] | U_M_Sell | T_M_Sell | U_L_Sell | T_L_Sell | Total_Sell | T_M_Cost | T_L_Phr | Mat/Lab=1 |  |  | Sell Total
147 | cable |  | Item: 8.09700000000003 | 9.14 | 1343.58 | ISELL |  |  |  | mu_B | ITEM | [7 empty] | mu: 1.13 | [8 empty] | 9.14 | 1343.58 | 0 | 0 | 1343.58 | 1190.7 | 0 | 175032.9 |  | 147 | 1418.55
|  |  | Termination of cables at both ends including the provision of RJ45 sockets | [6 empty] | n
147 | LS |  | SUBCONTRACTING WORKS |  | NAS Ltd. - Data | SUBC_001 | 960 | MISC | [5 empty] | 4 | 2004-10-14 | 8.1 | 1190.7 |  | 0 | [17 empty] | 147 | NAS Ltd.
[17 empty] | 0 |  | 0
d> | 0 |  |  |  |  | ICOST |  |  |  | mu_B | ITEM | [5 empty] | 1190.7 |  | 0 | [17 empty] | d>
|  |  |  | Sell Rate | Sell Total |  |  |  |  | IB | [17 empty] | U_M_Sell | T_M_Sell | U_L_Sell | T_L_Sell | Total_Sell | T_M_Cost | T_L_Phr | Mat/Lab=1 |  |  | Sell Total
147 | cable |  | Item: 8.09800000000003 | 3.05 | 448.35 | ISELL |  |  |  | mu_B | ITEM | [7 empty] | mu: 1.13 | [8 empty] | 3.05 | 448.35 | 0 | 0 | 448.35 | 396.9 | 0 | 58344.3 |  | 147 | 473.34
|  |  | Testing of cables and issuing of the relevant certifications per data point | [6 empty] | n
147 | LS |  | SUBCONTRACTING WORKS |  | NAS Ltd. - Data | SUBC_001 | 960 | MISC | [5 empty] | 4 | 2004-10-14 | 2.7 | 396.9 |  | 0 | [17 empty] | 147 | NAS Ltd.
[17 empty] | 0 |  | 0
d> | 0 |  |  |  |  | ICOST |  |  |  | mu_B | ITEM | [5 empty] | 396.9 |  | 0 | [17 empty] | d>
TB
t
Server Cabinet L2 Offices in Level 2
|  |  |  | Sell Rate | Sell Total |  |  |  |  | IB | [17 empty] | U_M_Sell | T_M_Sell | U_L_Sell | T_L_Sell | Total_Sell | T_M_Cost | T_L_Phr | Mat/Lab=1 |  |  | Sell Total
1 | No. |  | Item: 8.09900000000003 | 959.7 | 959.7 | ISELL |  |  |  | mu_B | ITEM | [7 empty] | mu: 1.13 | [8 empty] | 959.7 | 959.7 | 0 | 0 | 959.7 | 850.25 | 0 | 850.25 |  | 1 | 959.7
|  |  | Supply,install and connect Floor 42U Server Cabinet - 800 x 1000 (mm) | [6 empty] | n
1 | LS |  | SUBCONTRACTING WORKS |  | NAS Ltd. - Data | SUBC_001 | 960 | MISC | [5 empty] | 4 | 2004-10-14 | 850.25 | 850.25 |  | 0 | [17 empty] | 1 | NAS Ltd.
[17 empty] | 0 |  | 0
d> | 0 |  |  |  |  | ICOST |  |  |  | mu_B | ITEM | [5 empty] | 850.25 |  | 0 | [17 empty] | d>
|  |  |  | Sell Rate | Sell Total |  |  |  |  | IB | [17 empty] | U_M_Sell | T_M_Sell | U_L_Sell | T_L_Sell | Total_Sell | T_M_Cost | T_L_Phr | Mat/Lab=1 |  |  | Sell Total
7 | No. |  | Item: 8.10000000000003 | 96.51 | 675.57 | ISELL |  |  |  | mu_B | ITEM | [7 empty] | mu: 1.13 | [8 empty] | 96.51 | 675.57 | 0 | 0 | 675.57 | 598.5 | 0 | 4189.5 |  | 7 | 675.57
|  |  | Supply,install and connect 19" 1U 24 port CAT 6A patch panels | [6 empty] | n
7 | LS |  | SUBCONTRACTING WORKS |  | NAS Ltd. - Data | SUBC_001 | 960 | MISC | [5 empty] | 4 | 2004-10-14 | 85.5 | 598.5 |  | 0 | [17 empty] | 7 | NAS Ltd.
[17 empty] | 0 |  | 0
d> | 0 |  |  |  |  | ICOST |  |  |  | mu_B | ITEM | [5 empty] | 598.5 |  | 0 | [17 empty] | d>
|  |  |  | Sell Rate | Sell Total |  |  |  |  | IB | [17 empty] | U_M_Sell | T_M_Sell | U_L_Sell | T_L_Sell | Total_Sell | T_M_Cost | T_L_Phr | Mat/Lab=1 |  |  | Sell Total
7 | No. |  | Item: 8.10100000000003 | 16.08 | 112.56 | ISELL |  |  |  | mu_B | ITEM | [7 empty] | mu: 1.13 | [8 empty] | 16.08 | 112.56 | 0 | 0 | 112.56 | 99.75 | 0 | 698.25 |  | 7 | 112.56
|  |  | Supply and install horizontal cable management frames, 1U high | [6 empty] | n
7 | LS |  | SUBCONTRACTING WORKS |  | NAS Ltd. - Data | SUBC_001 | 960 | MISC | [5 empty] | 4 | 2004-10-14 | 14.25 | 99.75 |  | 0 | [17 empty] | 7 | NAS Ltd.
[17 empty] | 0 |  | 0
d> | 0 |  |  |  |  | ICOST |  |  |  | mu_B | ITEM | [5 empty] | 99.75 |  | 0 | [17 empty] | d>
|  |  |  | Sell Rate | Sell Total |  |  |  |  | IB | [17 empty] | U_M_Sell | T_M_Sell | U_L_Sell | T_L_Sell | Total_Sell | T_M_Cost | T_L_Phr | Mat/Lab=1 |  |  | Sell Total
4 | No. |  | Item: 8.10200000000003 | 42.89 | 171.56 | ISELL |  |  |  | mu_B | ITEM | [7 empty] | mu: 1.13 | [8 empty] | 42.89 | 171.56 | 0 | 0 | 171.56 | 152 | 0 | 608 |  | 4 | 171.56
|  |  | Supply and install vertical cable management frames 42U high | [6 empty] | n
4 | LS |  | SUBCONTRACTING WORKS |  | NAS Ltd. - Data | SUBC_001 | 960 | MISC | [5 empty] | 4 | 2004-10-14 | 38 | 152 |  | 0 | [17 empty] | 4 | NAS Ltd.
[17 empty] | 0 |  | 0
d> | 0 |  |  |  |  | ICOST |  |  |  | mu_B | ITEM | [5 empty] | 152 |  | 0 | [17 empty] | d>
|  |  |  | Sell Rate | Sell Total |  |  |  |  | IB | [17 empty] | U_M_Sell | T_M_Sell | U_L_Sell | T_L_Sell | Total_Sell | T_M_Cost | T_L_Phr | Mat/Lab=1 |  |  | Sell Total
1 | No. |  | Item: 8.10300000000003 | 48.25 | 48.25 | ISELL |  |  |  | mu_B | ITEM | [7 empty] | mu: 1.13 | [8 empty] | 48.25 | 48.25 | 0 | 0 | 48.25 | 42.75 | 0 | 42.75 |  | 1 | 48.25
|  |  | Supply and install rack mountable PDU, 12-way, 1U high as specified | [6 empty] | n
1 | LS |  | SUBCONTRACTING WORKS |  | NAS Ltd. - Data | SUBC_001 | 960 | MISC | [5 empty] | 4 | 2004-10-14 | 42.75 | 42.75 |  | 0 | [17 empty] | 1 | NAS Ltd.
[17 empty] | 0 |  | 0
d> | 0 |  |  |  |  | ICOST |  |  |  | mu_B | ITEM | [5 empty] | 42.75 |  | 0 | [17 empty] | d>
TB
t
Level 3 - From Data Cabinet L3 Offices
TB
t
Supply and install LSZH conduit chased in walls and in screed under tiles from Data cabinet L3 Offices patch panel to various data points as per drawing, including the supply of necessary back boxes. There shall be 1qty 25 mm conduits for a maximum of two cables. All data cable conduit shall be 25mm diameter.
|  |  |  | Sell Rate | Sell Total |  |  |  |  | IB | [17 empty] | U_M_Sell | T_M_Sell | U_L_Sell | T_L_Sell | Total_Sell | T_M_Cost | T_L_Phr | Mat/Lab=1 |  |  | Sell Total
32 | No. |  | Item: 8.10400000000003 | 47.94 | 1534.08 | ISELL |  |  |  | mu_A | ITEM | [7 empty] | mu :1.23 | [8 empty] | 15.15 | 484.8 | 32.79 | 1049.28 | 1534.08 | 393.6 | 31.04 | 13588.48 |  | 32 | 1653.12
|  |  | Data Points | [6 empty] | n
|  | h | [E25_0062_Quintano_Foods_Elec_ELV_As_Awarded.xlsx]Elec_Rates!$D$1017 |  |  | RATE_AAA
32 | 1 | 32 | 090# LSZH Conduit point for Data |  | Local Rate | RTLO_001 | [9 empty] | 12.3 | 393.6 | 0.97 | 31.04 | [17 empty] | 32 | Local Rate
[17 empty] | 0 |  | 0
d> | 0 |  |  |  |  | ICOST |  |  |  | mu_A | ITEM | [5 empty] | 393.6 |  | 31.04 | [17 empty] | d>
TB
t
Wiring from Data cabinet L3 Offices patch panel to the following points using CAT6A LSZH cables including the provision of all cables, installation etc for a complete system. All cables to be marked at both ends using appropriate number bands
|  |  |  | Sell Rate | Sell Total |  |  |  |  | IB | [17 empty] | U_M_Sell | T_M_Sell | U_L_Sell | T_L_Sell | Total_Sell | T_M_Cost | T_L_Phr | Mat/Lab=1 |  |  | Sell Total
5 | No. |  | Item: 8.10500000000004 | 64 | 320 | ISELL |  |  |  | mu_B | ITEM | [7 empty] | mu: 1.13 | [8 empty] | 64 | 320 | 0 | 0 | 320 | 283.5 | 0 | 1417.5 |  | 5 | 509.35
|  |  | Data Points x 1 (CCTV) | [6 empty] | n
5 | LS |  | SUBCONTRACTING WORKS |  | NAS Ltd. - Data | SUBC_001 | 960 | MISC | [5 empty] | 4 | 2004-10-14 | 56.7 | 283.5 |  | 0 | [17 empty] | 5 | NAS Ltd.
[17 empty] | 0 |  | 0
d> | 0 |  |  |  |  | ICOST |  |  |  | mu_B | ITEM | [5 empty] | 283.5 |  | 0 | [17 empty] | d>
|  |  |  | Sell Rate | Sell Total |  |  |  |  | IB | [17 empty] | U_M_Sell | T_M_Sell | U_L_Sell | T_L_Sell | Total_Sell | T_M_Cost | T_L_Phr | Mat/Lab=1 |  |  | Sell Total
3 | No. |  | Item: 8.10600000000004 | 64 | 192 | ISELL |  |  |  | mu_B | ITEM | [7 empty] | mu: 1.13 | [8 empty] | 64 | 192 | 0 | 0 | 192 | 170.1 | 0 | 510.3 |  | 3 | 305.61
|  |  | Data Points x 1 (WiFi) | [6 empty] | n
3 | LS |  | SUBCONTRACTING WORKS |  | NAS Ltd. - Data | SUBC_001 | 960 | MISC | [5 empty] | 4 | 2004-10-14 | 56.7 | 170.1 |  | 0 | [17 empty] | 3 | NAS Ltd.
[17 empty] | 0 |  | 0
d> | 0 |  |  |  |  | ICOST |  |  |  | mu_B | ITEM | [5 empty] | 170.1 |  | 0 | [17 empty] | d>
|  |  |  | Sell Rate | Sell Total |  |  |  |  | IB | [17 empty] | U_M_Sell | T_M_Sell | U_L_Sell | T_L_Sell | Total_Sell | T_M_Cost | T_L_Phr | Mat/Lab=1 |  |  | Sell Total
1 | No. |  | Item: 8.10700000000004 | 64 | 64 | ISELL |  |  |  | mu_B | ITEM | [7 empty] | mu: 1.13 | [8 empty] | 64 | 64 | 0 | 0 | 64 | 56.7 | 0 | 56.7 |  | 1 | 101.87
|  |  | Data Points x 1 (Access) | [6 empty] | n
1 | LS |  | SUBCONTRACTING WORKS |  | NAS Ltd. - Data | SUBC_001 | 960 | MISC | [5 empty] | 4 | 2004-10-14 | 56.7 | 56.7 |  | 0 | [17 empty] | 1 | NAS Ltd.
[17 empty] | 0 |  | 0
d> | 0 |  |  |  |  | ICOST |  |  |  | mu_B | ITEM | [5 empty] | 56.7 |  | 0 | [17 empty] | d>
|  |  |  | Sell Rate | Sell Total |  |  |  |  | IB | [17 empty] | U_M_Sell | T_M_Sell | U_L_Sell | T_L_Sell | Total_Sell | T_M_Cost | T_L_Phr | Mat/Lab=1 |  |  | Sell Total
2 | No. |  | Item: 8.10800000000004 | 64 | 128 | ISELL |  |  |  | mu_B | ITEM | [7 empty] | mu: 1.13 | [8 empty] | 64 | 128 | 0 | 0 | 128 | 113.4 | 0 | 226.8 |  | 2 | 203.74
|  |  | Data Points x 1 (General) | [6 empty] | n
2 | LS |  | SUBCONTRACTING WORKS |  | NAS Ltd. - Data | SUBC_001 | 960 | MISC | [5 empty] | 4 | 2004-10-14 | 56.7 | 113.4 |  | 0 | [17 empty] | 2 | NAS Ltd.
[17 empty] | 0 |  | 0
d> | 0 |  |  |  |  | ICOST |  |  |  | mu_B | ITEM | [5 empty] | 113.4 |  | 0 | [17 empty] | d>
|  |  |  | Sell Rate | Sell Total |  |  |  |  | IB | [17 empty] | U_M_Sell | T_M_Sell | U_L_Sell | T_L_Sell | Total_Sell | T_M_Cost | T_L_Phr | Mat/Lab=1 |  |  | Sell Total
7 | No. |  | Item: 8.10900000000004 | 64 | 448 | ISELL |  |  |  | mu_B | ITEM | [7 empty] | mu: 1.13 | [8 empty] | 64 | 448 | 0 | 0 | 448 | 396.9 | 0 | 2778.3 |  | 7 | 713.09
|  |  | Data Points x 2 (General) | [6 empty] | n
7 | LS |  | SUBCONTRACTING WORKS |  | NAS Ltd. - Data | SUBC_001 | 960 | MISC | [5 empty] | 4 | 2004-10-14 | 56.7 | 396.9 |  | 0 | [17 empty] | 7 | NAS Ltd.
[17 empty] | 0 |  | 0
d> | 0 |  |  |  |  | ICOST |  |  |  | mu_B | ITEM | [5 empty] | 396.9 |  | 0 | [17 empty] | d>
|  |  |  | Sell Rate | Sell Total |  |  |  |  | IB | [17 empty] | U_M_Sell | T_M_Sell | U_L_Sell | T_L_Sell | Total_Sell | T_M_Cost | T_L_Phr | Mat/Lab=1 |  |  | Sell Total
7 | No. |  | Item: 8.11000000000004 | 64 | 448 | ISELL |  |  |  | mu_B | ITEM | [7 empty] | mu: 1.13 | [8 empty] | 64 | 448 | 0 | 0 | 448 | 396.9 | 0 | 2778.3 |  | 7 | 713.09
|  |  | Data Points x 4 (General) | [6 empty] | n
7 | LS |  | SUBCONTRACTING WORKS |  | NAS Ltd. - Data | SUBC_001 | 960 | MISC | [5 empty] | 4 | 2004-10-14 | 56.7 | 396.9 |  | 0 | [17 empty] | 7 | NAS Ltd.
[17 empty] | 0 |  | 0
d> | 0 |  |  |  |  | ICOST |  |  |  | mu_B | ITEM | [5 empty] | 396.9 |  | 0 | [17 empty] | d>
TB
t
Supply, install and connect of the following PVC wall plates
|  |  |  | Sell Rate | Sell Total |  |  |  |  | IB | [17 empty] | U_M_Sell | T_M_Sell | U_L_Sell | T_L_Sell | Total_Sell | T_M_Cost | T_L_Phr | Mat/Lab=1 |  |  | Sell Total
11 | No. |  | Item: 8.11100000000004 | 5.08 | 55.88 | ISELL |  |  |  | mu_B | ITEM | [7 empty] | mu: 1.13 | [8 empty] | 5.08 | 55.88 | 0 | 0 | 55.88 | 49.5 | 0 | 544.5 |  | 11 | 58.96
|  |  | Single Wall plates | [6 empty] | n
11 | LS |  | SUBCONTRACTING WORKS |  | NAS Ltd. - Data | SUBC_001 | 960 | MISC | [5 empty] | 4 | 2004-10-14 | 4.5 | 49.5 |  | 0 | [17 empty] | 11 | NAS Ltd.
[17 empty] | 0 |  | 0
d> | 0 |  |  |  |  | ICOST |  |  |  | mu_B | ITEM | [5 empty] | 49.5 |  | 0 | [17 empty] | d>
|  |  |  | Sell Rate | Sell Total |  |  |  |  | IB | [17 empty] | U_M_Sell | T_M_Sell | U_L_Sell | T_L_Sell | Total_Sell | T_M_Cost | T_L_Phr | Mat/Lab=1 |  |  | Sell Total
7 | No. |  | Item: 8.11200000000004 | 8.63 | 60.41 | ISELL |  |  |  | mu_B | ITEM | [7 empty] | mu: 1.13 | [8 empty] | 8.63 | 60.41 | 0 | 0 | 60.41 | 53.55 | 0 | 374.85 |  | 7 | 63.77
|  |  | Twin Wall plates | [6 empty] | n
7 | LS |  | SUBCONTRACTING WORKS |  | NAS Ltd. - Data | SUBC_001 | 960 | MISC | [5 empty] | 4 | 2004-10-14 | 7.65 | 53.55 |  | 0 | [17 empty] | 7 | NAS Ltd.
[17 empty] | 0 |  | 0
d> | 0 |  |  |  |  | ICOST |  |  |  | mu_B | ITEM | [5 empty] | 53.55 |  | 0 | [17 empty] | d>
|  |  |  | Sell Rate | Sell Total |  |  |  |  | IB | [17 empty] | U_M_Sell | T_M_Sell | U_L_Sell | T_L_Sell | Total_Sell | T_M_Cost | T_L_Phr | Mat/Lab=1 |  |  | Sell Total
7 | No. |  | Item: 8.11300000000004 | 16.25 | 113.75 | ISELL |  |  |  | mu_B | ITEM | [7 empty] | mu: 1.13 | [8 empty] | 16.25 | 113.75 | 0 | 0 | 113.75 | 100.8 | 0 | 705.6 |  | 7 | 120.12
|  |  | Quadruple Wall plates | [6 empty] | n
7 | LS |  | SUBCONTRACTING WORKS |  | NAS Ltd. - Data | SUBC_001 | 960 | MISC | [5 empty] | 4 | 2004-10-14 | 14.4 | 100.8 |  | 0 | [17 empty] | 7 | NAS Ltd.
[17 empty] | 0 |  | 0
d> | 0 |  |  |  |  | ICOST |  |  |  | mu_B | ITEM | [5 empty] | 100.8 |  | 0 | [17 empty] | d>
|  |  |  | Sell Rate | Sell Total |  |  |  |  | IB | [17 empty] | U_M_Sell | T_M_Sell | U_L_Sell | T_L_Sell | Total_Sell | T_M_Cost | T_L_Phr | Mat/Lab=1 |  |  | Sell Total
53 | cable |  | Item: 8.11400000000004 | 9.14 | 484.42 | ISELL |  |  |  | mu_B | ITEM | [7 empty] | mu: 1.13 | [8 empty] | 9.14 | 484.42 | 0 | 0 | 484.42 | 429.3 | 0 | 22752.9 |  | 53 | 511.45
|  |  | Termination of cables at both ends including the provision of RJ45 sockets | [6 empty] | n
53 | LS |  | SUBCONTRACTING WORKS |  | NAS Ltd. - Data | SUBC_001 | 960 | MISC | [5 empty] | 4 | 2004-10-14 | 8.1 | 429.3 |  | 0 | [17 empty] | 53 | NAS Ltd.
[17 empty] | 0 |  | 0
d> | 0 |  |  |  |  | ICOST |  |  |  | mu_B | ITEM | [5 empty] | 429.3 |  | 0 | [17 empty] | d>
|  |  |  | Sell Rate | Sell Total |  |  |  |  | IB | [17 empty] | U_M_Sell | T_M_Sell | U_L_Sell | T_L_Sell | Total_Sell | T_M_Cost | T_L_Phr | Mat/Lab=1 |  |  | Sell Total
53 | cable |  | Item: 8.11500000000004 | 3.05 | 161.65 | ISELL |  |  |  | mu_B | ITEM | [7 empty] | mu: 1.13 | [8 empty] | 3.05 | 161.65 | 0 | 0 | 161.65 | 143.1 | 0 | 7584.3 |  | 53 | 170.66
|  |  | Testing of cables and issuing of the relevant certifications per data point | [6 empty] | n
53 | LS |  | SUBCONTRACTING WORKS |  | NAS Ltd. - Data | SUBC_001 | 960 | MISC | [5 empty] | 4 | 2004-10-14 | 2.7 | 143.1 |  | 0 | [17 empty] | 53 | NAS Ltd.
[17 empty] | 0 |  | 0
d> | 0 |  |  |  |  | ICOST |  |  |  | mu_B | ITEM | [5 empty] | 143.1 |  | 0 | [17 empty] | d>
TB
t
Data Cabinet L3 Offices in Level 3
|  |  |  | Sell Rate | Sell Total |  |  |  |  | IB | [17 empty] | U_M_Sell | T_M_Sell | U_L_Sell | T_L_Sell | Total_Sell | T_M_Cost | T_L_Phr | Mat/Lab=1 |  |  | Sell Total
1 | No. |  | Item: 8.11600000000004 | 198.09 | 198.09 | ISELL |  |  |  | mu_B | ITEM | [7 empty] | mu: 1.13 | [8 empty] | 198.09 | 198.09 | 0 | 0 | 198.09 | 175.5 | 0 | 175.5 |  | 1 | 209.1
|  |  | Supply,install and connect Wall Mounted 18U Data Cabinet - 600 x 600 (mm) | [6 empty] | n
1 | LS |  | SUBCONTRACTING WORKS |  | NAS Ltd. - Data | SUBC_001 | 960 | MISC | [5 empty] | 4 | 2004-10-14 | 175.5 | 175.5 |  | 0 | [17 empty] | 1 | NAS Ltd.
[17 empty] | 0 |  | 0
d> | 0 |  |  |  |  | ICOST |  |  |  | mu_B | ITEM | [5 empty] | 175.5 |  | 0 | [17 empty] | d>
|  |  |  | Sell Rate | Sell Total |  |  |  |  | IB | [17 empty] | U_M_Sell | T_M_Sell | U_L_Sell | T_L_Sell | Total_Sell | T_M_Cost | T_L_Phr | Mat/Lab=1 |  |  | Sell Total
3 | No. |  | Item: 8.11700000000004 | 91.43 | 274.29 | ISELL |  |  |  | mu_B | ITEM | [7 empty] | mu: 1.13 | [8 empty] | 91.43 | 274.29 | 0 | 0 | 274.29 | 243 | 0 | 729 |  | 3 | 289.53
|  |  | Supply,install and connect 19" 1U 24 port CAT 6A patch panels | [6 empty] | n
3 | LS |  | SUBCONTRACTING WORKS |  | NAS Ltd. - Data | SUBC_001 | 960 | MISC | [5 empty] | 4 | 2004-10-14 | 81 | 243 |  | 0 | [17 empty] | 3 | NAS Ltd.
[17 empty] | 0 |  | 0
d> | 0 |  |  |  |  | ICOST |  |  |  | mu_B | ITEM | [5 empty] | 243 |  | 0 | [17 empty] | d>
|  |  |  | Sell Rate | Sell Total |  |  |  |  | IB | [17 empty] | U_M_Sell | T_M_Sell | U_L_Sell | T_L_Sell | Total_Sell | T_M_Cost | T_L_Phr | Mat/Lab=1 |  |  | Sell Total
3 | No. |  | Item: 8.11800000000004 | 15.24 | 45.72 | ISELL |  |  |  | mu_B | ITEM | [7 empty] | mu: 1.13 | [8 empty] | 15.24 | 45.72 | 0 | 0 | 45.72 | 40.5 | 0 | 121.5 |  | 3 | 48.24
|  |  | Supply and install horizontal cable management frames, 1U high | [6 empty] | n
3 | LS |  | SUBCONTRACTING WORKS |  | NAS Ltd. - Data | SUBC_001 | 960 | MISC | [5 empty] | 4 | 2004-10-14 | 13.5 | 40.5 |  | 0 | [17 empty] | 3 | NAS Ltd.
[17 empty] | 0 |  | 0
d> | 0 |  |  |  |  | ICOST |  |  |  | mu_B | ITEM | [5 empty] | 40.5 |  | 0 | [17 empty] | d>
|  |  |  | Sell Rate | Sell Total |  |  |  |  | IB | [17 empty] | U_M_Sell | T_M_Sell | U_L_Sell | T_L_Sell | Total_Sell | T_M_Cost | T_L_Phr | Mat/Lab=1 |  |  | Sell Total
4 | No. |  | Item: 8.11900000000004 | 0 | 0 | ISELL |  |  |  | mu_B | ITEM |  |  |  |  | Refer to covering letter |  |  | 0.00 | [8 empty] | 0 | 0 | 0 | 0 | 0 | 0 | 0 | 0 |  | 4 | 0
|  |  | Supply and install vertical cable management frames 42U high | [6 empty] | n
4 | LS |  | SUBCONTRACTING WORKS |  | NAS Ltd. - Data | SUBC_001 | 960 | MISC | [5 empty] | 4 | 2004-10-14 |  | 0 |  | 0 | NoMat? | [16 empty] | 4 | NAS Ltd.
[17 empty] | 0 |  | 0
d> | 0 |  |  |  |  | ICOST |  |  |  | mu_B | ITEM | [5 empty] | 0 |  | 0 | [17 empty] | d>
|  |  |  | Sell Rate | Sell Total |  |  |  |  | IB | [17 empty] | U_M_Sell | T_M_Sell | U_L_Sell | T_L_Sell | Total_Sell | T_M_Cost | T_L_Phr | Mat/Lab=1 |  |  | Sell Total
1 | No. |  | Item: 8.12000000000004 | 45.71 | 45.71 | ISELL |  |  |  | mu_B | ITEM | [7 empty] | mu: 1.13 | [8 empty] | 45.71 | 45.71 | 0 | 0 | 45.71 | 40.5 | 0 | 40.5 |  | 1 | 48.25
|  |  | Supply and install rack mountable PDU, 12-way, 1U high as specified | [6 empty] | n
1 | LS |  | SUBCONTRACTING WORKS |  | NAS Ltd. - Data | SUBC_001 | 960 | MISC | [5 empty] | 4 | 2004-10-14 | 40.5 | 40.5 |  | 0 | [17 empty] | 1 | NAS Ltd.
[17 empty] | 0 |  | 0
d> | 0 |  |  |  |  | ICOST |  |  |  | mu_B | ITEM | [5 empty] | 40.5 |  | 0 | [17 empty] | d>
SB | [36 empty] | SB
| -965.5422 |  | PAGE: 34 |  | 16031.18 | [5 empty] | PAGE | [5 empty] | 10793.5 |  | 109.61 | [18 empty] | 19506.24
| Discy: |  |  |  | PAGE SELL | [11 empty] | PAGE MAT |  | PAGE LAB | [18 empty] | PAGE SELL
TB
t
Fibre Optic Infrastructure
|  |  |  | Sell Rate | Sell Total |  |  |  |  | IB | [17 empty] | U_M_Sell | T_M_Sell | U_L_Sell | T_L_Sell | Total_Sell | T_M_Cost | T_L_Phr | Mat/Lab=1 |  |  | Sell Total
135 | m |  | Item: 8.12100000000004 | 4.06 | 548.1 | ISELL |  |  |  | mu_B | ITEM | [7 empty] | mu: 1.13 | [8 empty] | 4.06 | 548.1 | 0 | 0 | 548.1 | 486 | 0 | 65610 |  | 135 | 579.15
Supply, install and connect Multimode 8 core OM3 Fibre cable to link Server Cabinet L0/L1 in Level 1 and Data Cabinet B1 in Basement Level -1
135 | LS |  | SUBCONTRACTING WORKS |  | NAS Ltd. - Data | SUBC_001 | 960 | MISC | [5 empty] | 4 | 2004-10-14 | 3.6 | 486 |  | 0 | [17 empty] | 135 | NAS Ltd.
[17 empty] | 0 |  | 0
d> | 0 |  |  |  |  | ICOST |  |  |  | mu_B | ITEM | [5 empty] | 486 |  | 0 | [17 empty] | d>
|  |  |  | Sell Rate | Sell Total |  |  |  |  | IB | [17 empty] | U_M_Sell | T_M_Sell | U_L_Sell | T_L_Sell | Total_Sell | T_M_Cost | T_L_Phr | Mat/Lab=1 |  |  | Sell Total
275 | m |  | Item: 8.12200000000004 | 4.06 | 1116.5 | ISELL |  |  |  | mu_B | ITEM | [7 empty] | mu: 1.13 | [8 empty] | 4.06 | 1116.5 | 0 | 0 | 1116.5 | 990 | 0 | 272250 |  | 275 | 1179.75
Supply, install and connect Multimode 8 core OM3 Fibre cable to link Server Cabinet L0/L1 in Level 1 and Data Cabinet L0 Warehouse in Level 0
275 | LS |  | SUBCONTRACTING WORKS |  | NAS Ltd. - Data | SUBC_001 | 960 | MISC | [5 empty] | 4 | 2004-10-14 | 3.6 | 990 |  | 0 | [17 empty] | 275 | NAS Ltd.
[17 empty] | 0 |  | 0
d> | 0 |  |  |  |  | ICOST |  |  |  | mu_B | ITEM | [5 empty] | 990 |  | 0 | [17 empty] | d>
|  |  |  | Sell Rate | Sell Total |  |  |  |  | IB | [17 empty] | U_M_Sell | T_M_Sell | U_L_Sell | T_L_Sell | Total_Sell | T_M_Cost | T_L_Phr | Mat/Lab=1 |  |  | Sell Total
200 | m |  | Item: 8.12300000000004 | 4.06 | 812 | ISELL |  |  |  | mu_B | ITEM | [7 empty] | mu: 1.13 | [8 empty] | 4.06 | 812 | 0 | 0 | 812 | 720 | 0 | 144000 |  | 200 | 858
Supply, install and connect Multimode 8 core OM3 Fibre cable to link Server Cabinet L0/L1 in Level 1 and Server Cabinet L1 Ancillary Offices in Level 1
200 | LS |  | SUBCONTRACTING WORKS |  | NAS Ltd. - Data | SUBC_001 | 960 | MISC | [5 empty] | 4 | 2004-10-14 | 3.6 | 720 |  | 0 | [17 empty] | 200 | NAS Ltd.
[17 empty] | 0 |  | 0
d> | 0 |  |  |  |  | ICOST |  |  |  | mu_B | ITEM | [5 empty] | 720 |  | 0 | [17 empty] | d>
|  |  |  | Sell Rate | Sell Total |  |  |  |  | IB | [17 empty] | U_M_Sell | T_M_Sell | U_L_Sell | T_L_Sell | Total_Sell | T_M_Cost | T_L_Phr | Mat/Lab=1 |  |  | Sell Total
45 | m |  | Item: 8.12400000000004 | 4.06 | 182.7 | ISELL |  |  |  | mu_B | ITEM | [7 empty] | mu: 1.13 | [8 empty] | 4.06 | 182.7 | 0 | 0 | 182.7 | 162 | 0 | 7290 |  | 45 | 193.05
Supply, install and connect Multimode 8 core OM3 Fibre cable to link Server Cabinet L0/L1 in Level 1 and Server Cabinet L2 Offices in Level 2
45 | LS |  | SUBCONTRACTING WORKS |  | NAS Ltd. - Data | SUBC_001 | 960 | MISC | [5 empty] | 4 | 2004-10-14 | 3.6 | 162 |  | 0 | [17 empty] | 45 | NAS Ltd.
[17 empty] | 0 |  | 0
d> | 0 |  |  |  |  | ICOST |  |  |  | mu_B | ITEM | [5 empty] | 162 |  | 0 | [17 empty] | d>
|  |  |  | Sell Rate | Sell Total |  |  |  |  | IB | [17 empty] | U_M_Sell | T_M_Sell | U_L_Sell | T_L_Sell | Total_Sell | T_M_Cost | T_L_Phr | Mat/Lab=1 |  |  | Sell Total
55 | m |  | Item: 8.12500000000004 | 4.06 | 223.3 | ISELL |  |  |  | mu_B | ITEM | [7 empty] | mu: 1.13 | [8 empty] | 4.06 | 223.3 | 0 | 0 | 223.3 | 198 | 0 | 10890 |  | 55 | 235.95
Supply, install and connect Multimode 8 core OM3 Fibre cable to link Server Cabinet L0/L1 in Level 1 and Data Cabinet L3 Offices in Level 3
55 | LS |  | SUBCONTRACTING WORKS |  | NAS Ltd. - Data | SUBC_001 | 960 | MISC | [5 empty] | 4 | 2004-10-14 | 3.6 | 198 |  | 0 | [17 empty] | 55 | NAS Ltd.
[17 empty] | 0 |  | 0
d> | 0 |  |  |  |  | ICOST |  |  |  | mu_B | ITEM | [5 empty] | 198 |  | 0 | [17 empty] | d>
|  |  |  | Sell Rate | Sell Total |  |  |  |  | IB | [17 empty] | U_M_Sell | T_M_Sell | U_L_Sell | T_L_Sell | Total_Sell | T_M_Cost | T_L_Phr | Mat/Lab=1 |  |  | Sell Total
95 | m |  | Item: 8.12600000000004 | 4.06 | 385.7 | ISELL |  |  |  | mu_B | ITEM | [7 empty] | mu: 1.13 | [8 empty] | 4.06 | 385.7 | 0 | 0 | 385.7 | 342 | 0 | 32490 |  | 95 | 407.55
Supply, install and connect Multimode 8 core OM3 Fibre cable to link Data Cabinet L0 Warehouse in Level 0 and Server Cabinet L1 Ancillary Offices in Level 1
95 | LS |  | SUBCONTRACTING WORKS |  | NAS Ltd. - Data | SUBC_001 | 960 | MISC | [5 empty] | 4 | 2004-10-14 | 3.6 | 342 |  | 0 | [17 empty] | 95 | NAS Ltd.
[17 empty] | 0 |  | 0
d> | 0 |  |  |  |  | ICOST |  |  |  | mu_B | ITEM | [5 empty] | 342 |  | 0 | [17 empty] | d>
|  |  |  | Sell Rate | Sell Total |  |  |  |  | IB | [17 empty] | U_M_Sell | T_M_Sell | U_L_Sell | T_L_Sell | Total_Sell | T_M_Cost | T_L_Phr | Mat/Lab=1 |  |  | Sell Total
6 | cable |  | Item: 8.12700000000004 | 170.66 | 1023.96 | ISELL |  |  |  | mu_B | ITEM | [7 empty] | mu: 1.13 | [8 empty] | 170.66 | 1023.96 | 0 | 0 | 1023.96 | 907.2 | 0 | 5443.2 |  | 6 | 1080.9
|  |  | Terminate, splice and commission the fibre cable at both ends | [6 empty] | n
6 | LS |  | SUBCONTRACTING WORKS |  | NAS Ltd. - Data | SUBC_001 | 960 | MISC | [5 empty] | 4 | 2004-10-14 | 151.2 | 907.2 |  | 0 | [17 empty] | 6 | NAS Ltd.
[17 empty] | 0 |  | 0
d> | 0 |  |  |  |  | ICOST |  |  |  | mu_B | ITEM | [5 empty] | 907.2 |  | 0 | [17 empty] | d>
|  |  |  | Sell Rate | Sell Total |  |  |  |  | IB | [17 empty] | U_M_Sell | T_M_Sell | U_L_Sell | T_L_Sell | Total_Sell | T_M_Cost | T_L_Phr | Mat/Lab=1 |  |  | Sell Total
6 | cable |  | Item: 8.12800000000004 | 65.01 | 390.06 | ISELL |  |  |  | mu_B | ITEM | [7 empty] | mu: 1.13 | [8 empty] | 65.01 | 390.06 | 0 | 0 | 390.06 | 345.6 | 0 | 2073.6 |  | 6 | 411.78
|  |  | Testing of the above Fibre Cables as per technical specs document | [6 empty] | n
6 | LS |  | SUBCONTRACTING WORKS |  | NAS Ltd. - Data | SUBC_001 | 960 | MISC | [5 empty] | 4 | 2004-10-14 | 57.6 | 345.6 |  | 0 | [17 empty] | 6 | NAS Ltd.
[17 empty] | 0 |  | 0
d> | 0 |  |  |  |  | ICOST |  |  |  | mu_B | ITEM | [5 empty] | 345.6 |  | 0 | [17 empty] | d>
|  |  |  | Sell Rate | Sell Total |  |  |  |  | IB | [17 empty] | U_M_Sell | T_M_Sell | U_L_Sell | T_L_Sell | Total_Sell | T_M_Cost | T_L_Phr | Mat/Lab=1 |  |  | Sell Total
6 | No. |  | Item: 8.12900000000004 | 55.87 | 335.22 | ISELL |  |  |  | mu_B | ITEM | [7 empty] | mu: 1.13 | [8 empty] | 55.87 | 335.22 | 0 | 0 | 335.22 | 297 | 0 | 1782 |  | 6 | 353.88
Supply,install and connect 19" 1U 24 port fibre optic patch panel compatible with the above fibre cables
6 | LS |  | SUBCONTRACTING WORKS |  | NAS Ltd. - Data | SUBC_001 | 960 | MISC | [5 empty] | 4 | 2004-10-14 | 49.5 | 297 |  | 0 | [17 empty] | 6 | NAS Ltd.
[17 empty] | 0 |  | 0
d> | 0 |  |  |  |  | ICOST |  |  |  | mu_B | ITEM | [5 empty] | 297 |  | 0 | [17 empty] | d>
TB
t
General
|  |  |  | Sell Rate | [5 empty] | IB | [17 empty] | U_M_Sell |  | U_L_Sell |  |  | T_M_Cost | T_L_Phr | Mat/Lab=1
1 | No. |  | Item: 8.13000000000004 | 1.98 |  | ISELL |  |  |  | BRATE | ITEM | [7 empty] | mu: 1.13 | [8 empty] | 1.98 |  | 0 |  |  | 1.75 | 0 | 1.75 |  | 1
|  |  | Supply and Install CAT6A Patch Leads - 0.5m | [6 empty] | n
1 | LS |  | SUBCONTRACTING WORKS |  | NAS Ltd. - Data | SUBC_001 | RTONLY | MISC |  |  | RTONLY |  |  | 4 | 2004-10-14 | 1.75 | 1.75 |  | 0 | [17 empty] | 1 | NAS Ltd.
[17 empty] | 0 |  | 0
d> | 0 |  |  |  |  | ICOST |  |  |  |  | BRATE | [5 empty] | 1.75 |  | 0 | [17 empty] | d>
|  |  |  | Sell Rate | [5 empty] | IB | [17 empty] | U_M_Sell |  | U_L_Sell |  |  | T_M_Cost | T_L_Phr | Mat/Lab=1
1 | No. |  | Item: 8.13100000000004 | 2.54 |  | ISELL |  |  |  | BRATE | ITEM | [7 empty] | mu: 1.13 | [8 empty] | 2.54 |  | 0 |  |  | 2.25 | 0 | 2.25 |  | 1
|  |  | Supply and Install CAT6A Patch Leads - 1m | [6 empty] | n
1 | LS |  | SUBCONTRACTING WORKS |  | NAS Ltd. - Data | SUBC_001 | RTONLY | MISC |  |  | RTONLY |  |  | 4 | 2004-10-14 | 2.25 | 2.25 |  | 0 | [17 empty] | 1 | NAS Ltd.
[17 empty] | 0 |  | 0
d> | 0 |  |  |  |  | ICOST |  |  |  |  | BRATE | [5 empty] | 2.25 |  | 0 | [17 empty] | d>
|  |  |  | Sell Rate | Sell Total |  |  |  |  | IB | [17 empty] | U_M_Sell | T_M_Sell | U_L_Sell | T_L_Sell | Total_Sell | T_M_Cost | T_L_Phr | Mat/Lab=1 |  |  | Sell Total
1 | L.S. |  | Item: 8.13200000000004 | 0 | 0 | ISELL |  |  |  | mu_B | ITEM |  |  |  |  | Included |  |  | 0.00 | [8 empty] | 0 | 0 | 0 | 0 | 0 | 0 | 0 | 0 |  | 1 | 0
|  |  | Earthing of all metal clad wiring accessories | [6 empty] | n
1 | LS |  | SUBCONTRACTING WORKS |  | NAS Ltd. - Data | SUBC_001 | 960 | MISC | [5 empty] | 4 | 2004-10-14 |  | 0 |  | 0 | NoMat? | [16 empty] | 1 | NAS Ltd.
[17 empty] | 0 |  | 0
d> | 0 |  |  |  |  | ICOST |  |  |  | mu_B | ITEM | [5 empty] | 0 |  | 0 | [17 empty] | d>
|  |  |  | Sell Rate | Sell Total |  |  |  |  | IB | [17 empty] | U_M_Sell | T_M_Sell | U_L_Sell | T_L_Sell | Total_Sell | T_M_Cost | T_L_Phr | Mat/Lab=1 |  |  | Sell Total
1 | L.S. |  | Item: 8.13300000000004 | 0 | 0 | ISELL |  |  |  | mu_B | ITEM |  |  |  |  | Refer to covering letter |  |  | 0.00 | [8 empty] | 0 | 0 | 0 | 0 | 0 | 0 | 0 | 0 |  | 1 | 0
|  |  | Earthing of all Data installations including all cabinets as per specs | [6 empty] | n
1 | LS |  | SUBCONTRACTING WORKS |  | NAS Ltd. - Data | SUBC_001 | 960 | MISC | [5 empty] | 4 | 2004-10-14 |  | 0 |  | 0 | NoMat? | [16 empty] | 1 | NAS Ltd.
[17 empty] | 0 |  | 0
d> | 0 |  |  |  |  | ICOST |  |  |  | mu_B | ITEM | [5 empty] | 0 |  | 0 | [17 empty] | d>
|  |  |  | Sell Rate | Sell Total |  |  |  |  | IB | [17 empty] | U_M_Sell | T_M_Sell | U_L_Sell | T_L_Sell | Total_Sell | T_M_Cost | T_L_Phr | Mat/Lab=1 |  |  | Sell Total
1 | L.S. |  | Item: 8.13400000000004 | 507.93 | 507.93 | ISELL |  |  |  | mu_B | ITEM | [7 empty] | mu: 1.13 | [8 empty] | 507.93 | 507.93 | 0 | 0 | 507.93 | 450 | 0 | 450 |  | 1 | 536.15
|  |  | Test and commission system including the provision for all necessary testing as may be required | [6 empty] | n
1 | LS |  | SUBCONTRACTING WORKS |  | NAS Ltd. - Data | SUBC_001 | 960 | MISC | [5 empty] | 4 | 2004-10-14 | 450 | 450 |  | 0 | [17 empty] | 1 | NAS Ltd.
[17 empty] | 0 |  | 0
d> | 0 |  |  |  |  | ICOST |  |  |  | mu_B | ITEM | [5 empty] | 450 |  | 0 | [17 empty] | d>
|  |  |  | Sell Rate | Sell Total |  |  |  |  | IB | [17 empty] | U_M_Sell | T_M_Sell | U_L_Sell | T_L_Sell | Total_Sell | T_M_Cost | T_L_Phr | Mat/Lab=1 |  |  | Sell Total
2 | Sets |  | Item: 8.13500000000005 | 174.92 | 349.84 | ISELL |  |  |  | mu_A | ITEM | [7 empty] | mu: 1.23 | [8 empty] | 87.43 | 174.86 | 87.49 | 174.98 | 349.84 | 142 | 5.18 | 294.36 |  | 2 | 369.28
Supply one full set of as fitted drawings (including 1 hard copy and a digital copy on 2 separate USBs) c/w all manuals etc..
14 | No |  | A0 "As Fitted Drawing" (Print) @2!Eents/sq.foot |  |  | DOCS_002 | 880 | (__) | [5 empty] | 3 | 1999-03-01 | 8 | 112 | 0.25 | 3.15 | [17 empty] | 14
1 | No |  | USB |  |  | DOCS_012 | 880 | (__) | [5 empty] | 3 |  | 10 | 10 | 0.25 | 0.225 | [17 empty] | 1
1 | No |  | Operating and Maintenance Manuals |  |  | DOCS_013 | 880 | (__) | [5 empty] | 3 |  | 20 | 20 | 2 | 1.8 | [17 empty] | 1
[17 empty] | 0 |  | 0
d> | 0 |  |  |  |  | ICOST |  |  |  | mu_A | ITEM | [5 empty] | 142 |  | 5.175 | [17 empty] | d>
SB | [36 empty] | SB
| -505.3982 |  | PAGE: 35 |  | 5875.31 | [5 empty] | PAGE | [5 empty] | 5039.8 |  | 5.175 | [18 empty] | 6205.44
| Discy: |  |  |  | PAGE SELL | [11 empty] | PAGE MAT |  | PAGE LAB | [18 empty] | PAGE SELL
SB | [36 empty] | SB
| -3592.4167 |  | TOTAL FOR DATA INSTALLATION |  | 84169.58 | [5 empty] | SECT | [5 empty] | 58033.4449 |  | 482.152 | [18 empty] | 101298.07
| Discy: |  |  |  | SECT SELL | [11 empty] | SECT MAT |  | SECT LAB | [18 empty] | SECT SELL
TB
|  | t | Item: 8
|  |  | LIGHTNING PROTECTION SYSTEM |  | MCE Ltd | [32 empty] | MCE Ltd
|  |  |  | Sell Rate | Sell Total |  |  |  |  | IB | [17 empty] | U_M_Sell | T_M_Sell | U_L_Sell | T_L_Sell | Total_Sell | T_M_Cost | T_L_Phr | Mat/Lab=1 |  |  | Sell Total
1050 | m |  | Item: 8.001 | 20.07 | 21073.5 | ISELL |  |  |  | mu_C | ITEM | [7 empty] | mu: 1.13 | [8 empty] | 20.07 | 21073.5 | 0 | 0 | 21073.5 | 18669 | 0 | 19602450 |  | 1050 | 21073.5
Supply, install and connect copper tape 25mm x 3mm (Horizontal installation) c/w all clips, connectors, bolts, fixings etc. as per specification for a complete installation.
1050 | LS |  | SUBCONTRACTING WORKS |  | MCE Ltd | SUBC_001 | 960 | MISC | [5 empty] | 4 | 2004-10-14 | 17.78 | 18669 |  | 0 | [17 empty] | 1050 | MCE Ltd
[17 empty] | 0 |  | 0
d> | 0 |  |  |  |  | ICOST |  |  |  | mu_C | ITEM | [5 empty] | 18669 |  | 0 | [17 empty] | d>
|  |  |  | Sell Rate | Sell Total |  |  |  |  | IB | [17 empty] | U_M_Sell | T_M_Sell | U_L_Sell | T_L_Sell | Total_Sell | T_M_Cost | T_L_Phr | Mat/Lab=1 |  |  | Sell Total
650 | m |  | Item: 8.002 | 25.66 | 16679 | ISELL |  |  |  |  | ITEM | [7 empty] | mu :1.14 | [8 empty] | 25.66 | 16679 | 0 | 0 | 16679 | 14643.5 | 0 | 9518275 |  | 650 | 16679
Supply, install and connect colored PVC sheated copper tape 25mm x 3mm (Vertical installation) c/w all clips, connectors, bolts, fixings etc. as per specification for a complete installation. Color to be confirmed by client.
|  |  |  | 0.44 | Discrepancy | [32 empty] | Discrepancy
|  |  | Electrical | 1799.61 | 1799.61 |  |  |  |  | mu_A | SUBI | [26 empty] | 1799.61
6 | Days |  | Crainage & Transportation |  |  | CRAI_002 | 962 | MISC | [5 empty] | 2 | 2004-05-22 | 120 | 720 |  | 0 | [17 empty] | 6
6 | No |  | Diesel Fuel |  | Approx €25/daily - info from Godwin by phone | GENS_022 | 845 | (__) | [5 empty] | 3 | 2008-09-22 | 10.25 | 61.5 |  | 0 | [17 empty] | 6 | Approx €25/daily - info from Godwin by phone
2 | times |  | Crainage & Transportation | Delivery of cherry picker |  | CRAI_002 | 962 | MISC | [5 empty] | 2 | 2004-05-22 | 250 | 500 |  | 0 | [17 empty] | 2
6 | Days |  | Crainage & Transportation | Operator |  | CRAI_002 | 962 | MISC | [5 empty] | 2 | 2004-05-22 | 30 | 180 |  | 0 | [17 empty] | 6
[17 empty] | 0 |  | 0
d> | 0 | [8 empty] | mu_A | SUBI | [5 empty] | 1461.5 |  | 0 | [8 empty] | 1799.61 | [8 empty] | d>
|  |  | Lightning Protection System (MCE Ltd) | 14878.95 | 14879.39 |  |  |  |  | mu_C | SUBI | [26 empty] | 14879.39
650 | LS |  | SUBCONTRACTING WORKS |  | MCE Ltd | SUBC_001 | 960 | MISC | [5 empty] | 4 | 2004-10-14 | 20.28 | 13182 |  | 0 | [17 empty] | 650 | MCE Ltd
[17 empty] | 0 |  | 0
d> | 0 | [8 empty] | mu_C | SUBI | [5 empty] | 13182 |  | 0 | [8 empty] | 14878.95 | [8 empty] | d>
[6 empty] | ICOST |  |  |  |  | ITEM | [5 empty] | 14643.5 |  | 0
|  |  |  | Sell Rate | Sell Total |  |  |  |  | IB | [17 empty] | U_M_Sell | T_M_Sell | U_L_Sell | T_L_Sell | Total_Sell | T_M_Cost | T_L_Phr | Mat/Lab=1 |  |  | Sell Total
4 | No. |  | Item: 8.003 | 260.17 | 1040.68 | ISELL |  |  |  | mu_C | ITEM | [7 empty] | mu: 1.13 | [8 empty] | 260.17 | 1040.68 | 0 | 0 | 1040.68 | 922 | 0 | 3688 |  | 4 | 1040.68
Supply, install and connect air terminations 3.0m height c/w all connections, wire rope, fixing points, etc. as per specification for a complete installation.
4 | LS |  | SUBCONTRACTING WORKS |  | MCE Ltd | SUBC_001 | 960 | MISC | [5 empty] | 4 | 2004-10-14 | 230.5 | 922 |  | 0 | [17 empty] | 4 | MCE Ltd
[17 empty] | 0 |  | 0
d> | 0 |  |  |  |  | ICOST |  |  |  | mu_C | ITEM | [5 empty] | 922 |  | 0 | [17 empty] | d>
|  |  |  | Sell Rate | Sell Total |  |  |  |  | IB | [17 empty] | U_M_Sell | T_M_Sell | U_L_Sell | T_L_Sell | Total_Sell | T_M_Cost | T_L_Phr | Mat/Lab=1 |  |  | Sell Total
24 | No. |  | Item: 8.004 | 386.11 | 9266.64 | ISELL |  |  |  | mu_C | ITEM | [7 empty] | mu: 1.13 | [8 empty] | 386.11 | 9266.64 | 0 | 0 | 9266.64 | 8209.68 | 0 | 197032.32 |  | 24 | 9266.64
Supply, install and connect earth rods c/w inspection pit etc. as specified for a complete installation.
24 | LS |  | SUBCONTRACTING WORKS |  | MCE Ltd | SUBC_001 | 960 | MISC | [5 empty] | 4 | 2004-10-14 | 342.07 | 8209.68 |  | 0 | [17 empty] | 24 | MCE Ltd
[17 empty] | 0 |  | 0
d> | 0 |  |  |  |  | ICOST |  |  |  | mu_C | ITEM | [5 empty] | 8209.68 |  | 0 | [17 empty] | d>
|  |  |  | Sell Rate | Sell Total |  |  |  |  | IB | [17 empty] | U_M_Sell | T_M_Sell | U_L_Sell | T_L_Sell | Total_Sell | T_M_Cost | T_L_Phr | Mat/Lab=1 |  |  | Sell Total
26 | No. |  | Item: 8.005 | 41.48 | 1078.48 | ISELL |  |  |  | mu_C | ITEM | [7 empty] | mu: 1.13 | [8 empty] | 41.48 | 1078.48 | 0 | 0 | 1078.48 | 955.5 | 0 | 24843 |  | 26 | 1078.48
Provision for bonding the LPS system with all the external equipment such as outdoor AC units, Ventilation Fans,HRUs etc..
26 | LS |  | SUBCONTRACTING WORKS |  | MCE Ltd | SUBC_001 | 960 | MISC | [5 empty] | 4 | 2004-10-14 | 36.75 | 955.5 |  | 0 | [17 empty] | 26 | MCE Ltd
[17 empty] | 0 |  | 0
d> | 0 |  |  |  |  | ICOST |  |  |  | mu_C | ITEM | [5 empty] | 955.5 |  | 0 | [17 empty] | d>
|  |  |  | Sell Rate | Sell Total |  |  |  |  | IB | [17 empty] | U_M_Sell | T_M_Sell | U_L_Sell | T_L_Sell | Total_Sell | T_M_Cost | T_L_Phr | Mat/Lab=1 |  |  | Sell Total
1 | L.S. |  | Item: 8.006 | 829.62 | 829.62 | ISELL |  |  |  | mu_C | ITEM | [7 empty] | mu: 1.13 | [8 empty] | 829.62 | 829.62 | 0 | 0 | 829.62 | 735 | 0 | 735 |  | 1 | 829.62
|  |  | Provision for bonding the LPS system with all the external metal structures | [6 empty] | n
1 | LS |  | SUBCONTRACTING WORKS |  | MCE Ltd | SUBC_001 | 960 | MISC | [5 empty] | 4 | 2004-10-14 | 735 | 735 |  | 0 | [17 empty] | 1 | MCE Ltd
[17 empty] | 0 |  | 0
d> | 0 |  |  |  |  | ICOST |  |  |  | mu_C | ITEM | [5 empty] | 735 |  | 0 | [17 empty] | d>
|  |  |  | Sell Rate | Sell Total |  |  |  |  | IB | [17 empty] | U_M_Sell | T_M_Sell | U_L_Sell | T_L_Sell | Total_Sell | T_M_Cost | T_L_Phr | Mat/Lab=1 |  |  | Sell Total
1 | L.S. |  | Item: 8.007 | 829.62 | 829.62 | ISELL |  |  |  | mu_C | ITEM | [7 empty] | mu: 1.13 | [8 empty] | 829.62 | 829.62 | 0 | 0 | 829.62 | 735 | 0 | 735 |  | 1 | 829.62
|  |  | Provision for bonding the LPS system with all the external cable containment | [6 empty] | n
1 | LS |  | SUBCONTRACTING WORKS |  | MCE Ltd | SUBC_001 | 960 | MISC | [5 empty] | 4 | 2004-10-14 | 735 | 735 |  | 0 | [17 empty] | 1 | MCE Ltd
[17 empty] | 0 |  | 0
d> | 0 |  |  |  |  | ICOST |  |  |  | mu_C | ITEM | [5 empty] | 735 |  | 0 | [17 empty] | d>
|  |  |  | Sell Rate | Sell Total |  |  |  |  | IB | [17 empty] | U_M_Sell | T_M_Sell | U_L_Sell | T_L_Sell | Total_Sell | T_M_Cost | T_L_Phr | Mat/Lab=1 |  |  | Sell Total
1 | L.S. |  | Item: 8.008 | 829.62 | 829.62 | ISELL |  |  |  | mu_C | ITEM | [7 empty] | mu: 1.13 | [8 empty] | 829.62 | 829.62 | 0 | 0 | 829.62 | 735 | 0 | 735 |  | 1 | 829.62
|  |  | Provision for bonding the LPS system with all the metal PV structures | [6 empty] | n
1 | LS |  | SUBCONTRACTING WORKS |  | MCE Ltd | SUBC_001 | 960 | MISC | [5 empty] | 4 | 2004-10-14 | 735 | 735 |  | 0 | [17 empty] | 1 | MCE Ltd
[17 empty] | 0 |  | 0
d> | 0 |  |  |  |  | ICOST |  |  |  | mu_C | ITEM | [5 empty] | 735 |  | 0 | [17 empty] | d>
|  |  |  | Sell Rate | Sell Total |  |  |  |  | IB | [17 empty] | U_M_Sell | T_M_Sell | U_L_Sell | T_L_Sell | Total_Sell | T_M_Cost | T_L_Phr | Mat/Lab=1 |  |  | Sell Total
1 | L.S. |  | Item: 8.009 | 414.81 | 414.81 | ISELL |  |  |  | mu_C | ITEM | [7 empty] | mu: 1.13 | [8 empty] | 414.81 | 414.81 | 0 | 0 | 414.81 | 367.5 | 0 | 367.5 |  | 1 | 414.81
|  |  | Provision for the LPS system to be bonded with the main earth terminal in the main switch room. | [6 empty] | n
1 | LS |  | SUBCONTRACTING WORKS |  | MCE Ltd | SUBC_001 | 960 | MISC | [5 empty] | 4 | 2004-10-14 | 367.5 | 367.5 |  | 0 | [17 empty] | 1 | MCE Ltd
[17 empty] | 0 |  | 0
d> | 0 |  |  |  |  | ICOST |  |  |  | mu_C | ITEM | [5 empty] | 367.5 |  | 0 | [17 empty] | d>
|  |  |  | Sell Rate | Sell Total |  |  |  |  | IB | [17 empty] | U_M_Sell | T_M_Sell | U_L_Sell | T_L_Sell | Total_Sell | T_M_Cost | T_L_Phr | Mat/Lab=1 |  |  | Sell Total
1 | L.S. |  | Item: 8.00999999999999 | 1128.73 | 1128.73 | ISELL |  |  |  | mu_C | ITEM | [7 empty] | mu: 1.13 | [8 empty] | 1128.73 | 1128.73 | 0 | 0 | 1128.73 | 1000 | 0 | 1000 |  | 1 | 1128.73
|  |  | Provision for any builder's work which may be required in order to complete the installation. | [6 empty] | n
1 | LS |  | SUBCONTRACTING WORKS |  | MCE Ltd | SUBC_001 | 960 | MISC | [5 empty] | 4 | 2004-10-14 | 1000 | 1000 |  | 0 | [17 empty] | 1 | MCE Ltd
[17 empty] | 0 |  | 0
d> | 0 |  |  |  |  | ICOST |  |  |  | mu_C | ITEM | [5 empty] | 1000 |  | 0 | [17 empty] | d>
TB
t
General
|  |  |  | Sell Rate | Sell Total |  |  |  |  | IB | [17 empty] | U_M_Sell | T_M_Sell | U_L_Sell | T_L_Sell | Total_Sell | T_M_Cost | T_L_Phr | Mat/Lab=1 |  |  | Sell Total
1 | L.S. |  | Item: 8.01099999999999 | 846.55 | 846.55 | ISELL |  |  |  | mu_C | ITEM | [7 empty] | mu: 1.13 | [8 empty] | 846.55 | 846.55 | 0 | 0 | 846.55 | 750 | 0 | 750 |  | 1 | 846.55
|  |  | Test and commission system including the provision for all necessary testing as may be required | [6 empty] | n
1 | LS |  | SUBCONTRACTING WORKS |  | MCE Ltd | SUBC_001 | 960 | MISC | [5 empty] | 4 | 2004-10-14 | 750 | 750 |  | 0 | [17 empty] | 1 | MCE Ltd
[17 empty] | 0 |  | 0
d> | 0 |  |  |  |  | ICOST |  |  |  | mu_C | ITEM | [5 empty] | 750 |  | 0 | [17 empty] | d>
|  |  |  | Sell Rate | Sell Total |  |  |  |  | IB | [17 empty] | U_M_Sell | T_M_Sell | U_L_Sell | T_L_Sell | Total_Sell | T_M_Cost | T_L_Phr | Mat/Lab=1 |  |  | Sell Total
1 | Set |  | Item: 8.01199999999999 | 97.58 | 97.58 | ISELL |  |  |  | mu_A | ITEM | [7 empty] | mu: 1.23 | [8 empty] | 44.33 | 44.33 | 53.25 | 53.25 | 97.58 | 36 | 1.58 | 37.58 |  | 1 | 103.5
Supply one full set of as fitted drawings (including 1 hard copy and a digital copy on 2 separate USBs) c/w all manuals etc..
2 | No |  | A0 "As Fitted Drawing" (Print) @2!Eents/sq.foot |  |  | DOCS_002 | 880 | (__) | [5 empty] | 3 | 1999-03-01 | 8 | 16 | 0.25 | 0.45 | [17 empty] | 2
1 | No |  | USB |  |  | DOCS_012 | 880 | (__) | [5 empty] | 3 |  | 10 | 10 | 0.25 | 0.225 | [17 empty] | 1
1 | No |  | Operating and Maintenance Manuals |  |  | DOCS_013 | 880 | (__) | [5 empty] | 3 |  | 10 | 10 | 1 | 0.9 | [17 empty] | 1
[17 empty] | 0 |  | 0
d> | 0 |  |  |  |  | ICOST |  |  |  | mu_A | ITEM | [5 empty] | 36 |  | 1.575 | [17 empty] | d>
SB | [36 empty] | SB
| -4745.1734 |  | PAGE: 36 |  | 54114.83 | [5 empty] | PAGE | [5 empty] | 47758.18 |  | 1.575 | [18 empty] | 54120.75
| Discy: |  |  |  | PAGE SELL | [11 empty] | PAGE MAT |  | PAGE LAB | [18 empty] | PAGE SELL
SB | [36 empty] | SB
| -4745.1734 |  | TOTAL FOR LIGHTNING PROTECTION SYSTEM |  | 54114.83 | [5 empty] | SECT | [5 empty] | 47758.18 |  | 1.575 | [18 empty] | 54120.75
| Discy: |  |  |  | SECT SELL | [11 empty] | SECT MAT |  | SECT LAB | [18 empty] | SECT SELL
TB
|  | t | Item: 9
FIRE STOPPING SYSTEMS
|  |  |  | Sell Rate | Sell Total |  |  |  |  | IB | [17 empty] | U_M_Sell | T_M_Sell | U_L_Sell | T_L_Sell | Total_Sell | T_M_Cost | T_L_Phr | Mat/Lab=1 |  |  | Sell Total
1 | L.S. |  | Item: 9.001 | 1907 | 1907 | ISELL |  |  |  | mu_A | ITEM |  |  |  |  | Two thirds of the total value |  |  | mu :1.23 | [8 empty] | 923.05 | 923.05 | 983.95 | 983.95 | 1907 | 749.63 | 29.1 | 778.73 |  | 1 | 2016.32
Fire stopping of all services through fire compartments including all supplies of fire stopping intumescent blocks, fire rated expanding foam, intumescent mastic, intumescent pillows, etc. for a complete installation as per specs. Fire stopping shall be done from both sides of the fire compartment.
1.3333 | LS |  | FIRE BARRIERS | 150 x 150 mm |  | FIBA_001 | 726 | (__) | [5 empty] | 3 |  | 9.24 | 12.32 | 1.5 | 1.8 |  |  | 2 | [14 empty] | 1.3333
0.66667 | LS |  | FIRE BARRIERS | 300 x 100 mm |  | FIBA_001 | 726 | (__) | [5 empty] | 3 |  | 12.309 | 8.206 | 1.5 | 0.9 |  |  | 2 | [14 empty] | 0.66667
2.6667 | LS |  | FIRE BARRIERS | 300 x 200 mm |  | FIBA_001 | 726 | (__) | [5 empty] | 3 |  | 24.629 | 65.6773 | 1.5 | 3.6 |  |  | 2 | [14 empty] | 2.6667
2.6667 | LS |  | FIRE BARRIERS | 400 x 100 mm |  | FIBA_001 | 726 | (__) | [5 empty] | 3 |  | 16.423 | 43.7947 | 2 | 4.8 |  |  | 3 | [14 empty] | 2.6667
3.3333 | LS |  | FIRE BARRIERS | 400 x 200 mm |  | FIBA_001 | 726 | (__) | [5 empty] | 3 |  | 32.835 | 109.45 | 2 | 6 |  |  | 3 | [14 empty] | 3.3333
1.3333 | LS |  | FIRE BARRIERS | 500 x 200 mm |  | FIBA_001 | 726 | (__) | [5 empty] | 3 |  | 41.041 | 54.7213 | 2.5 | 3 |  |  | 4 | [14 empty] | 1.3333
0.66667 | LS |  | FIRE BARRIERS | 500 x 300 mm |  | FIBA_001 | 726 | (__) | [5 empty] | 3 |  | 61.567 | 41.0447 | 2.5 | 1.5 |  |  | 4 | [14 empty] | 0.66667
1.3333 | LS |  | FIRE BARRIERS | 600 x 300 mm |  | FIBA_001 | 726 | (__) | [5 empty] | 3 |  | 73.876 | 98.5013 | 2.5 | 3 |  |  | 4 | [14 empty] | 1.3333
2 | LS |  | FIRE BARRIERS | 600 x 400 mm |  | FIBA_001 | 726 | (__) | [5 empty] | 3 |  | 98.505 | 197.01 | 2.5 | 4.5 |  |  | 4 | [14 empty] | 2
0.66667 | LS |  | Crainage & Transportation |  | Scissors Lift | CRAI_002 | 962 | MISC | [5 empty] | 2 | 2004-05-22 | 147.6 | 98.4 |  | 0 | [17 empty] | 0.66667 | Scissors Lift
0.66667 | No |  | Diesel Fuel |  | Approx €25/daily - info from Godwin by phone | GENS_022 | 845 | (__) | [5 empty] | 3 | 2008-09-22 | 30.75 | 20.5 |  | 0 | [17 empty] | 0.66667 | Approx €25/daily - info from Godwin by phone
[17 empty] | 0 |  | 0
d> | 0 |  |  |  |  | ICOST |  |  |  | mu_A | ITEM | [5 empty] | 749.6253 |  | 29.1 | [17 empty] | d>
|  |  |  | Sell Rate | Sell Total |  |  |  |  | IB | [17 empty] | U_M_Sell | T_M_Sell | U_L_Sell | T_L_Sell | Total_Sell | T_M_Cost | T_L_Phr | Mat/Lab=1 |  |  | Sell Total
1 | L.S. |  | Item: 9.002 | 0 | 0 | ISELL |  |  |  | mu_A | ITEM |  |  |  |  | Mechanical item |  |  | 0.00 | [8 empty] | 0 | 0 | 0 | 0 | 0 | 0 | 0 | 0 |  | 1 | 0
Supply and install fire collars to seal off pipework penetrations through fire compartments as per specs.
[17 empty] | 0 |  | 0
[17 empty] | 0 |  | 0
d> | 0 |  |  |  |  | ICOST |  |  |  | mu_A | ITEM | [5 empty] | 0 |  | 0 | [17 empty] | d>
TB
t
General
|  |  |  | Sell Rate | Sell Total |  |  |  |  | IB | [17 empty] | U_M_Sell | T_M_Sell | U_L_Sell | T_L_Sell | Total_Sell | T_M_Cost | T_L_Phr | Mat/Lab=1 |  |  | Sell Total
1 | Set |  | Item: 9.003 | 307.09 | 307.09 | ISELL |  |  |  | mu_A | ITEM | [7 empty] | mu :1.23 | [8 empty] | 162.54 | 162.54 | 144.55 | 144.55 | 307.09 | 132 | 4.28 | 136.28 |  | 1 | 323.15
Supply one full set of as fitted drawings (including 1 hard copy and a digital copy on 2 separate USBs) c/w all manuals etc..
14 | No |  | A0 "As Fitted Drawing" (Print) @2!Eents/sq.foot |  |  | DOCS_002 | 880 | (__) | [5 empty] | 3 | 1999-03-01 | 8 | 112 | 0.25 | 3.15 | [17 empty] | 14
1 | No |  | USB |  |  | DOCS_012 | 880 | (__) | [5 empty] | 3 |  | 10 | 10 | 0.25 | 0.225 | [17 empty] | 1
1 | No |  | Operating and Maintenance Manuals |  |  | DOCS_013 | 880 | (__) | [5 empty] | 3 |  | 10 | 10 | 1 | 0.9 | [17 empty] | 1
[17 empty] | 0 |  | 0
d> | 0 |  |  |  |  | ICOST |  |  |  | mu_A | ITEM | [5 empty] | 132 |  | 4.275 | [17 empty] | d>
SB | [36 empty] | SB
| 0.0068648 |  | PAGE: 37 |  | 2214.09 | [5 empty] | PAGE | [5 empty] | 881.6253 |  | 33.375 | [18 empty] | 2339.47
| Discy: |  |  |  | PAGE SELL | [11 empty] | PAGE MAT |  | PAGE LAB | [18 empty] | PAGE SELL
SB | [36 empty] | SB
| 0.0068648 |  | TOTAL FOR FIRE STOPPING SYSTEMS |  | 2214.09 | [5 empty] | SECT | [5 empty] | 881.6253 |  | 33.375 | [18 empty] | 2339.47
| Discy: |  |  |  | SECT SELL | [11 empty] | SECT MAT |  | SECT LAB | [18 empty] | SECT SELL
TB
t
WORKING DAY HOURLY RATE
|  |  |  | Sell Rate | [5 empty] | IB | [17 empty] | U_M_Sell |  | U_L_Sell |  |  | T_M_Cost | T_L_Phr | Mat/Lab=1
1 | hr |  | Item: 10.001 | 0 |  | ISELL |  |  |  | BRATE | ITEM | [7 empty] | 0.00 | [8 empty] | 0 |  | 0 |  |  | 0 | 0 | 0 |  | 1
|  |  | Day Rate for Site Foreman | [6 empty] | n
[17 empty] | 0 |  | 0
[17 empty] | 0 |  | 0
[17 empty] | 0 |  | 0
[17 empty] | 0 |  | 0
d> | 0 |  |  |  |  | ICOST |  |  |  |  | BRATE | [5 empty] | 0 |  | 0 | [17 empty] | d>
|  |  |  | Sell Rate | [5 empty] | IB | [17 empty] | U_M_Sell |  | U_L_Sell |  |  | T_M_Cost | T_L_Phr | Mat/Lab=1
1 | hr |  | Item: 10.002 | 0 |  | ISELL |  |  |  | BRATE | ITEM | [7 empty] | 0.00 | [8 empty] | 0 |  | 0 |  |  | 0 | 0 | 0 |  | 1
|  |  | Day Rate for Technician | [6 empty] | n
0 | m |  | General material Item | UNHIDE COLUMNS TO SEE HOW ! |  | GEMA_022 | RTONLY | CRO |  |  | RTONLY |  |  | 2 | 2005-03-23 | 0.3 | 0 | 0.035 | 0 | [17 empty] | 22
[17 empty] | 0 |  | 0
[17 empty] | 0 |  | 0
[17 empty] | 0 |  | 0
[17 empty] | 0 |  | 0
d> | 0 |  |  |  |  | ICOST |  |  |  |  | BRATE | [5 empty] | 0 |  | 0 | [17 empty] | d>
|  |  |  | Sell Rate | [5 empty] | IB | [17 empty] | U_M_Sell |  | U_L_Sell |  |  | T_M_Cost | T_L_Phr | Mat/Lab=1
1 | hr |  | Item: 10.003 | 0 |  | ISELL |  |  |  | BRATE | ITEM | [7 empty] | 0.00 | [8 empty] | 0 |  | 0 |  |  | 0 | 0 | 0 |  | 1
|  |  | Day Rate for Skilled Installer | [6 empty] | n
0 | m |  | General material Item | UNHIDE COLUMNS TO SEE HOW ! |  | GEMA_022 | RTONLY | CRO |  |  | RTONLY |  |  | 2 | 2005-03-23 | 0.3 | 0 | 0.035 | 0 | [17 empty] | 22
[17 empty] | 0 |  | 0
[17 empty] | 0 |  | 0
[17 empty] | 0 |  | 0
[17 empty] | 0 |  | 0
d> | 0 |  |  |  |  | ICOST |  |  |  |  | BRATE | [5 empty] | 0 |  | 0 | [17 empty] | d>
|  |  |  | Sell Rate | [5 empty] | IB | [17 empty] | U_M_Sell |  | U_L_Sell |  |  | T_M_Cost | T_L_Phr | Mat/Lab=1
1 | hr |  | Item: 10.004 | 0 |  | ISELL |  |  |  | BRATE | ITEM | [7 empty] | 0.00 | [8 empty] | 0 |  | 0 |  |  | 0 | 0 | 0 |  | 1
|  |  | Day Rate for Unskilled Installer | [6 empty] | n
0 | m |  | General material Item | UNHIDE COLUMNS TO SEE HOW ! |  | GEMA_022 | RTONLY | CRO |  |  | RTONLY |  |  | 2 | 2005-03-23 | 0.3 | 0 | 0.035 | 0 | [17 empty] | 22
[17 empty] | 0 |  | 0
[17 empty] | 0 |  | 0
[17 empty] | 0 |  | 0
[17 empty] | 0 |  | 0
d> | 0 |  |  |  |  | ICOST |  |  |  |  | BRATE | [5 empty] | 0 |  | 0 | [17 empty] | d>
|  |  |  | Sell Rate | [5 empty] | IB | [17 empty] | U_M_Sell |  | U_L_Sell |  |  | T_M_Cost | T_L_Phr | Mat/Lab=1
1 | hr |  | Item: 10.005 | 0 |  | ISELL |  |  |  | BRATE | ITEM | [7 empty] | 0.00 | [8 empty] | 0 |  | 0 |  |  | 0 | 0 | 0 |  | 1
|  |  | Day Rate for Engineer | [6 empty] | n
0 | m |  | General material Item | UNHIDE COLUMNS TO SEE HOW ! |  | GEMA_022 | RTONLY | CRO |  |  | RTONLY |  |  | 2 | 2005-03-23 | 0.3 | 0 | 0.035 | 0 | [17 empty] | 22
[17 empty] | 0 |  | 0
[17 empty] | 0 |  | 0
[17 empty] | 0 |  | 0
[17 empty] | 0 |  | 0
d> | 0 |  |  |  |  | ICOST |  |  |  |  | BRATE | [5 empty] | 0 |  | 0 | [17 empty] | d>
TB
|  | t | Item:
WORK BEYOND WORKING DAY HOURLY RATE
|  |  |  | Sell Rate | [5 empty] | IB | [17 empty] | U_M_Sell |  | U_L_Sell |  |  | T_M_Cost | T_L_Phr | Mat/Lab=1
1 | hr |  | Item: 10.006 | 0 |  | ISELL |  |  |  | BRATE | ITEM | [7 empty] | 0.00 | [8 empty] | 0 |  | 0 |  |  | 0 | 0 | 0 |  | 1
|  |  | Day Rate for Site Foreman | [6 empty] | n
0 | m |  | General material Item | UNHIDE COLUMNS TO SEE HOW ! |  | GEMA_022 | RTONLY | CRO |  |  | RTONLY |  |  | 2 | 2005-03-23 | 0.3 | 0 | 0.035 | 0 | [17 empty] | 22
[17 empty] | 0 |  | 0
[17 empty] | 0 |  | 0
[17 empty] | 0 |  | 0
[17 empty] | 0 |  | 0
d> | 0 |  |  |  |  | ICOST |  |  |  |  | BRATE | [5 empty] | 0 |  | 0 | [17 empty] | d>
|  |  |  | Sell Rate | [5 empty] | IB | [17 empty] | U_M_Sell |  | U_L_Sell |  |  | T_M_Cost | T_L_Phr | Mat/Lab=1
1 | hr |  | Item: 10.007 | 0 |  | ISELL |  |  |  | BRATE | ITEM | [7 empty] | 0.00 | [8 empty] | 0 |  | 0 |  |  | 0 | 0 | 0 |  | 1
|  |  | Day Rate for Technician | [6 empty] | n
0 | m |  | General material Item | UNHIDE COLUMNS TO SEE HOW ! |  | GEMA_022 | RTONLY | CRO |  |  | RTONLY |  |  | 2 | 2005-03-23 | 0.3 | 0 | 0.035 | 0 | [17 empty] | 22
[17 empty] | 0 |  | 0
[17 empty] | 0 |  | 0
[17 empty] | 0 |  | 0
[17 empty] | 0 |  | 0
d> | 0 |  |  |  |  | ICOST |  |  |  |  | BRATE | [5 empty] | 0 |  | 0 | [17 empty] | d>
|  |  |  | Sell Rate | [5 empty] | IB | [17 empty] | U_M_Sell |  | U_L_Sell |  |  | T_M_Cost | T_L_Phr | Mat/Lab=1
1 | hr |  | Item: 10.008 | 0 |  | ISELL |  |  |  | BRATE | ITEM | [7 empty] | 0.00 | [8 empty] | 0 |  | 0 |  |  | 0 | 0 | 0 |  | 1
|  |  | Day Rate for Skilled Installer | [6 empty] | n
0 | m |  | General material Item | UNHIDE COLUMNS TO SEE HOW ! |  | GEMA_022 | RTONLY | CRO |  |  | RTONLY |  |  | 2 | 2005-03-23 | 0.3 | 0 | 0.035 | 0 | [17 empty] | 22
[17 empty] | 0 |  | 0
[17 empty] | 0 |  | 0
[17 empty] | 0 |  | 0
[17 empty] | 0 |  | 0
d> | 0 |  |  |  |  | ICOST |  |  |  |  | BRATE | [5 empty] | 0 |  | 0 | [17 empty] | d>
|  |  |  | Sell Rate | [5 empty] | IB | [17 empty] | U_M_Sell |  | U_L_Sell |  |  | T_M_Cost | T_L_Phr | Mat/Lab=1
1 | hr |  | Item: 10.009 | 0 |  | ISELL |  |  |  | BRATE | ITEM | [7 empty] | 0.00 | [8 empty] | 0 |  | 0 |  |  | 0 | 0 | 0 |  | 1
|  |  | Day Rate for Unskilled Installer | [6 empty] | n
0 | m |  | General material Item | UNHIDE COLUMNS TO SEE HOW ! |  | GEMA_022 | RTONLY | CRO |  |  | RTONLY |  |  | 2 | 2005-03-23 | 0.3 | 0 | 0.035 | 0 | [17 empty] | 22
[17 empty] | 0 |  | 0
[17 empty] | 0 |  | 0
[17 empty] | 0 |  | 0
[17 empty] | 0 |  | 0
d> | 0 |  |  |  |  | ICOST |  |  |  |  | BRATE | [5 empty] | 0 |  | 0 | [17 empty] | d>
|  |  |  | Sell Rate | [5 empty] | IB | [17 empty] | U_M_Sell |  | U_L_Sell |  |  | T_M_Cost | T_L_Phr | Mat/Lab=1
1 | hr |  | Item: 10.01 | 0 |  | ISELL |  |  |  | BRATE | ITEM | [7 empty] | 0.00 | [8 empty] | 0 |  | 0 |  |  | 0 | 0 | 0 |  | 1
|  |  | Day Rate for Engineer | [6 empty] | n
0 | m |  | General material Item | UNHIDE COLUMNS TO SEE HOW ! |  | GEMA_022 | RTONLY | CRO |  |  | RTONLY |  |  | 2 | 2005-03-23 | 0.3 | 0 | 0.035 | 0 | [17 empty] | 22
[17 empty] | 0 |  | 0
[17 empty] | 0 |  | 0
[17 empty] | 0 |  | 0
[17 empty] | 0 |  | 0
d> | 0 |  |  |  |  | ICOST |  |  |  |  | BRATE | [5 empty] | 0 |  | 0 | [17 empty] | d>
SB | [36 empty] | SB
| 0 |  | PAGE: |  | 0 | [5 empty] | PAGE | [5 empty] | 0 |  | 0 | [18 empty] | 0
| Discy: |  |  |  | PAGE SELL | [11 empty] | PAGE MAT |  | PAGE LAB | [18 empty] | PAGE SELL
TB
|  | t | Item: 1
PRELIMINARIES
TB
t
All equipment to be used within this contract is to be approved prior to delivery to site.
|  |  |  | Sell Rate | Sell Total |  |  |  |  | IB | [17 empty] | U_M_Sell | T_M_Sell | U_L_Sell | T_L_Sell | Total_Sell | T_M_Cost | T_L_Phr | Mat/Lab=1 |  |  | Sell Total
1 | L.S. |  | Item: 1.001 | 0 | 0 | ISELL |  |  |  | mu_A | ITEM |  |  |  |  | Included with MEP preliminaries |  |  | 0.00 | [8 empty] | 0 | 0 | 0 | 0 | 0 | 0 | 0 | 0 |  | 1 | 0
Mobilisation of site including the setting up of Storage facilities for materials, Sanitary facilities for the employees, Setting up of temporary site office, etc required to undertake the works
[17 empty] | 0 |  | 0
[17 empty] | 0 |  | 0
[17 empty] | 0 |  | 0
[17 empty] | 0 |  | 0
[17 empty] | 0 |  | 0
[17 empty] | 0 |  | 0
d> | 0 |  |  |  |  | ICOST |  |  |  | mu_A | ITEM | [5 empty] | 0 |  | 0 | [17 empty] | d>
|  |  |  | Sell Rate | Sell Total |  |  |  |  | IB | [17 empty] | U_M_Sell | T_M_Sell | U_L_Sell | T_L_Sell | Total_Sell | T_M_Cost | T_L_Phr | Mat/Lab=1 |  |  | Sell Total
1 | L.S. |  | Item: 1.002 | 0 | 0 | ISELL |  |  |  | mu_A | ITEM |  |  |  |  | Included with MEP preliminaries |  |  | 0.00 | [8 empty] | 0 | 0 | 0 | 0 | 0 | 0 | 0 | 0 |  | 1 | 0
Provision of insurance cover in the joint names of the Client and Contractor insure the Works against loss or damage by fire, storm, tempest, lightning, flood, earthquake, aircraft or anything dropped there from, aerial objects, riot and civil commotion for the full reinstatement value thereof plus 15% of all the Works executed and all unfixed materials and goods so insured until the completion of the Works. The Contractor shall affect a policy of insurance against third party risks to cover an amount of not less than Euro 500,000 (five hundred thousand Euros) for any one accident. The policy shall be in joint names of the Client and Contractor and shall include cross liability clauses. In respect of liability for the death or injury to any person employed by the Contractor and arising out of and in the course of such person's employment by the Contractor the amount insured by the Contractor shall be such as to indemnify the Client against all damages as compensation payable. The Contractor shall comply with and be subject to the terms, exclusions, exceptions, conditions and limitations of the insurance policies and shall bear the amount of the retained liabilities stated therein The Contractor shall deposit with the Client copies of the policy or policies and a copy of the receipt in respect of premiums paid before starting the Works
[17 empty] | 0 |  | 0
[17 empty] | 0 |  | 0
[17 empty] | 0 |  | 0
[17 empty] | 0 |  | 0
[17 empty] | 0 |  | 0
[17 empty] | 0 |  | 0
d> | 0 |  |  |  |  | ICOST |  |  |  | mu_A | ITEM | [5 empty] | 0 |  | 0 | [17 empty] | d>
|  |  |  | Sell Rate | Sell Total |  |  |  |  | IB | [17 empty] | U_M_Sell | T_M_Sell | U_L_Sell | T_L_Sell | Total_Sell | T_M_Cost | T_L_Phr | Mat/Lab=1 |  |  | Sell Total
1 | L.S. |  | Item: 1.003 | 0 | 0 | ISELL |  |  |  | mu_A | ITEM |  |  |  |  | Included with MEP preliminaries |  |  | 0.00 | [8 empty] | 0 | 0 | 0 | 0 | 0 | 0 | 0 | 0 |  | 1 | 0
Implementation of health and safety measures on site including personal safety (e.g safety shoes, helmets scaffolding, harnesses etc) as well as those to render the site safe for employees (e.g staircase handrails, closing of lift shaft openings etc)
[17 empty] | 0 |  | 0
[17 empty] | 0 |  | 0
[17 empty] | 0 |  | 0
[17 empty] | 0 |  | 0
[17 empty] | 0 |  | 0
[17 empty] | 0 |  | 0
d> | 0 |  |  |  |  | ICOST |  |  |  | mu_A | ITEM | [5 empty] | 0 |  | 0 | [17 empty] | d>
|  |  |  | Sell Rate | Sell Total |  |  |  |  | IB | [17 empty] | U_M_Sell | T_M_Sell | U_L_Sell | T_L_Sell | Total_Sell | T_M_Cost | T_L_Phr | Mat/Lab=1 |  |  | Sell Total
1 | L.S. |  | Item: 1.004 | 0 | 0 | ISELL |  |  |  | mu_A | ITEM |  |  |  |  | Included with MEP preliminaries |  |  | 0.00 | [8 empty] | 0 | 0 | 0 | 0 | 0 | 0 | 0 | 0 |  | 1 | 0
Prepare a risk assessment report outlining all risks involved and measures to be taken to minimise or eliminate potential risks. The report is to be prepared and signed by a competent person and to be submitted within three weeks from commencement of works.
[17 empty] | 0 |  | 0
[17 empty] | 0 |  | 0
[17 empty] | 0 |  | 0
[17 empty] | 0 |  | 0
[17 empty] | 0 |  | 0
[17 empty] | 0 |  | 0
d> | 0 |  |  |  |  | ICOST |  |  |  | mu_A | ITEM | [5 empty] | 0 |  | 0 | [17 empty] | d>
|  |  |  | Sell Rate | Sell Total |  |  |  |  | IB | [17 empty] | U_M_Sell | T_M_Sell | U_L_Sell | T_L_Sell | Total_Sell | T_M_Cost | T_L_Phr | Mat/Lab=1 |  |  | Sell Total
1 | L.S. |  | Item: 1.005 | 0 | 0 | ISELL |  |  |  | mu_A | ITEM |  |  |  |  | Included with MEP preliminaries |  |  | 0.00 | [8 empty] | 0 | 0 | 0 | 0 | 0 | 0 | 0 | 0 |  | 1 | 0
Allow for carrying out all surveys, setting out of works unless included elsewhere in the Bills of Quantities.
[17 empty] | 0 |  | 0
[17 empty] | 0 |  | 0
[17 empty] | 0 |  | 0
[17 empty] | 0 |  | 0
[17 empty] | 0 |  | 0
[17 empty] | 0 |  | 0
d> | 0 |  |  |  |  | ICOST |  |  |  | mu_A | ITEM | [5 empty] | 0 |  | 0 | [17 empty] | d>
|  |  |  | Sell Rate | Sell Total |  |  |  |  | IB | [17 empty] | U_M_Sell | T_M_Sell | U_L_Sell | T_L_Sell | Total_Sell | T_M_Cost | T_L_Phr | Mat/Lab=1 |  |  | Sell Total
1 | L.S. |  | Item: 1.006 | 0 | 0 | ISELL |  |  |  | mu_A | ITEM |  |  |  |  | Included with MEP preliminaries |  |  | 0.00 | [8 empty] | 0 | 0 | 0 | 0 | 0 | 0 | 0 | 0 |  | 1 | 0
Provision for attending to site to take all relevant measurements in order to ascertain the exact quantities of the individual and measured items to be procured as well as keeping of all relevant records of personnel attendance, stock control etc
[17 empty] | 0 |  | 0
[17 empty] | 0 |  | 0
[17 empty] | 0 |  | 0
[17 empty] | 0 |  | 0
[17 empty] | 0 |  | 0
[17 empty] | 0 |  | 0
d> | 0 |  |  |  |  | ICOST |  |  |  | mu_A | ITEM | [5 empty] | 0 |  | 0 | [17 empty] | d>
|  |  |  | Sell Rate | Sell Total |  |  |  |  | IB | [17 empty] | U_M_Sell | T_M_Sell | U_L_Sell | T_L_Sell | Total_Sell | T_M_Cost | T_L_Phr | Mat/Lab=1 |  |  | Sell Total
1 | L.S. |  | Item: 1.007 | 0 | 0 | ISELL |  |  |  | mu_A | ITEM |  |  |  |  | Included with MEP preliminaries |  |  | 0.00 | [8 empty] | 0 | 0 | 0 | 0 | 0 | 0 | 0 | 0 |  | 1 | 0
Provision of security measures on site both as regards the storage facilities as well as to safeguard the materials installed during the latter stages of the project.
[17 empty] | 0 |  | 0
[17 empty] | 0 |  | 0
[17 empty] | 0 |  | 0
[17 empty] | 0 |  | 0
[17 empty] | 0 |  | 0
[17 empty] | 0 |  | 0
d> | 0 |  |  |  |  | ICOST |  |  |  | mu_A | ITEM | [5 empty] | 0 |  | 0 | [17 empty] | d>
|  |  |  | Sell Rate | Sell Total |  |  |  |  | IB | [17 empty] | U_M_Sell | T_M_Sell | U_L_Sell | T_L_Sell | Total_Sell | T_M_Cost | T_L_Phr | Mat/Lab=1 |  |  | Sell Total
1 | L.S. |  | Item: 1.008 | 0 | 0 | ISELL |  |  |  | mu_A | ITEM |  |  |  |  | Included with MEP preliminaries |  |  | 0.00 | [8 empty] | 0 | 0 | 0 | 0 | 0 | 0 | 0 | 0 |  | 1 | 0
Provision for the supply and delivery to site of samples as may be requested by the client / engineer
[17 empty] | 0 |  | 0
[17 empty] | 0 |  | 0
[17 empty] | 0 |  | 0
[17 empty] | 0 |  | 0
[17 empty] | 0 |  | 0
[17 empty] | 0 |  | 0
d> | 0 |  |  |  |  | ICOST |  |  |  | mu_A | ITEM | [5 empty] | 0 |  | 0 | [17 empty] | d>
|  |  |  | Sell Rate | Sell Total |  |  |  |  | IB | [17 empty] | U_M_Sell | T_M_Sell | U_L_Sell | T_L_Sell | Total_Sell | T_M_Cost | T_L_Phr | Mat/Lab=1 |  |  | Sell Total
1 | L.S. |  | Item: 1.009 | 0 | 0 | ISELL |  |  |  | mu_A | ITEM |  |  |  |  | Included with MEP preliminaries |  |  | 0.00 | [8 empty] | 0 | 0 | 0 | 0 | 0 | 0 | 0 | 0 |  | 1 | 0
Allow for continuously keeping the site and building clean and in a workman type condition free from debris, surplus materials and any other type of loose matter arising from works, which will disturb the proper conditions of any internal and external areas, roads and/or adjoining structures. Site Cleaning is to take place during the whole duration of works. Client reserves the right to employ cleaning companies at the contractor's expense if the contractor fails to keep the site clean.
[17 empty] | 0 |  | 0
[17 empty] | 0 |  | 0
[17 empty] | 0 |  | 0
[17 empty] | 0 |  | 0
[17 empty] | 0 |  | 0
[17 empty] | 0 |  | 0
d> | 0 |  |  |  |  | ICOST |  |  |  | mu_A | ITEM | [5 empty] | 0 |  | 0 | [17 empty] | d>
|  |  |  | Sell Rate | Sell Total |  |  |  |  | IB | [17 empty] | U_M_Sell | T_M_Sell | U_L_Sell | T_L_Sell | Total_Sell | T_M_Cost | T_L_Phr | Mat/Lab=1 |  |  | Sell Total
1 | L.S. |  | Item: 1.01 | 0 | 0 | ISELL |  |  |  | mu_A | ITEM |  |  |  |  | Included with MEP preliminaries |  |  | 0.00 | [8 empty] | 0 | 0 | 0 | 0 | 0 | 0 | 0 | 0 |  | 1 | 0
Provision for hauling of equipment on site, including cranage, permits and all necessary fees.
[17 empty] | 0 |  | 0
[17 empty] | 0 |  | 0
[17 empty] | 0 |  | 0
[17 empty] | 0 |  | 0
[17 empty] | 0 |  | 0
[17 empty] | 0 |  | 0
d> | 0 |  |  |  |  | ICOST |  |  |  | mu_A | ITEM | [5 empty] | 0 |  | 0 | [17 empty] | d>
|  |  |  | Sell Rate | Sell Total |  |  |  |  | IB | [17 empty] | U_M_Sell | T_M_Sell | U_L_Sell | T_L_Sell | Total_Sell | T_M_Cost | T_L_Phr | Mat/Lab=1 |  |  | Sell Total
1 | L.S. |  | Item: 1.011 | 0 | 0 | ISELL |  |  |  | mu_A | ITEM |  |  |  |  | Included with MEP preliminaries |  |  | 0.00 | [8 empty] | 0 | 0 | 0 | 0 | 0 | 0 | 0 | 0 |  | 1 | 0
Provision for working at height, including scaffolding, cherry pickers etc. All equipment shall be fully certified.
[17 empty] | 0 |  | 0
[17 empty] | 0 |  | 0
[17 empty] | 0 |  | 0
[17 empty] | 0 |  | 0
[17 empty] | 0 |  | 0
[17 empty] | 0 |  | 0
d> | 0 |  |  |  |  | ICOST |  |  |  | mu_A | ITEM | [5 empty] | 0 |  | 0 | [17 empty] | d>
|  |  |  | Sell Rate | Sell Total |  |  |  |  | IB | [17 empty] | U_M_Sell | T_M_Sell | U_L_Sell | T_L_Sell | Total_Sell | T_M_Cost | T_L_Phr | Mat/Lab=1 |  |  | Sell Total
1 | L.S. |  | Item: 1.012 | 0 | 0 | ISELL |  |  |  | mu_A | ITEM |  |  |  |  | Included with MEP preliminaries |  |  | 0.00 | [8 empty] | 0 | 0 | 0 | 0 | 0 | 0 | 0 | 0 |  | 1 | 0
Provision for Builders Work in order to prepare all openings required to install conduits, pipework, ductwork, etc., and making good and reinstatement of all openings.
[17 empty] | 0 |  | 0
[17 empty] | 0 |  | 0
[17 empty] | 0 |  | 0
[17 empty] | 0 |  | 0
[17 empty] | 0 |  | 0
[17 empty] | 0 |  | 0
d> | 0 |  |  |  |  | ICOST |  |  |  | mu_A | ITEM | [5 empty] | 0 |  | 0 | [17 empty] | d>
|  |  |  | Sell Rate | Sell Total |  |  |  |  | IB | [17 empty] | U_M_Sell | T_M_Sell | U_L_Sell | T_L_Sell | Total_Sell | T_M_Cost | T_L_Phr | Mat/Lab=1 |  |  | Sell Total
1 | L.S. |  | Item: 1.013 | 0 | 0 | ISELL |  |  |  | mu_A | ITEM |  |  |  |  | Included with MEP preliminaries |  |  | 0.00 | [8 empty] | 0 | 0 | 0 | 0 | 0 | 0 | 0 | 0 |  | 1 | 0
Provision for Openings in Insulation Panelling in order to prepare all openings required to install conduits, pipework, ductwork, etc., and making good and reinstatement of all openings.
[17 empty] | 0 |  | 0
[17 empty] | 0 |  | 0
[17 empty] | 0 |  | 0
[17 empty] | 0 |  | 0
[17 empty] | 0 |  | 0
[17 empty] | 0 |  | 0
d> | 0 |  |  |  |  | ICOST |  |  |  | mu_A | ITEM | [5 empty] | 0 |  | 0 | [17 empty] | d>
SB | [36 empty] | SB
| 0 |  | PAGE: |  | 0 | [5 empty] | PAGE | [5 empty] | 0 |  | 0 | [18 empty] | 0
| Discy: |  |  |  | PAGE SELL | [11 empty] | PAGE MAT |  | PAGE LAB | [18 empty] | PAGE SELL
SB | [36 empty] | SB
| 0 |  | TOTAL FOR PRELIMINARIES |  | 0 | [5 empty] | SECT | [5 empty] | 0 |  | 0 | [18 empty] | 0
| Discy: |  |  |  | SECT SELL | [11 empty] | SECT MAT |  | SECT LAB | [18 empty] | SECT SELL
TB
|  | t | Item: 2
|  |  | FIRE ALARM & DETECTION SYSTEM |  | NAS Ltd - Fire Alarm | [32 empty] | NAS Ltd.
TB
t
In general all the points except manual call points shall be wired with cables clipped directly to the wall / ceiling unless otherwise indicated. All conduit rates are none the less to be quoted for since these may be required in some instances.
TB
t
Basement Level -1 - FAP1
TB
t
Supply and install galvanised conduit surface mounted from fire alarm panel via galvanised trunking to the following fire alarm points.
|  |  |  | Sell Rate | Sell Total |  |  |  |  | IB | [17 empty] | U_M_Sell | T_M_Sell | U_L_Sell | T_L_Sell | Total_Sell | T_M_Cost | T_L_Phr | Mat/Lab=1 |  |  | Sell Total
14 | No |  | Item: 2.001 | 98.17 | 1374.38 | ISELL |  |  |  | mu_A | ITEM | [7 empty] | mu :1.23 | [8 empty] | 37.31 | 522.34 | 60.86 | 852.04 | 1374.38 | 424.2 | 25.2 | 6291.6 |  | 14 | 1469.16
|  |  | Optical smoke detector | [6 empty] | n
|  | h | [E25_0062_Quintano_Foods_Elec_ELV_As_Awarded.xlsx]Elec_Rates!$D$1023 |  |  | RATE_AAA
14 | 1 | 14 | 091# Galvanised Conduit points for Fire alarm devices |  | Local Rate | RTLO_002 | [9 empty] | 30.3 | 424.2 | 1.8 | 25.2 | [17 empty] | 14 | Local Rate
[17 empty] | 0 |  | 0
d> | 0 |  |  |  |  | ICOST |  |  |  | mu_A | ITEM | [5 empty] | 424.2 |  | 25.2 | [17 empty] | d>
|  |  |  | Sell Rate | Sell Total |  |  |  |  | IB | [17 empty] | U_M_Sell | T_M_Sell | U_L_Sell | T_L_Sell | Total_Sell | T_M_Cost | T_L_Phr | Mat/Lab=1 |  |  | Sell Total
5 | No |  | Item: 2.002 | 98.17 | 490.85 | ISELL |  |  |  | mu_A | ITEM | [7 empty] | mu :1.23 | [8 empty] | 37.31 | 186.55 | 60.86 | 304.3 | 490.85 | 151.5 | 9 | 802.5 |  | 5 | 524.7
|  |  | Combined optical smoke detector c/w internal sounder & flashing beacon | [6 empty] | n
|  | h | [E25_0062_Quintano_Foods_Elec_ELV_As_Awarded.xlsx]Elec_Rates!$D$1023 |  |  | RATE_AAA
5 | 1 | 5 | 091# Galvanised Conduit points for Fire alarm devices |  | Local Rate | RTLO_002 | [9 empty] | 30.3 | 151.5 | 1.8 | 9 | [17 empty] | 5 | Local Rate
[17 empty] | 0 |  | 0
d> | 0 |  |  |  |  | ICOST |  |  |  | mu_A | ITEM | [5 empty] | 151.5 |  | 9 | [17 empty] | d>
|  |  |  | Sell Rate | Sell Total |  |  |  |  | IB | [17 empty] | U_M_Sell | T_M_Sell | U_L_Sell | T_L_Sell | Total_Sell | T_M_Cost | T_L_Phr | Mat/Lab=1 |  |  | Sell Total
77 | No |  | Item: 2.003 | 98.17 | 7559.09 | ISELL |  |  |  | mu_A | ITEM | [7 empty] | mu :1.23 | [8 empty] | 37.31 | 2872.87 | 60.86 | 4686.22 | 7559.09 | 2333.1 | 138.6 | 190320.9 |  | 77 | 8080.38
|  |  | Rate of rise heat detector | [6 empty] | n
|  | h | [E25_0062_Quintano_Foods_Elec_ELV_As_Awarded.xlsx]Elec_Rates!$D$1023 |  |  | RATE_AAA
77 | 1 | 77 | 091# Galvanised Conduit points for Fire alarm devices |  | Local Rate | RTLO_002 | [9 empty] | 30.3 | 2333.1 | 1.8 | 138.6 | [17 empty] | 77 | Local Rate
[17 empty] | 0 |  | 0
d> | 0 |  |  |  |  | ICOST |  |  |  | mu_A | ITEM | [5 empty] | 2333.1 |  | 138.6 | [17 empty] | d>
|  |  |  | Sell Rate | Sell Total |  |  |  |  | IB | [17 empty] | U_M_Sell | T_M_Sell | U_L_Sell | T_L_Sell | Total_Sell | T_M_Cost | T_L_Phr | Mat/Lab=1 |  |  | Sell Total
8 | No |  | Item: 2.004 | 98.17 | 785.36 | ISELL |  |  |  | mu_A | ITEM | [7 empty] | mu :1.23 | [8 empty] | 37.31 | 298.48 | 60.86 | 486.88 | 785.36 | 242.4 | 14.4 | 2054.4 |  | 8 | 839.52
|  |  | Combined rate of rise heat detector c/w internal sounder & flashing beacon | [6 empty] | n
|  | h | [E25_0062_Quintano_Foods_Elec_ELV_As_Awarded.xlsx]Elec_Rates!$D$1023 |  |  | RATE_AAA
8 | 1 | 8 | 091# Galvanised Conduit points for Fire alarm devices |  | Local Rate | RTLO_002 | [9 empty] | 30.3 | 242.4 | 1.8 | 14.4 | [17 empty] | 8 | Local Rate
[17 empty] | 0 |  | 0
d> | 0 |  |  |  |  | ICOST |  |  |  | mu_A | ITEM | [5 empty] | 242.4 |  | 14.4 | [17 empty] | d>
|  |  |  | Sell Rate | Sell Total |  |  |  |  | IB | [17 empty] | U_M_Sell | T_M_Sell | U_L_Sell | T_L_Sell | Total_Sell | T_M_Cost | T_L_Phr | Mat/Lab=1 |  |  | Sell Total
2 | No |  | Item: 2.005 | 98.17 | 196.34 | ISELL |  |  |  | mu_A | ITEM | [7 empty] | mu :1.23 | [8 empty] | 37.31 | 74.62 | 60.86 | 121.72 | 196.34 | 60.6 | 3.6 | 128.4 |  | 2 | 209.88
|  |  | Manual call point | [6 empty] | n
|  | h | [E25_0062_Quintano_Foods_Elec_ELV_As_Awarded.xlsx]Elec_Rates!$D$1023 |  |  | RATE_AAA
2 | 1 | 2 | 091# Galvanised Conduit points for Fire alarm devices |  | Local Rate | RTLO_002 | [9 empty] | 30.3 | 60.6 | 1.8 | 3.6 | [17 empty] | 2 | Local Rate
[17 empty] | 0 |  | 0
d> | 0 |  |  |  |  | ICOST |  |  |  | mu_A | ITEM | [5 empty] | 60.6 |  | 3.6 | [17 empty] | d>
|  |  |  | Sell Rate | Sell Total |  |  |  |  | IB | [17 empty] | U_M_Sell | T_M_Sell | U_L_Sell | T_L_Sell | Total_Sell | T_M_Cost | T_L_Phr | Mat/Lab=1 |  |  | Sell Total
1 | No |  | Item: 2.006 | 98.17 | 98.17 | ISELL |  |  |  | mu_A | ITEM | [7 empty] | mu :1.23 | [8 empty] | 37.31 | 37.31 | 60.86 | 60.86 | 98.17 | 30.3 | 1.8 | 32.1 |  | 1 | 104.94
|  |  | Interface unit for Zone Assembly Valve | [6 empty] | n
|  | h | [E25_0062_Quintano_Foods_Elec_ELV_As_Awarded.xlsx]Elec_Rates!$D$1023 |  |  | RATE_AAA
1 | 1 | 1 | 091# Galvanised Conduit points for Fire alarm devices |  | Local Rate | RTLO_002 | [9 empty] | 30.3 | 30.3 | 1.8 | 1.8 | [17 empty] | 1 | Local Rate
[17 empty] | 0 |  | 0
d> | 0 |  |  |  |  | ICOST |  |  |  | mu_A | ITEM | [5 empty] | 30.3 |  | 1.8 | [17 empty] | d>
|  |  |  | Sell Rate | Sell Total |  |  |  |  | IB | [17 empty] | U_M_Sell | T_M_Sell | U_L_Sell | T_L_Sell | Total_Sell | T_M_Cost | T_L_Phr | Mat/Lab=1 |  |  | Sell Total
3 | No |  | Item: 2.007 | 98.17 | 294.51 | ISELL |  |  |  | mu_A | ITEM | [7 empty] | mu :1.23 | [8 empty] | 37.31 | 111.93 | 60.86 | 182.58 | 294.51 | 90.9 | 5.4 | 288.9 |  | 3 | 314.82
|  |  | Interface unit for Fire Suppression System | [6 empty] | n
|  | h | [E25_0062_Quintano_Foods_Elec_ELV_As_Awarded.xlsx]Elec_Rates!$D$1023 |  |  | RATE_AAA
3 | 1 | 3 | 091# Galvanised Conduit points for Fire alarm devices |  | Local Rate | RTLO_002 | [9 empty] | 30.3 | 90.9 | 1.8 | 5.4 | [17 empty] | 3 | Local Rate
[17 empty] | 0 |  | 0
d> | 0 |  |  |  |  | ICOST |  |  |  | mu_A | ITEM | [5 empty] | 90.9 |  | 5.4 | [17 empty] | d>
|  |  |  | Sell Rate | Sell Total |  |  |  |  | IB | [17 empty] | U_M_Sell | T_M_Sell | U_L_Sell | T_L_Sell | Total_Sell | T_M_Cost | T_L_Phr | Mat/Lab=1 |  |  | Sell Total
1 | No |  | Item: 2.008 | 98.17 | 98.17 | ISELL |  |  |  | mu_A | ITEM | [7 empty] | mu :1.23 | [8 empty] | 37.31 | 37.31 | 60.86 | 60.86 | 98.17 | 30.3 | 1.8 | 32.1 |  | 1 | 104.94
|  |  | Interface unit for VCP | [6 empty] | n
|  | h | [E25_0062_Quintano_Foods_Elec_ELV_As_Awarded.xlsx]Elec_Rates!$D$1023 |  |  | RATE_AAA
1 | 1 | 1 | 091# Galvanised Conduit points for Fire alarm devices |  | Local Rate | RTLO_002 | [9 empty] | 30.3 | 30.3 | 1.8 | 1.8 | [17 empty] | 1 | Local Rate
[17 empty] | 0 |  | 0
d> | 0 |  |  |  |  | ICOST |  |  |  | mu_A | ITEM | [5 empty] | 30.3 |  | 1.8 | [17 empty] | d>
|  |  |  | Sell Rate | Sell Total |  |  |  |  | IB | [17 empty] | U_M_Sell | T_M_Sell | U_L_Sell | T_L_Sell | Total_Sell | T_M_Cost | T_L_Phr | Mat/Lab=1 |  |  | Sell Total
1 | No |  | Item: 2.009 | 98.17 | 98.17 | ISELL |  |  |  | mu_A | ITEM | [7 empty] | mu :1.23 | [8 empty] | 37.31 | 37.31 | 60.86 | 60.86 | 98.17 | 30.3 | 1.8 | 32.1 |  | 1 | 104.94
|  |  | Interface unit for DB-EV | [6 empty] | n
|  | h | [E25_0062_Quintano_Foods_Elec_ELV_As_Awarded.xlsx]Elec_Rates!$D$1023 |  |  | RATE_AAA
1 | 1 | 1 | 091# Galvanised Conduit points for Fire alarm devices |  | Local Rate | RTLO_002 | [9 empty] | 30.3 | 30.3 | 1.8 | 1.8 | [17 empty] | 1 | Local Rate
[17 empty] | 0 |  | 0
d> | 0 |  |  |  |  | ICOST |  |  |  | mu_A | ITEM | [5 empty] | 30.3 |  | 1.8 | [17 empty] | d>
TB
t
Wiring of the following fire alarm points from the Fire alarm panel, using fire proof cable clipped directly to the wall / ceiling or through conduits, as per specification
|  |  |  | Sell Rate | Sell Total |  |  |  |  | IB | [17 empty] | U_M_Sell | T_M_Sell | U_L_Sell | T_L_Sell | Total_Sell | T_M_Cost | T_L_Phr | Mat/Lab=1 |  |  | Sell Total
14 | No |  | Item: 2.01 | 36.95 | 517.3 | ISELL |  |  |  | mu_B | ITEM | [7 empty] | mu: 1.13 | [8 empty] | 36.95 | 517.3 | 0 | 0 | 517.3 | 458.33 | 0 | 6416.62 |  | 14 | 562.94
|  |  | Optical smoke detector | [6 empty] | n
14 | LS |  | SUBCONTRACTING WORKS |  | NAS Ltd - Fire Alarm | SUBC_001 | 960 | MISC | [5 empty] | 4 | 2004-10-14 | 32.7375 | 458.325 |  | 0 | [17 empty] | 14 | NAS Ltd.
[17 empty] | 0 |  | 0
d> | 0 |  |  |  |  | ICOST |  |  |  | mu_B | ITEM | [5 empty] | 458.325 |  | 0 | [17 empty] | d>
|  |  |  | Sell Rate | Sell Total |  |  |  |  | IB | [17 empty] | U_M_Sell | T_M_Sell | U_L_Sell | T_L_Sell | Total_Sell | T_M_Cost | T_L_Phr | Mat/Lab=1 |  |  | Sell Total
5 | No |  | Item: 2.011 | 36.95 | 184.75 | ISELL |  |  |  | mu_B | ITEM | [7 empty] | mu: 1.13 | [8 empty] | 36.95 | 184.75 | 0 | 0 | 184.75 | 163.69 | 0 | 818.45 |  | 5 | 201.05
|  |  | Combined optical smoke detector c/w internal sounder & flashing beacon | [6 empty] | n
5 | LS |  | SUBCONTRACTING WORKS |  | NAS Ltd - Fire Alarm | SUBC_001 | 960 | MISC | [5 empty] | 4 | 2004-10-14 | 32.7375 | 163.6875 |  | 0 | [17 empty] | 5 | NAS Ltd.
[17 empty] | 0 |  | 0
d> | 0 |  |  |  |  | ICOST |  |  |  | mu_B | ITEM | [5 empty] | 163.6875 |  | 0 | [17 empty] | d>
|  |  |  | Sell Rate | Sell Total |  |  |  |  | IB | [17 empty] | U_M_Sell | T_M_Sell | U_L_Sell | T_L_Sell | Total_Sell | T_M_Cost | T_L_Phr | Mat/Lab=1 |  |  | Sell Total
77 | No |  | Item: 2.012 | 36.95 | 2845.15 | ISELL |  |  |  | mu_B | ITEM | [7 empty] | mu: 1.13 | [8 empty] | 36.95 | 2845.15 | 0 | 0 | 2845.15 | 2520.79 | 0 | 194100.83 |  | 77 | 3096.17
|  |  | Rate of rise heat detector | [6 empty] | n
77 | LS |  | SUBCONTRACTING WORKS |  | NAS Ltd - Fire Alarm | SUBC_001 | 960 | MISC | [5 empty] | 4 | 2004-10-14 | 32.7375 | 2520.7875 |  | 0 | [17 empty] | 77 | NAS Ltd.
[17 empty] | 0 |  | 0
d> | 0 |  |  |  |  | ICOST |  |  |  | mu_B | ITEM | [5 empty] | 2520.7875 |  | 0 | [17 empty] | d>
|  |  |  | Sell Rate | Sell Total |  |  |  |  | IB | [17 empty] | U_M_Sell | T_M_Sell | U_L_Sell | T_L_Sell | Total_Sell | T_M_Cost | T_L_Phr | Mat/Lab=1 |  |  | Sell Total
8 | No |  | Item: 2.013 | 36.95 | 295.6 | ISELL |  |  |  | mu_B | ITEM | [7 empty] | mu: 1.13 | [8 empty] | 36.95 | 295.6 | 0 | 0 | 295.6 | 261.9 | 0 | 2095.2 |  | 8 | 321.68
|  |  | Combined rate of rise heat detector c/w internal sounder & flashing beacon | [6 empty] | n
8 | LS |  | SUBCONTRACTING WORKS |  | NAS Ltd - Fire Alarm | SUBC_001 | 960 | MISC | [5 empty] | 4 | 2004-10-14 | 32.7375 | 261.9 |  | 0 | [17 empty] | 8 | NAS Ltd.
[17 empty] | 0 |  | 0
d> | 0 |  |  |  |  | ICOST |  |  |  | mu_B | ITEM | [5 empty] | 261.9 |  | 0 | [17 empty] | d>
|  |  |  | Sell Rate | Sell Total |  |  |  |  | IB | [17 empty] | U_M_Sell | T_M_Sell | U_L_Sell | T_L_Sell | Total_Sell | T_M_Cost | T_L_Phr | Mat/Lab=1 |  |  | Sell Total
2 | No |  | Item: 2.014 | 36.95 | 73.9 | ISELL |  |  |  | mu_B | ITEM | [7 empty] | mu: 1.13 | [8 empty] | 36.95 | 73.9 | 0 | 0 | 73.9 | 65.48 | 0 | 130.96 |  | 2 | 80.42
|  |  | Manual call point | [6 empty] | n
2 | LS |  | SUBCONTRACTING WORKS |  | NAS Ltd - Fire Alarm | SUBC_001 | 960 | MISC | [5 empty] | 4 | 2004-10-14 | 32.7375 | 65.475 |  | 0 | [17 empty] | 2 | NAS Ltd.
[17 empty] | 0 |  | 0
d> | 0 |  |  |  |  | ICOST |  |  |  | mu_B | ITEM | [5 empty] | 65.475 |  | 0 | [17 empty] | d>
|  |  |  | Sell Rate | Sell Total |  |  |  |  | IB | [17 empty] | U_M_Sell | T_M_Sell | U_L_Sell | T_L_Sell | Total_Sell | T_M_Cost | T_L_Phr | Mat/Lab=1 |  |  | Sell Total
1 | No |  | Item: 2.015 | 36.95 | 36.95 | ISELL |  |  |  | mu_B | ITEM | [7 empty] | mu: 1.13 | [8 empty] | 36.95 | 36.95 | 0 | 0 | 36.95 | 32.74 | 0 | 32.74 |  | 1 | 40.21
|  |  | Interface unit for Zone Assembly Valve | [6 empty] | n
1 | LS |  | SUBCONTRACTING WORKS |  | NAS Ltd - Fire Alarm | SUBC_001 | 960 | MISC | [5 empty] | 4 | 2004-10-14 | 32.7375 | 32.7375 |  | 0 | [17 empty] | 1 | NAS Ltd.
[17 empty] | 0 |  | 0
d> | 0 |  |  |  |  | ICOST |  |  |  | mu_B | ITEM | [5 empty] | 32.7375 |  | 0 | [17 empty] | d>
|  |  |  | Sell Rate | Sell Total |  |  |  |  | IB | [17 empty] | U_M_Sell | T_M_Sell | U_L_Sell | T_L_Sell | Total_Sell | T_M_Cost | T_L_Phr | Mat/Lab=1 |  |  | Sell Total
3 | No |  | Item: 2.016 | 36.95 | 110.85 | ISELL |  |  |  | mu_B | ITEM | [7 empty] | mu: 1.13 | [8 empty] | 36.95 | 110.85 | 0 | 0 | 110.85 | 98.21 | 0 | 294.63 |  | 3 | 120.63
|  |  | Interface unit for Fire Suppression System | [6 empty] | n
3 | LS |  | SUBCONTRACTING WORKS |  | NAS Ltd - Fire Alarm | SUBC_001 | 960 | MISC | [5 empty] | 4 | 2004-10-14 | 32.7375 | 98.2125 |  | 0 | [17 empty] | 3 | NAS Ltd.
[17 empty] | 0 |  | 0
d> | 0 |  |  |  |  | ICOST |  |  |  | mu_B | ITEM | [5 empty] | 98.2125 |  | 0 | [17 empty] | d>
|  |  |  | Sell Rate | Sell Total |  |  |  |  | IB | [17 empty] | U_M_Sell | T_M_Sell | U_L_Sell | T_L_Sell | Total_Sell | T_M_Cost | T_L_Phr | Mat/Lab=1 |  |  | Sell Total
1 | No |  | Item: 2.017 | 36.95 | 36.95 | ISELL |  |  |  | mu_B | ITEM | [7 empty] | mu: 1.13 | [8 empty] | 36.95 | 36.95 | 0 | 0 | 36.95 | 32.74 | 0 | 32.74 |  | 1 | 40.21
|  |  | Interface unit for VCP | [6 empty] | n
1 | LS |  | SUBCONTRACTING WORKS |  | NAS Ltd - Fire Alarm | SUBC_001 | 960 | MISC | [5 empty] | 4 | 2004-10-14 | 32.7375 | 32.7375 |  | 0 | [17 empty] | 1 | NAS Ltd.
[17 empty] | 0 |  | 0
d> | 0 |  |  |  |  | ICOST |  |  |  | mu_B | ITEM | [5 empty] | 32.7375 |  | 0 | [17 empty] | d>
|  |  |  | Sell Rate | Sell Total |  |  |  |  | IB | [17 empty] | U_M_Sell | T_M_Sell | U_L_Sell | T_L_Sell | Total_Sell | T_M_Cost | T_L_Phr | Mat/Lab=1 |  |  | Sell Total
1 | No |  | Item: 2.018 | 36.95 | 36.95 | ISELL |  |  |  | mu_B | ITEM | [7 empty] | mu: 1.13 | [8 empty] | 36.95 | 36.95 | 0 | 0 | 36.95 | 32.74 | 0 | 32.74 |  | 1 | 40.21
|  |  | Interface unit for DB-EV | [6 empty] | n
1 | LS |  | SUBCONTRACTING WORKS |  | NAS Ltd - Fire Alarm | SUBC_001 | 960 | MISC | [5 empty] | 4 | 2004-10-14 | 32.7375 | 32.7375 |  | 0 | [17 empty] | 1 | NAS Ltd.
[17 empty] | 0 |  | 0
d> | 0 |  |  |  |  | ICOST |  |  |  | mu_B | ITEM | [5 empty] | 32.7375 |  | 0 | [17 empty] | d>
TB
t
Supply, install and connect of the following equipment:
|  |  |  | Sell Rate | Sell Total |  |  |  |  | IB | [17 empty] | U_M_Sell | T_M_Sell | U_L_Sell | T_L_Sell | Total_Sell | T_M_Cost | T_L_Phr | Mat/Lab=1 |  |  | Sell Total
14 | No |  | Item: 2.019 | 52.23 | 731.22 | ISELL |  |  |  | mu_B | ITEM | [7 empty] | mu: 1.13 | [8 empty] | 52.23 | 731.22 | 0 | 0 | 731.22 | 647.77 | 0 | 9068.78 |  | 14 | 795.62
|  |  | Optical smoke detector | [6 empty] | n
14 | LS |  | SUBCONTRACTING WORKS |  | NAS Ltd - Fire Alarm | SUBC_001 | 960 | MISC | [5 empty] | 4 | 2004-10-14 | 46.269 | 647.766 |  | 0 | [17 empty] | 14 | NAS Ltd.
[17 empty] | 0 |  | 0
d> | 0 |  |  |  |  | ICOST |  |  |  | mu_B | ITEM | [5 empty] | 647.766 |  | 0 | [17 empty] | d>
|  |  |  | Sell Rate | Sell Total |  |  |  |  | IB | [17 empty] | U_M_Sell | T_M_Sell | U_L_Sell | T_L_Sell | Total_Sell | T_M_Cost | T_L_Phr | Mat/Lab=1 |  |  | Sell Total
5 | No |  | Item: 2.02 | 93.61 | 468.05 | ISELL |  |  |  | mu_B | ITEM | [7 empty] | mu: 1.13 | [8 empty] | 93.61 | 468.05 | 0 | 0 | 468.05 | 414.68 | 0 | 2073.4 |  | 5 | 509.35
|  |  | Combined optical smoke detector c/w internal sounder & flashing beacon | [6 empty] | n
5 | LS |  | SUBCONTRACTING WORKS |  | NAS Ltd - Fire Alarm | SUBC_001 | 960 | MISC | [5 empty] | 4 | 2004-10-14 | 82.935 | 414.675 |  | 0 | [17 empty] | 5 | NAS Ltd.
[17 empty] | 0 |  | 0
d> | 0 |  |  |  |  | ICOST |  |  |  | mu_B | ITEM | [5 empty] | 414.675 |  | 0 | [17 empty] | d>
|  |  |  | Sell Rate | Sell Total |  |  |  |  | IB | [17 empty] | U_M_Sell | T_M_Sell | U_L_Sell | T_L_Sell | Total_Sell | T_M_Cost | T_L_Phr | Mat/Lab=1 |  |  | Sell Total
77 | No |  | Item: 2.021 | 51.24 | 3945.48 | ISELL |  |  |  | mu_B | ITEM | [7 empty] | mu: 1.13 | [8 empty] | 51.24 | 3945.48 | 0 | 0 | 3945.48 | 3495.49 | 0 | 269152.73 |  | 77 | 4293.52
|  |  | Rate of rise heat detector | [6 empty] | n
77 | LS |  | SUBCONTRACTING WORKS |  | NAS Ltd - Fire Alarm | SUBC_001 | 960 | MISC | [5 empty] | 4 | 2004-10-14 | 45.396 | 3495.492 |  | 0 | [17 empty] | 77 | NAS Ltd.
[17 empty] | 0 |  | 0
d> | 0 |  |  |  |  | ICOST |  |  |  | mu_B | ITEM | [5 empty] | 3495.492 |  | 0 | [17 empty] | d>
|  |  |  | Sell Rate | Sell Total |  |  |  |  | IB | [17 empty] | U_M_Sell | T_M_Sell | U_L_Sell | T_L_Sell | Total_Sell | T_M_Cost | T_L_Phr | Mat/Lab=1 |  |  | Sell Total
8 | No |  | Item: 2.022 | 92.63 | 741.04 | ISELL |  |  |  | mu_B | ITEM | [7 empty] | mu: 1.13 | [8 empty] | 92.63 | 741.04 | 0 | 0 | 741.04 | 656.5 | 0 | 5252 |  | 8 | 806.4
|  |  | Combined rate of rise heat detector c/w internal sounder & flashing beacon | [6 empty] | n
8 | LS |  | SUBCONTRACTING WORKS |  | NAS Ltd - Fire Alarm | SUBC_001 | 960 | MISC | [5 empty] | 4 | 2004-10-14 | 82.062 | 656.496 |  | 0 | [17 empty] | 8 | NAS Ltd.
[17 empty] | 0 |  | 0
d> | 0 |  |  |  |  | ICOST |  |  |  | mu_B | ITEM | [5 empty] | 656.496 |  | 0 | [17 empty] | d>
|  |  |  | Sell Rate | Sell Total |  |  |  |  | IB | [17 empty] | U_M_Sell | T_M_Sell | U_L_Sell | T_L_Sell | Total_Sell | T_M_Cost | T_L_Phr | Mat/Lab=1 |  |  | Sell Total
2 | No |  | Item: 2.023 | 54.2 | 108.4 | ISELL |  |  |  | mu_B | ITEM | [7 empty] | mu: 1.13 | [8 empty] | 54.2 | 108.4 | 0 | 0 | 108.4 | 96.03 | 0 | 192.06 |  | 2 | 117.96
|  |  | Manual call point c/w cover | [6 empty] | n
2 | LS |  | SUBCONTRACTING WORKS |  | NAS Ltd - Fire Alarm | SUBC_001 | 960 | MISC | [5 empty] | 4 | 2004-10-14 | 48.015 | 96.03 |  | 0 | [17 empty] | 2 | NAS Ltd.
[17 empty] | 0 |  | 0
d> | 0 |  |  |  |  | ICOST |  |  |  | mu_B | ITEM | [5 empty] | 96.03 |  | 0 | [17 empty] | d>
|  |  |  | Sell Rate | Sell Total |  |  |  |  | IB | [17 empty] | U_M_Sell | T_M_Sell | U_L_Sell | T_L_Sell | Total_Sell | T_M_Cost | T_L_Phr | Mat/Lab=1 |  |  | Sell Total
1 | No |  | Item: 2.024 | 77.85 | 77.85 | ISELL |  |  |  | mu_B | ITEM | [7 empty] | mu: 1.13 | [8 empty] | 77.85 | 77.85 | 0 | 0 | 77.85 | 68.97 | 0 | 68.97 |  | 1 | 84.71
|  |  | Interface unit for Zone Assembly Valve | [6 empty] | n
1 | LS |  | SUBCONTRACTING WORKS |  | NAS Ltd - Fire Alarm | SUBC_001 | 960 | MISC | [5 empty] | 4 | 2004-10-14 | 68.967 | 68.967 |  | 0 | [17 empty] | 1 | NAS Ltd.
[17 empty] | 0 |  | 0
d> | 0 |  |  |  |  | ICOST |  |  |  | mu_B | ITEM | [5 empty] | 68.967 |  | 0 | [17 empty] | d>
|  |  |  | Sell Rate | Sell Total |  |  |  |  | IB | [17 empty] | U_M_Sell | T_M_Sell | U_L_Sell | T_L_Sell | Total_Sell | T_M_Cost | T_L_Phr | Mat/Lab=1 |  |  | Sell Total
3 | No |  | Item: 2.025 | 77.85 | 233.55 | ISELL |  |  |  | mu_B | ITEM | [7 empty] | mu: 1.13 | [8 empty] | 77.85 | 233.55 | 0 | 0 | 233.55 | 206.9 | 0 | 620.7 |  | 3 | 254.13
|  |  | Interface unit for Fire Suppression System | [6 empty] | n
3 | LS |  | SUBCONTRACTING WORKS |  | NAS Ltd - Fire Alarm | SUBC_001 | 960 | MISC | [5 empty] | 4 | 2004-10-14 | 68.967 | 206.901 |  | 0 | [17 empty] | 3 | NAS Ltd.
[17 empty] | 0 |  | 0
d> | 0 |  |  |  |  | ICOST |  |  |  | mu_B | ITEM | [5 empty] | 206.901 |  | 0 | [17 empty] | d>
|  |  |  | Sell Rate | Sell Total |  |  |  |  | IB | [17 empty] | U_M_Sell | T_M_Sell | U_L_Sell | T_L_Sell | Total_Sell | T_M_Cost | T_L_Phr | Mat/Lab=1 |  |  | Sell Total
1 | No |  | Item: 2.026 | 77.85 | 77.85 | ISELL |  |  |  | mu_B | ITEM | [7 empty] | mu: 1.13 | [8 empty] | 77.85 | 77.85 | 0 | 0 | 77.85 | 68.97 | 0 | 68.97 |  | 1 | 84.71
|  |  | Interface unit for VCP | [6 empty] | n
1 | LS |  | SUBCONTRACTING WORKS |  | NAS Ltd - Fire Alarm | SUBC_001 | 960 | MISC | [5 empty] | 4 | 2004-10-14 | 68.967 | 68.967 |  | 0 | [17 empty] | 1 | NAS Ltd.
[17 empty] | 0 |  | 0
d> | 0 |  |  |  |  | ICOST |  |  |  | mu_B | ITEM | [5 empty] | 68.967 |  | 0 | [17 empty] | d>
|  |  |  | Sell Rate | Sell Total |  |  |  |  | IB | [17 empty] | U_M_Sell | T_M_Sell | U_L_Sell | T_L_Sell | Total_Sell | T_M_Cost | T_L_Phr | Mat/Lab=1 |  |  | Sell Total
1 | No |  | Item: 2.027 | 88.04 | 88.04 | ISELL |  |  |  | mu_B | ITEM | [7 empty] | mu: 1.13 | [8 empty] | 88.04 | 88.04 | 0 | 0 | 88.04 | 78 | 0 | 78 |  | 1 | 84.71
|  |  | Interface unit for DB-EV | [6 empty] | n
1 | LS |  | SUBCONTRACTING WORKS |  | NAS Ltd - Fire Alarm | SUBC_001 | 960 | MISC | [5 empty] | 4 | 2004-10-14 | 77.9967 | 77.9967 |  | 0 | [17 empty] | 1 | NAS Ltd.
[17 empty] | 0 |  | 0
d> | 0 |  |  |  |  | ICOST |  |  |  | mu_B | ITEM | [5 empty] | 77.9967 |  | 0 | [17 empty] | d>
SB | [36 empty] | SB
| -964.9096 |  | PAGE: |  | 21604.92 | [5 empty] | PAGE | [5 empty] | 12793.4907 |  | 201.6 | [18 empty] | 23287.91
| Discy: |  |  |  | PAGE SELL | [11 empty] | PAGE MAT |  | PAGE LAB | [18 empty] | PAGE SELL
TB
t
Basement Level -1 - FAP2
TB
t
Supply and install galvanised conduit surface mounted from fire alarm panel via galvanised trunking to the following fire alarm points.
|  |  |  | Sell Rate | Sell Total |  |  |  |  | IB | [17 empty] | U_M_Sell | T_M_Sell | U_L_Sell | T_L_Sell | Total_Sell | T_M_Cost | T_L_Phr | Mat/Lab=1 |  |  | Sell Total
8 | No |  | Item: 2.028 | 98.17 | 785.36 | ISELL |  |  |  | mu_A | ITEM | [7 empty] | mu :1.23 | [8 empty] | 37.31 | 298.48 | 60.86 | 486.88 | 785.36 | 242.4 | 14.4 | 2054.4 |  | 7 | 734.58
|  |  | Optical smoke detector | [6 empty] | n
|  | h | [E25_0062_Quintano_Foods_Elec_ELV_As_Awarded.xlsx]Elec_Rates!$D$1023 |  |  | RATE_AAA
8 | 1 | 8 | 091# Galvanised Conduit points for Fire alarm devices |  | Local Rate | RTLO_002 | [9 empty] | 30.3 | 242.4 | 1.8 | 14.4 | [17 empty] | 7 | Local Rate
[17 empty] | 0 |  | 0
d> | 0 |  |  |  |  | ICOST |  |  |  | mu_A | ITEM | [5 empty] | 242.4 |  | 14.4 | [17 empty] | d>
|  |  |  | Sell Rate | Sell Total |  |  |  |  | IB | [17 empty] | U_M_Sell | T_M_Sell | U_L_Sell | T_L_Sell | Total_Sell | T_M_Cost | T_L_Phr | Mat/Lab=1 |  |  | Sell Total
5 | No |  | Item: 2.029 | 98.17 | 490.85 | ISELL |  |  |  | mu_A | ITEM | [7 empty] | mu :1.23 | [8 empty] | 37.31 | 186.55 | 60.86 | 304.3 | 490.85 | 151.5 | 9 | 802.5 |  | 4 | 419.76
|  |  | Combined optical smoke detector c/w internal sounder & flashing beacon | [6 empty] | n
|  | h | [E25_0062_Quintano_Foods_Elec_ELV_As_Awarded.xlsx]Elec_Rates!$D$1023 |  |  | RATE_AAA
5 | 1 | 5 | 091# Galvanised Conduit points for Fire alarm devices |  | Local Rate | RTLO_002 | [9 empty] | 30.3 | 151.5 | 1.8 | 9 | [17 empty] | 4 | Local Rate
[17 empty] | 0 |  | 0
d> | 0 |  |  |  |  | ICOST |  |  |  | mu_A | ITEM | [5 empty] | 151.5 |  | 9 | [17 empty] | d>
|  |  |  | Sell Rate | Sell Total |  |  |  |  | IB | [17 empty] | U_M_Sell | T_M_Sell | U_L_Sell | T_L_Sell | Total_Sell | T_M_Cost | T_L_Phr | Mat/Lab=1 |  |  | Sell Total
52 | No |  | Item: 2.03 | 98.17 | 5104.84 | ISELL |  |  |  | mu_A | ITEM | [7 empty] | mu :1.23 | [8 empty] | 37.31 | 1940.12 | 60.86 | 3164.72 | 5104.84 | 1575.6 | 93.6 | 86798.4 |  | 52 | 5456.88
|  |  | Rate of rise heat detector | [6 empty] | n
|  | h | [E25_0062_Quintano_Foods_Elec_ELV_As_Awarded.xlsx]Elec_Rates!$D$1023 |  |  | RATE_AAA
52 | 1 | 52 | 091# Galvanised Conduit points for Fire alarm devices |  | Local Rate | RTLO_002 | [9 empty] | 30.3 | 1575.6 | 1.8 | 93.6 | [17 empty] | 52 | Local Rate
[17 empty] | 0 |  | 0
d> | 0 |  |  |  |  | ICOST |  |  |  | mu_A | ITEM | [5 empty] | 1575.6 |  | 93.6 | [17 empty] | d>
|  |  |  | Sell Rate | Sell Total |  |  |  |  | IB | [17 empty] | U_M_Sell | T_M_Sell | U_L_Sell | T_L_Sell | Total_Sell | T_M_Cost | T_L_Phr | Mat/Lab=1 |  |  | Sell Total
9 | No |  | Item: 2.031 | 98.17 | 883.53 | ISELL |  |  |  | mu_A | ITEM | [7 empty] | mu :1.23 | [8 empty] | 37.31 | 335.79 | 60.86 | 547.74 | 883.53 | 272.7 | 16.2 | 2600.1 |  | 9 | 944.46
|  |  | Combined rate of rise heat detector c/w internal sounder & flashing beacon | [6 empty] | n
|  | h | [E25_0062_Quintano_Foods_Elec_ELV_As_Awarded.xlsx]Elec_Rates!$D$1023 |  |  | RATE_AAA
9 | 1 | 9 | 091# Galvanised Conduit points for Fire alarm devices |  | Local Rate | RTLO_002 | [9 empty] | 30.3 | 272.7 | 1.8 | 16.2 | [17 empty] | 9 | Local Rate
[17 empty] | 0 |  | 0
d> | 0 |  |  |  |  | ICOST |  |  |  | mu_A | ITEM | [5 empty] | 272.7 |  | 16.2 | [17 empty] | d>
|  |  |  | Sell Rate | Sell Total |  |  |  |  | IB | [17 empty] | U_M_Sell | T_M_Sell | U_L_Sell | T_L_Sell | Total_Sell | T_M_Cost | T_L_Phr | Mat/Lab=1 |  |  | Sell Total
1 | No |  | Item: 2.032 | 98.17 | 98.17 | ISELL |  |  |  | mu_A | ITEM | [7 empty] | mu :1.23 | [8 empty] | 37.31 | 37.31 | 60.86 | 60.86 | 98.17 | 30.3 | 1.8 | 32.1 |  | 1 | 104.94
|  |  | Manual call point | [6 empty] | n
|  | h | [E25_0062_Quintano_Foods_Elec_ELV_As_Awarded.xlsx]Elec_Rates!$D$1023 |  |  | RATE_AAA
1 | 1 | 1 | 091# Galvanised Conduit points for Fire alarm devices |  | Local Rate | RTLO_002 | [9 empty] | 30.3 | 30.3 | 1.8 | 1.8 | [17 empty] | 1 | Local Rate
[17 empty] | 0 |  | 0
d> | 0 |  |  |  |  | ICOST |  |  |  | mu_A | ITEM | [5 empty] | 30.3 |  | 1.8 | [17 empty] | d>
|  |  |  | Sell Rate | Sell Total |  |  |  |  | IB | [17 empty] | U_M_Sell | T_M_Sell | U_L_Sell | T_L_Sell | Total_Sell | T_M_Cost | T_L_Phr | Mat/Lab=1 |  |  | Sell Total
4 | No |  | Item: 2.033 | 98.17 | 392.68 | ISELL |  |  |  | mu_A | ITEM | [7 empty] | mu :1.23 | [8 empty] | 37.31 | 149.24 | 60.86 | 243.44 | 392.68 | 121.2 | 7.2 | 513.6 |  | 4 | 419.76
|  |  | Interface unit for Fire Fighting Pump Set | [6 empty] | n
|  | h | [E25_0062_Quintano_Foods_Elec_ELV_As_Awarded.xlsx]Elec_Rates!$D$1023 |  |  | RATE_AAA
4 | 1 | 4 | 091# Galvanised Conduit points for Fire alarm devices |  | Local Rate | RTLO_002 | [9 empty] | 30.3 | 121.2 | 1.8 | 7.2 | [17 empty] | 4 | Local Rate
[17 empty] | 0 |  | 0
d> | 0 |  |  |  |  | ICOST |  |  |  | mu_A | ITEM | [5 empty] | 121.2 |  | 7.2 | [17 empty] | d>
|  |  |  | Sell Rate | Sell Total |  |  |  |  | IB | [17 empty] | U_M_Sell | T_M_Sell | U_L_Sell | T_L_Sell | Total_Sell | T_M_Cost | T_L_Phr | Mat/Lab=1 |  |  | Sell Total
4 | No |  | Item: 2.034 | 98.17 | 392.68 | ISELL |  |  |  | mu_A | ITEM | [7 empty] | mu :1.23 | [8 empty] | 37.31 | 149.24 | 60.86 | 243.44 | 392.68 | 121.2 | 7.2 | 513.6 |  | 4 | 419.76
|  |  | Interface unit for Sprinkler Pump Set | [6 empty] | n
|  | h | [E25_0062_Quintano_Foods_Elec_ELV_As_Awarded.xlsx]Elec_Rates!$D$1023 |  |  | RATE_AAA
4 | 1 | 4 | 091# Galvanised Conduit points for Fire alarm devices |  | Local Rate | RTLO_002 | [9 empty] | 30.3 | 121.2 | 1.8 | 7.2 | [17 empty] | 4 | Local Rate
[17 empty] | 0 |  | 0
d> | 0 |  |  |  |  | ICOST |  |  |  | mu_A | ITEM | [5 empty] | 121.2 |  | 7.2 | [17 empty] | d>
|  |  |  | Sell Rate | Sell Total |  |  |  |  | IB | [17 empty] | U_M_Sell | T_M_Sell | U_L_Sell | T_L_Sell | Total_Sell | T_M_Cost | T_L_Phr | Mat/Lab=1 |  |  | Sell Total
4 | No |  | Item: 2.035 | 98.17 | 392.68 | ISELL |  |  |  | mu_A | ITEM | [7 empty] | mu :1.23 | [8 empty] | 37.31 | 149.24 | 60.86 | 243.44 | 392.68 | 121.2 | 7.2 | 513.6 |  | 4 | 419.76
|  |  | Interface unit for Fire Appliance Pump Set | [6 empty] | n
|  | h | [E25_0062_Quintano_Foods_Elec_ELV_As_Awarded.xlsx]Elec_Rates!$D$1023 |  |  | RATE_AAA
4 | 1 | 4 | 091# Galvanised Conduit points for Fire alarm devices |  | Local Rate | RTLO_002 | [9 empty] | 30.3 | 121.2 | 1.8 | 7.2 | [17 empty] | 4 | Local Rate
[17 empty] | 0 |  | 0
d> | 0 |  |  |  |  | ICOST |  |  |  | mu_A | ITEM | [5 empty] | 121.2 |  | 7.2 | [17 empty] | d>
|  |  |  | Sell Rate | Sell Total |  |  |  |  | IB | [17 empty] | U_M_Sell | T_M_Sell | U_L_Sell | T_L_Sell | Total_Sell | T_M_Cost | T_L_Phr | Mat/Lab=1 |  |  | Sell Total
1 | No |  | Item: 2.036 | 98.17 | 98.17 | ISELL |  |  |  | mu_A | ITEM | [7 empty] | mu :1.23 | [8 empty] | 37.31 | 37.31 | 60.86 | 60.86 | 98.17 | 30.3 | 1.8 | 32.1 |  | 1 | 104.94
|  |  | Interface unit for Zone Assembly Valve | [6 empty] | n
|  | h | [E25_0062_Quintano_Foods_Elec_ELV_As_Awarded.xlsx]Elec_Rates!$D$1023 |  |  | RATE_AAA
1 | 1 | 1 | 091# Galvanised Conduit points for Fire alarm devices |  | Local Rate | RTLO_002 | [9 empty] | 30.3 | 30.3 | 1.8 | 1.8 | [17 empty] | 1 | Local Rate
[17 empty] | 0 |  | 0
d> | 0 |  |  |  |  | ICOST |  |  |  | mu_A | ITEM | [5 empty] | 30.3 |  | 1.8 | [17 empty] | d>
|  |  |  | Sell Rate | Sell Total |  |  |  |  | IB | [17 empty] | U_M_Sell | T_M_Sell | U_L_Sell | T_L_Sell | Total_Sell | T_M_Cost | T_L_Phr | Mat/Lab=1 |  |  | Sell Total
1 | No |  | Item: 2.037 | 98.17 | 98.17 | ISELL |  |  |  | mu_A | ITEM | [7 empty] | mu :1.23 | [8 empty] | 37.31 | 37.31 | 60.86 | 60.86 | 98.17 | 30.3 | 1.8 | 32.1 |  | 1 | 104.94
|  |  | Interface unit for VCP | [6 empty] | n
|  | h | [E25_0062_Quintano_Foods_Elec_ELV_As_Awarded.xlsx]Elec_Rates!$D$1023 |  |  | RATE_AAA
1 | 1 | 1 | 091# Galvanised Conduit points for Fire alarm devices |  | Local Rate | RTLO_002 | [9 empty] | 30.3 | 30.3 | 1.8 | 1.8 | [17 empty] | 1 | Local Rate
[17 empty] | 0 |  | 0
d> | 0 |  |  |  |  | ICOST |  |  |  | mu_A | ITEM | [5 empty] | 30.3 |  | 1.8 | [17 empty] | d>
TB
t
Wiring of the following fire alarm points from the Fire alarm panel, using fire proof cable clipped directly to the wall / ceiling or through conduits, as per specification
|  |  |  | Sell Rate | Sell Total |  |  |  |  | IB | [17 empty] | U_M_Sell | T_M_Sell | U_L_Sell | T_L_Sell | Total_Sell | T_M_Cost | T_L_Phr | Mat/Lab=1 |  |  | Sell Total
8 | No |  | Item: 2.038 | 36.95 | 295.6 | ISELL |  |  |  | mu_B | ITEM | [7 empty] | mu: 1.13 | [8 empty] | 36.95 | 295.6 | 0 | 0 | 295.6 | 261.9 | 0 | 2095.2 |  | 7 | 281.47
|  |  | Optical smoke detector | [6 empty] | n
8 | LS |  | SUBCONTRACTING WORKS |  | NAS Ltd - Fire Alarm | SUBC_001 | 960 | MISC | [5 empty] | 4 | 2004-10-14 | 32.7375 | 261.9 |  | 0 | [17 empty] | 7 | NAS Ltd.
[17 empty] | 0 |  | 0
d> | 0 |  |  |  |  | ICOST |  |  |  | mu_B | ITEM | [5 empty] | 261.9 |  | 0 | [17 empty] | d>
|  |  |  | Sell Rate | Sell Total |  |  |  |  | IB | [17 empty] | U_M_Sell | T_M_Sell | U_L_Sell | T_L_Sell | Total_Sell | T_M_Cost | T_L_Phr | Mat/Lab=1 |  |  | Sell Total
5 | No |  | Item: 2.039 | 36.95 | 184.75 | ISELL |  |  |  | mu_B | ITEM | [7 empty] | mu: 1.13 | [8 empty] | 36.95 | 184.75 | 0 | 0 | 184.75 | 163.69 | 0 | 818.45 |  | 4 | 160.84
|  |  | Combined optical smoke detector c/w internal sounder & flashing beacon | [6 empty] | n
5 | LS |  | SUBCONTRACTING WORKS |  | NAS Ltd - Fire Alarm | SUBC_001 | 960 | MISC | [5 empty] | 4 | 2004-10-14 | 32.7375 | 163.6875 |  | 0 | [17 empty] | 4 | NAS Ltd.
[17 empty] | 0 |  | 0
d> | 0 |  |  |  |  | ICOST |  |  |  | mu_B | ITEM | [5 empty] | 163.6875 |  | 0 | [17 empty] | d>
|  |  |  | Sell Rate | Sell Total |  |  |  |  | IB | [17 empty] | U_M_Sell | T_M_Sell | U_L_Sell | T_L_Sell | Total_Sell | T_M_Cost | T_L_Phr | Mat/Lab=1 |  |  | Sell Total
52 | No |  | Item: 2.04 | 36.95 | 1921.4 | ISELL |  |  |  | mu_B | ITEM | [7 empty] | mu: 1.13 | [8 empty] | 36.95 | 1921.4 | 0 | 0 | 1921.4 | 1702.48 | 0 | 88528.96 |  | 52 | 2090.92
|  |  | Rate of rise heat detector | [6 empty] | n
52 | LS |  | SUBCONTRACTING WORKS |  | NAS Ltd - Fire Alarm | SUBC_001 | 960 | MISC | [5 empty] | 4 | 2004-10-14 | 32.74 | 1702.48 |  | 0 | [17 empty] | 52 | NAS Ltd.
[17 empty] | 0 |  | 0
d> | 0 |  |  |  |  | ICOST |  |  |  | mu_B | ITEM | [5 empty] | 1702.48 |  | 0 | [17 empty] | d>
|  |  |  | Sell Rate | Sell Total |  |  |  |  | IB | [17 empty] | U_M_Sell | T_M_Sell | U_L_Sell | T_L_Sell | Total_Sell | T_M_Cost | T_L_Phr | Mat/Lab=1 |  |  | Sell Total
9 | No |  | Item: 2.041 | 36.95 | 332.55 | ISELL |  |  |  | mu_B | ITEM | [7 empty] | mu: 1.13 | [8 empty] | 36.95 | 332.55 | 0 | 0 | 332.55 | 294.64 | 0 | 2651.76 |  | 9 | 361.89
|  |  | Combined rate of rise heat detector c/w internal sounder & flashing beacon | [6 empty] | n
9 | LS |  | SUBCONTRACTING WORKS |  | NAS Ltd - Fire Alarm | SUBC_001 | 960 | MISC | [5 empty] | 4 | 2004-10-14 | 32.7375 | 294.6375 |  | 0 | [17 empty] | 9 | NAS Ltd.
[17 empty] | 0 |  | 0
d> | 0 |  |  |  |  | ICOST |  |  |  | mu_B | ITEM | [5 empty] | 294.6375 |  | 0 | [17 empty] | d>
|  |  |  | Sell Rate | Sell Total |  |  |  |  | IB | [17 empty] | U_M_Sell | T_M_Sell | U_L_Sell | T_L_Sell | Total_Sell | T_M_Cost | T_L_Phr | Mat/Lab=1 |  |  | Sell Total
1 | No |  | Item: 2.042 | 36.95 | 36.95 | ISELL |  |  |  | mu_B | ITEM | [7 empty] | mu: 1.13 | [8 empty] | 36.95 | 36.95 | 0 | 0 | 36.95 | 32.74 | 0 | 32.74 |  | 1 | 40.21
|  |  | Manual call point | [6 empty] | n
1 | LS |  | SUBCONTRACTING WORKS |  | NAS Ltd - Fire Alarm | SUBC_001 | 960 | MISC | [5 empty] | 4 | 2004-10-14 | 32.7375 | 32.7375 |  | 0 | [17 empty] | 1 | NAS Ltd.
[17 empty] | 0 |  | 0
d> | 0 |  |  |  |  | ICOST |  |  |  | mu_B | ITEM | [5 empty] | 32.7375 |  | 0 | [17 empty] | d>
|  |  |  | Sell Rate | Sell Total |  |  |  |  | IB | [17 empty] | U_M_Sell | T_M_Sell | U_L_Sell | T_L_Sell | Total_Sell | T_M_Cost | T_L_Phr | Mat/Lab=1 |  |  | Sell Total
4 | No |  | Item: 2.043 | 36.95 | 147.8 | ISELL |  |  |  | mu_B | ITEM | [7 empty] | mu: 1.13 | [8 empty] | 36.95 | 147.8 | 0 | 0 | 147.8 | 130.95 | 0 | 523.8 |  | 4 | 160.84
|  |  | Interface unit for Fire Fighting Pump Set | [6 empty] | n
4 | LS |  | SUBCONTRACTING WORKS |  | NAS Ltd - Fire Alarm | SUBC_001 | 960 | MISC | [5 empty] | 4 | 2004-10-14 | 32.7375 | 130.95 |  | 0 | [17 empty] | 4 | NAS Ltd.
[17 empty] | 0 |  | 0
d> | 0 |  |  |  |  | ICOST |  |  |  | mu_B | ITEM | [5 empty] | 130.95 |  | 0 | [17 empty] | d>
|  |  |  | Sell Rate | Sell Total |  |  |  |  | IB | [17 empty] | U_M_Sell | T_M_Sell | U_L_Sell | T_L_Sell | Total_Sell | T_M_Cost | T_L_Phr | Mat/Lab=1 |  |  | Sell Total
4 | No |  | Item: 2.044 | 36.95 | 147.8 | ISELL |  |  |  | mu_B | ITEM | [7 empty] | mu: 1.13 | [8 empty] | 36.95 | 147.8 | 0 | 0 | 147.8 | 130.95 | 0 | 523.8 |  | 4 | 160.84
|  |  | Interface unit for Sprinkler Pump Set | [6 empty] | n
4 | LS |  | SUBCONTRACTING WORKS |  | NAS Ltd - Fire Alarm | SUBC_001 | 960 | MISC | [5 empty] | 4 | 2004-10-14 | 32.7375 | 130.95 |  | 0 | [17 empty] | 4 | NAS Ltd.
[17 empty] | 0 |  | 0
d> | 0 |  |  |  |  | ICOST |  |  |  | mu_B | ITEM | [5 empty] | 130.95 |  | 0 | [17 empty] | d>
|  |  |  | Sell Rate | Sell Total |  |  |  |  | IB | [17 empty] | U_M_Sell | T_M_Sell | U_L_Sell | T_L_Sell | Total_Sell | T_M_Cost | T_L_Phr | Mat/Lab=1 |  |  | Sell Total
4 | No |  | Item: 2.045 | 36.95 | 147.8 | ISELL |  |  |  | mu_B | ITEM | [7 empty] | mu: 1.13 | [8 empty] | 36.95 | 147.8 | 0 | 0 | 147.8 | 130.95 | 0 | 523.8 |  | 4 | 160.84
|  |  | Interface unit for Fire Appliance Pump Set | [6 empty] | n
4 | LS |  | SUBCONTRACTING WORKS |  | NAS Ltd - Fire Alarm | SUBC_001 | 960 | MISC | [5 empty] | 4 | 2004-10-14 | 32.7375 | 130.95 |  | 0 | [17 empty] | 4 | NAS Ltd.
[17 empty] | 0 |  | 0
d> | 0 |  |  |  |  | ICOST |  |  |  | mu_B | ITEM | [5 empty] | 130.95 |  | 0 | [17 empty] | d>
|  |  |  | Sell Rate | Sell Total |  |  |  |  | IB | [17 empty] | U_M_Sell | T_M_Sell | U_L_Sell | T_L_Sell | Total_Sell | T_M_Cost | T_L_Phr | Mat/Lab=1 |  |  | Sell Total
1 | No |  | Item: 2.04599999999999 | 36.95 | 36.95 | ISELL |  |  |  | mu_B | ITEM | [7 empty] | mu: 1.13 | [8 empty] | 36.95 | 36.95 | 0 | 0 | 36.95 | 32.74 | 0 | 32.74 |  | 1 | 40.21
|  |  | Interface unit for Zone Assembly Valve | [6 empty] | n
1 | LS |  | SUBCONTRACTING WORKS |  | NAS Ltd - Fire Alarm | SUBC_001 | 960 | MISC | [5 empty] | 4 | 2004-10-14 | 32.7375 | 32.7375 |  | 0 | [17 empty] | 1 | NAS Ltd.
[17 empty] | 0 |  | 0
d> | 0 |  |  |  |  | ICOST |  |  |  | mu_B | ITEM | [5 empty] | 32.7375 |  | 0 | [17 empty] | d>
|  |  |  | Sell Rate | Sell Total |  |  |  |  | IB | [17 empty] | U_M_Sell | T_M_Sell | U_L_Sell | T_L_Sell | Total_Sell | T_M_Cost | T_L_Phr | Mat/Lab=1 |  |  | Sell Total
1 | No |  | Item: 2.04699999999999 | 36.95 | 36.95 | ISELL |  |  |  | mu_B | ITEM | [7 empty] | mu: 1.13 | [8 empty] | 36.95 | 36.95 | 0 | 0 | 36.95 | 32.74 | 0 | 32.74 |  | 1 | 40.21
|  |  | Interface unit for VCP | [6 empty] | n
1 | LS |  | SUBCONTRACTING WORKS |  | NAS Ltd - Fire Alarm | SUBC_001 | 960 | MISC | [5 empty] | 4 | 2004-10-14 | 32.7375 | 32.7375 |  | 0 | [17 empty] | 1 | NAS Ltd.
[17 empty] | 0 |  | 0
d> | 0 |  |  |  |  | ICOST |  |  |  | mu_B | ITEM | [5 empty] | 32.7375 |  | 0 | [17 empty] | d>
TB
t
Supply, install and connect of the following equipment:
|  |  |  | Sell Rate | Sell Total |  |  |  |  | IB | [17 empty] | U_M_Sell | T_M_Sell | U_L_Sell | T_L_Sell | Total_Sell | T_M_Cost | T_L_Phr | Mat/Lab=1 |  |  | Sell Total
8 | No |  | Item: 2.04799999999999 | 52.23 | 417.84 | ISELL |  |  |  | mu_B | ITEM | [7 empty] | mu: 1.13 | [8 empty] | 52.23 | 417.84 | 0 | 0 | 417.84 | 370.15 | 0 | 2961.2 |  | 7 | 397.81
|  |  | Optical smoke detector | [6 empty] | n
8 | LS |  | SUBCONTRACTING WORKS |  | NAS Ltd - Fire Alarm | SUBC_001 | 960 | MISC | [5 empty] | 4 | 2004-10-14 | 46.269 | 370.152 |  | 0 | [17 empty] | 7 | NAS Ltd.
[17 empty] | 0 |  | 0
d> | 0 |  |  |  |  | ICOST |  |  |  | mu_B | ITEM | [5 empty] | 370.152 |  | 0 | [17 empty] | d>
|  |  |  | Sell Rate | Sell Total |  |  |  |  | IB | [17 empty] | U_M_Sell | T_M_Sell | U_L_Sell | T_L_Sell | Total_Sell | T_M_Cost | T_L_Phr | Mat/Lab=1 |  |  | Sell Total
5 | No |  | Item: 2.04899999999999 | 93.61 | 468.05 | ISELL |  |  |  | mu_B | ITEM | [7 empty] | mu: 1.13 | [8 empty] | 93.61 | 468.05 | 0 | 0 | 468.05 | 414.68 | 0 | 2073.4 |  | 4 | 407.48
|  |  | Combined optical smoke detector c/w internal sounder & flashing beacon | [6 empty] | n
5 | LS |  | SUBCONTRACTING WORKS |  | NAS Ltd - Fire Alarm | SUBC_001 | 960 | MISC | [5 empty] | 4 | 2004-10-14 | 82.935 | 414.675 |  | 0 | [17 empty] | 4 | NAS Ltd.
[17 empty] | 0 |  | 0
d> | 0 |  |  |  |  | ICOST |  |  |  | mu_B | ITEM | [5 empty] | 414.675 |  | 0 | [17 empty] | d>
|  |  |  | Sell Rate | Sell Total |  |  |  |  | IB | [17 empty] | U_M_Sell | T_M_Sell | U_L_Sell | T_L_Sell | Total_Sell | T_M_Cost | T_L_Phr | Mat/Lab=1 |  |  | Sell Total
52 | No |  | Item: 2.04999999999999 | 51.24 | 2664.48 | ISELL |  |  |  | mu_B | ITEM | [7 empty] | mu: 1.13 | [8 empty] | 51.24 | 2664.48 | 0 | 0 | 2664.48 | 2360.59 | 0 | 122750.68 |  | 52 | 2899.52
|  |  | Rate of rise heat detector | [6 empty] | n
52 | LS |  | SUBCONTRACTING WORKS |  | NAS Ltd - Fire Alarm | SUBC_001 | 960 | MISC | [5 empty] | 4 | 2004-10-14 | 45.396 | 2360.592 |  | 0 | [17 empty] | 52 | NAS Ltd.
[17 empty] | 0 |  | 0
d> | 0 |  |  |  |  | ICOST |  |  |  | mu_B | ITEM | [5 empty] | 2360.592 |  | 0 | [17 empty] | d>
|  |  |  | Sell Rate | Sell Total |  |  |  |  | IB | [17 empty] | U_M_Sell | T_M_Sell | U_L_Sell | T_L_Sell | Total_Sell | T_M_Cost | T_L_Phr | Mat/Lab=1 |  |  | Sell Total
9 | No |  | Item: 2.05099999999999 | 92.63 | 833.67 | ISELL |  |  |  | mu_B | ITEM | [7 empty] | mu: 1.13 | [8 empty] | 92.63 | 833.67 | 0 | 0 | 833.67 | 738.56 | 0 | 6647.04 |  | 9 | 907.2
|  |  | Combined rate of rise heat detector c/w internal sounder & flashing beacon | [6 empty] | n
9 | LS |  | SUBCONTRACTING WORKS |  | NAS Ltd - Fire Alarm | SUBC_001 | 960 | MISC | [5 empty] | 4 | 2004-10-14 | 82.062 | 738.558 |  | 0 | [17 empty] | 9 | NAS Ltd.
[17 empty] | 0 |  | 0
d> | 0 |  |  |  |  | ICOST |  |  |  | mu_B | ITEM | [5 empty] | 738.558 |  | 0 | [17 empty] | d>
|  |  |  | Sell Rate | Sell Total |  |  |  |  | IB | [17 empty] | U_M_Sell | T_M_Sell | U_L_Sell | T_L_Sell | Total_Sell | T_M_Cost | T_L_Phr | Mat/Lab=1 |  |  | Sell Total
1 | No |  | Item: 2.05199999999999 | 54.2 | 54.2 | ISELL |  |  |  | mu_B | ITEM | [7 empty] | mu: 1.13 | [8 empty] | 54.2 | 54.2 | 0 | 0 | 54.2 | 48.02 | 0 | 48.02 |  | 1 | 58.98
|  |  | Manual call point c/w cover | [6 empty] | n
1 | LS |  | SUBCONTRACTING WORKS |  | NAS Ltd - Fire Alarm | SUBC_001 | 960 | MISC | [5 empty] | 4 | 2004-10-14 | 48.015 | 48.015 |  | 0 | [17 empty] | 1 | NAS Ltd.
[17 empty] | 0 |  | 0
d> | 0 |  |  |  |  | ICOST |  |  |  | mu_B | ITEM | [5 empty] | 48.015 |  | 0 | [17 empty] | d>
|  |  |  | Sell Rate | Sell Total |  |  |  |  | IB | [17 empty] | U_M_Sell | T_M_Sell | U_L_Sell | T_L_Sell | Total_Sell | T_M_Cost | T_L_Phr | Mat/Lab=1 |  |  | Sell Total
4 | No |  | Item: 2.05299999999999 | 77.85 | 311.4 | ISELL |  |  |  | mu_B | ITEM | [7 empty] | mu: 1.13 | [8 empty] | 77.85 | 311.4 | 0 | 0 | 311.4 | 275.87 | 0 | 1103.48 |  | 4 | 338.84
|  |  | Interface unit for Fire Fighting Pump Set | [6 empty] | n
4 | LS |  | SUBCONTRACTING WORKS |  | NAS Ltd - Fire Alarm | SUBC_001 | 960 | MISC | [5 empty] | 4 | 2004-10-14 | 68.967 | 275.868 |  | 0 | [17 empty] | 4 | NAS Ltd.
[17 empty] | 0 |  | 0
d> | 0 |  |  |  |  | ICOST |  |  |  | mu_B | ITEM | [5 empty] | 275.868 |  | 0 | [17 empty] | d>
|  |  |  | Sell Rate | Sell Total |  |  |  |  | IB | [17 empty] | U_M_Sell | T_M_Sell | U_L_Sell | T_L_Sell | Total_Sell | T_M_Cost | T_L_Phr | Mat/Lab=1 |  |  | Sell Total
4 | No |  | Item: 2.05399999999999 | 77.85 | 311.4 | ISELL |  |  |  | mu_B | ITEM | [7 empty] | mu: 1.13 | [8 empty] | 77.85 | 311.4 | 0 | 0 | 311.4 | 275.87 | 0 | 1103.48 |  | 4 | 338.84
|  |  | Interface unit for Sprinkler Pump Set | [6 empty] | n
4 | LS |  | SUBCONTRACTING WORKS |  | NAS Ltd - Fire Alarm | SUBC_001 | 960 | MISC | [5 empty] | 4 | 2004-10-14 | 68.967 | 275.868 |  | 0 | [17 empty] | 4 | NAS Ltd.
[17 empty] | 0 |  | 0
d> | 0 |  |  |  |  | ICOST |  |  |  | mu_B | ITEM | [5 empty] | 275.868 |  | 0 | [17 empty] | d>
|  |  |  | Sell Rate | Sell Total |  |  |  |  | IB | [17 empty] | U_M_Sell | T_M_Sell | U_L_Sell | T_L_Sell | Total_Sell | T_M_Cost | T_L_Phr | Mat/Lab=1 |  |  | Sell Total
4 | No |  | Item: 2.05499999999999 | 77.85 | 311.4 | ISELL |  |  |  | mu_B | ITEM | [7 empty] | mu: 1.13 | [8 empty] | 77.85 | 311.4 | 0 | 0 | 311.4 | 275.87 | 0 | 1103.48 |  | 4 | 338.84
|  |  | Interface unit for Fire Appliance Pump Set | [6 empty] | n
4 | LS |  | SUBCONTRACTING WORKS |  | NAS Ltd - Fire Alarm | SUBC_001 | 960 | MISC | [5 empty] | 4 | 2004-10-14 | 68.967 | 275.868 |  | 0 | [17 empty] | 4 | NAS Ltd.
[17 empty] | 0 |  | 0
d> | 0 |  |  |  |  | ICOST |  |  |  | mu_B | ITEM | [5 empty] | 275.868 |  | 0 | [17 empty] | d>
|  |  |  | Sell Rate | Sell Total |  |  |  |  | IB | [17 empty] | U_M_Sell | T_M_Sell | U_L_Sell | T_L_Sell | Total_Sell | T_M_Cost | T_L_Phr | Mat/Lab=1 |  |  | Sell Total
1 | No |  | Item: 2.05599999999999 | 77.85 | 77.85 | ISELL |  |  |  | mu_B | ITEM | [7 empty] | mu: 1.13 | [8 empty] | 77.85 | 77.85 | 0 | 0 | 77.85 | 68.97 | 0 | 68.97 |  | 1 | 84.71
|  |  | Interface unit for Zone Assembly Valve | [6 empty] | n
1 | LS |  | SUBCONTRACTING WORKS |  | NAS Ltd - Fire Alarm | SUBC_001 | 960 | MISC | [5 empty] | 4 | 2004-10-14 | 68.967 | 68.967 |  | 0 | [17 empty] | 1 | NAS Ltd.
[17 empty] | 0 |  | 0
d> | 0 |  |  |  |  | ICOST |  |  |  | mu_B | ITEM | [5 empty] | 68.967 |  | 0 | [17 empty] | d>
|  |  |  | Sell Rate | Sell Total |  |  |  |  | IB | [17 empty] | U_M_Sell | T_M_Sell | U_L_Sell | T_L_Sell | Total_Sell | T_M_Cost | T_L_Phr | Mat/Lab=1 |  |  | Sell Total
1 | No |  | Item: 2.05699999999999 | 77.85 | 77.85 | ISELL |  |  |  | mu_B | ITEM | [7 empty] | mu: 1.13 | [8 empty] | 77.85 | 77.85 | 0 | 0 | 77.85 | 68.97 | 0 | 68.97 |  | 1 | 84.71
|  |  | Interface unit for VCP | [6 empty] | n
1 | LS |  | SUBCONTRACTING WORKS |  | NAS Ltd - Fire Alarm | SUBC_001 | 960 | MISC | [5 empty] | 4 | 2004-10-14 | 68.967 | 68.967 |  | 0 | [17 empty] | 1 | NAS Ltd.
[17 empty] | 0 |  | 0
d> | 0 |  |  |  |  | ICOST |  |  |  | mu_B | ITEM | [5 empty] | 68.967 |  | 0 | [17 empty] | d>
SB | [36 empty] | SB
| -801.9352 |  | PAGE: |  | 17553.82 | [5 empty] | PAGE | [5 empty] | 10507.9975 |  | 160.2 | [18 empty] | 18484.98
| Discy: |  |  |  | PAGE SELL | [11 empty] | PAGE MAT |  | PAGE LAB | [18 empty] | PAGE SELL
TB
t
Level 0 - FAP1
TB
t
Supply and install LSZH conduit recessed in wall or in screed under tiles from fire alarm panel via galvanised trunking to the following fire alarm points.
|  |  |  | Sell Rate | Sell Total |  |  |  |  | IB | [17 empty] | U_M_Sell | T_M_Sell | U_L_Sell | T_L_Sell | Total_Sell | T_M_Cost | T_L_Phr | Mat/Lab=1 |  |  | Sell Total
12 | No |  | Item: 2.05799999999999 | 49.52 | 594.24 | ISELL |  |  |  | mu_A | ITEM | [7 empty] | mu :1.23 | [8 empty] | 17.73 | 212.76 | 31.79 | 381.48 | 594.24 | 172.8 | 11.28 | 2208.96 |  | 12 | 634.8
|  |  | Optical smoke detector | [6 empty] | n
|  | h | [E25_0062_Quintano_Foods_Elec_ELV_As_Awarded.xlsx]Elec_Rates!$D$1029 |  |  | RATE_AAA
12 | 1 | 12 | 092# LSZH Conduit points for Fire alarm devices |  | Local Rate | RTLO_001 | [9 empty] | 14.4 | 172.8 | 0.94 | 11.28 | [17 empty] | 12 | Local Rate
[17 empty] | 0 |  | 0
d> | 0 |  |  |  |  | ICOST |  |  |  | mu_A | ITEM | [5 empty] | 172.8 |  | 11.28 | [17 empty] | d>
|  |  |  | Sell Rate | Sell Total |  |  |  |  | IB | [17 empty] | U_M_Sell | T_M_Sell | U_L_Sell | T_L_Sell | Total_Sell | T_M_Cost | T_L_Phr | Mat/Lab=1 |  |  | Sell Total
2 | No |  | Item: 2.05899999999999 | 49.52 | 99.04 | ISELL |  |  |  | mu_A | ITEM | [7 empty] | mu :1.23 | [8 empty] | 17.73 | 35.46 | 31.79 | 63.58 | 99.04 | 28.8 | 1.88 | 61.36 |  | 2 | 105.8
|  |  | Combined optical smoke detector c/w internal sounder & flashing beacon | [6 empty] | n
|  | h | [E25_0062_Quintano_Foods_Elec_ELV_As_Awarded.xlsx]Elec_Rates!$D$1029 |  |  | RATE_AAA
2 | 1 | 2 | 092# LSZH Conduit points for Fire alarm devices |  | Local Rate | RTLO_001 | [9 empty] | 14.4 | 28.8 | 0.94 | 1.88 | [17 empty] | 2 | Local Rate
[17 empty] | 0 |  | 0
d> | 0 |  |  |  |  | ICOST |  |  |  | mu_A | ITEM | [5 empty] | 28.8 |  | 1.88 | [17 empty] | d>
|  |  |  | Sell Rate | Sell Total |  |  |  |  | IB | [17 empty] | U_M_Sell | T_M_Sell | U_L_Sell | T_L_Sell | Total_Sell | T_M_Cost | T_L_Phr | Mat/Lab=1 |  |  | Sell Total
1 | No |  | Item: 2.05999999999999 | 49.52 | 49.52 | ISELL |  |  |  | mu_A | ITEM | [7 empty] | mu :1.23 | [8 empty] | 17.73 | 17.73 | 31.79 | 31.79 | 49.52 | 14.4 | 0.94 | 15.34 |  | 1 | 52.9
|  |  | External fire sounder | [6 empty] | n
|  | h | [E25_0062_Quintano_Foods_Elec_ELV_As_Awarded.xlsx]Elec_Rates!$D$1029 |  |  | RATE_AAA
1 | 1 | 1 | 092# LSZH Conduit points for Fire alarm devices |  | Local Rate | RTLO_001 | [9 empty] | 14.4 | 14.4 | 0.94 | 0.94 | [17 empty] | 1 | Local Rate
[17 empty] | 0 |  | 0
d> | 0 |  |  |  |  | ICOST |  |  |  | mu_A | ITEM | [5 empty] | 14.4 |  | 0.94 | [17 empty] | d>
|  |  |  | Sell Rate | Sell Total |  |  |  |  | IB | [17 empty] | U_M_Sell | T_M_Sell | U_L_Sell | T_L_Sell | Total_Sell | T_M_Cost | T_L_Phr | Mat/Lab=1 |  |  | Sell Total
4 | No |  | Item: 2.06099999999999 | 49.52 | 198.08 | ISELL |  |  |  | mu_A | ITEM | [7 empty] | mu :1.23 | [8 empty] | 17.73 | 70.92 | 31.79 | 127.16 | 198.08 | 57.6 | 3.76 | 245.44 |  | 4 | 211.6
|  |  | Manual call point | [6 empty] | n
|  | h | [E25_0062_Quintano_Foods_Elec_ELV_As_Awarded.xlsx]Elec_Rates!$D$1029 |  |  | RATE_AAA
4 | 1 | 4 | 092# LSZH Conduit points for Fire alarm devices |  | Local Rate | RTLO_001 | [9 empty] | 14.4 | 57.6 | 0.94 | 3.76 | [17 empty] | 4 | Local Rate
[17 empty] | 0 |  | 0
d> | 0 |  |  |  |  | ICOST |  |  |  | mu_A | ITEM | [5 empty] | 57.6 |  | 3.76 | [17 empty] | d>
|  |  |  | Sell Rate | Sell Total |  |  |  |  | IB | [17 empty] | U_M_Sell | T_M_Sell | U_L_Sell | T_L_Sell | Total_Sell | T_M_Cost | T_L_Phr | Mat/Lab=1 |  |  | Sell Total
1 | No |  | Item: 2.06199999999999 | 49.52 | 49.52 | ISELL |  |  |  | mu_A | ITEM | [7 empty] | mu :1.23 | [8 empty] | 17.73 | 17.73 | 31.79 | 31.79 | 49.52 | 14.4 | 0.94 | 15.34 |  | 1 | 52.9
|  |  | Interface unit for Autodialler | [6 empty] | n
|  | h | [E25_0062_Quintano_Foods_Elec_ELV_As_Awarded.xlsx]Elec_Rates!$D$1029 |  |  | RATE_AAA
1 | 1 | 1 | 092# LSZH Conduit points for Fire alarm devices |  | Local Rate | RTLO_001 | [9 empty] | 14.4 | 14.4 | 0.94 | 0.94 | [17 empty] | 1 | Local Rate
[17 empty] | 0 |  | 0
d> | 0 |  |  |  |  | ICOST |  |  |  | mu_A | ITEM | [5 empty] | 14.4 |  | 0.94 | [17 empty] | d>
|  |  |  | Sell Rate | Sell Total |  |  |  |  | IB | [17 empty] | U_M_Sell | T_M_Sell | U_L_Sell | T_L_Sell | Total_Sell | T_M_Cost | T_L_Phr | Mat/Lab=1 |  |  | Sell Total
1 | No |  | Item: 2.06299999999999 | 49.52 | 49.52 | ISELL |  |  |  | mu_A | ITEM | [7 empty] | mu :1.23 | [8 empty] | 17.73 | 17.73 | 31.79 | 31.79 | 49.52 | 14.4 | 0.94 | 15.34 |  | 1 | 52.9
|  |  | Interface unit for VCP | [6 empty] | n
|  | h | [E25_0062_Quintano_Foods_Elec_ELV_As_Awarded.xlsx]Elec_Rates!$D$1029 |  |  | RATE_AAA
1 | 1 | 1 | 092# LSZH Conduit points for Fire alarm devices |  | Local Rate | RTLO_001 | [9 empty] | 14.4 | 14.4 | 0.94 | 0.94 | [17 empty] | 1 | Local Rate
[17 empty] | 0 |  | 0
d> | 0 |  |  |  |  | ICOST |  |  |  | mu_A | ITEM | [5 empty] | 14.4 |  | 0.94 | [17 empty] | d>
|  |  |  | Sell Rate | Sell Total |  |  |  |  | IB | [17 empty] | U_M_Sell | T_M_Sell | U_L_Sell | T_L_Sell | Total_Sell | T_M_Cost | T_L_Phr | Mat/Lab=1 |  |  | Sell Total
1 | No |  | Item: 2.06399999999999 | 49.52 | 49.52 | ISELL |  |  |  | mu_A | ITEM | [7 empty] | mu :1.23 | [8 empty] | 17.73 | 17.73 | 31.79 | 31.79 | 49.52 | 14.4 | 0.94 | 15.34 |  | 1 | 52.9
|  |  | Interface unit for Fire Damper Control Panel | [6 empty] | n
|  | h | [E25_0062_Quintano_Foods_Elec_ELV_As_Awarded.xlsx]Elec_Rates!$D$1029 |  |  | RATE_AAA
1 | 1 | 1 | 092# LSZH Conduit points for Fire alarm devices |  | Local Rate | RTLO_001 | [9 empty] | 14.4 | 14.4 | 0.94 | 0.94 | [17 empty] | 1 | Local Rate
[17 empty] | 0 |  | 0
d> | 0 |  |  |  |  | ICOST |  |  |  | mu_A | ITEM | [5 empty] | 14.4 |  | 0.94 | [17 empty] | d>
|  |  |  | Sell Rate | Sell Total |  |  |  |  | IB | [17 empty] | U_M_Sell | T_M_Sell | U_L_Sell | T_L_Sell | Total_Sell | T_M_Cost | T_L_Phr | Mat/Lab=1 |  |  | Sell Total
1 | No |  | Item: 2.06499999999999 | 49.52 | 49.52 | ISELL |  |  |  | mu_A | ITEM | [7 empty] | mu :1.23 | [8 empty] | 17.73 | 17.73 | 31.79 | 31.79 | 49.52 | 14.4 | 0.94 | 15.34 |  | 1 | 52.9
|  |  | Interface unit for Automatic Opening Vents Control Panel | [6 empty] | n
|  | h | [E25_0062_Quintano_Foods_Elec_ELV_As_Awarded.xlsx]Elec_Rates!$D$1029 |  |  | RATE_AAA
1 | 1 | 1 | 092# LSZH Conduit points for Fire alarm devices |  | Local Rate | RTLO_001 | [9 empty] | 14.4 | 14.4 | 0.94 | 0.94 | [17 empty] | 1 | Local Rate
[17 empty] | 0 |  | 0
d> | 0 |  |  |  |  | ICOST |  |  |  | mu_A | ITEM | [5 empty] | 14.4 |  | 0.94 | [17 empty] | d>
TB
t
Wiring of the following fire alarm points from the Fire alarm panel, using fire proof cable clipped directly to the wall / ceiling or through conduits, as per specification
|  |  |  | Sell Rate | Sell Total |  |  |  |  | IB | [17 empty] | U_M_Sell | T_M_Sell | U_L_Sell | T_L_Sell | Total_Sell | T_M_Cost | T_L_Phr | Mat/Lab=1 |  |  | Sell Total
12 | No |  | Item: 2.06599999999999 | 36.95 | 443.4 | ISELL |  |  |  | mu_B | ITEM | [7 empty] | mu: 1.13 | [8 empty] | 36.95 | 443.4 | 0 | 0 | 443.4 | 392.85 | 0 | 4714.2 |  | 12 | 482.52
|  |  | Optical smoke detector | [6 empty] | n
12 | LS |  | SUBCONTRACTING WORKS |  | NAS Ltd - Fire Alarm | SUBC_001 | 960 | MISC | [5 empty] | 4 | 2004-10-14 | 32.7375 | 392.85 |  | 0 | [17 empty] | 12 | NAS Ltd.
[17 empty] | 0 |  | 0
d> | 0 |  |  |  |  | ICOST |  |  |  | mu_B | ITEM | [5 empty] | 392.85 |  | 0 | [17 empty] | d>
|  |  |  | Sell Rate | Sell Total |  |  |  |  | IB | [17 empty] | U_M_Sell | T_M_Sell | U_L_Sell | T_L_Sell | Total_Sell | T_M_Cost | T_L_Phr | Mat/Lab=1 |  |  | Sell Total
2 | No |  | Item: 2.06699999999999 | 36.95 | 73.9 | ISELL |  |  |  | mu_B | ITEM | [7 empty] | mu: 1.13 | [8 empty] | 36.95 | 73.9 | 0 | 0 | 73.9 | 65.48 | 0 | 130.96 |  | 2 | 80.42
|  |  | Combined optical smoke detector c/w internal sounder & flashing beacon | [6 empty] | n
2 | LS |  | SUBCONTRACTING WORKS |  | NAS Ltd - Fire Alarm | SUBC_001 | 960 | MISC | [5 empty] | 4 | 2004-10-14 | 32.7375 | 65.475 |  | 0 | [17 empty] | 2 | NAS Ltd.
[17 empty] | 0 |  | 0
d> | 0 |  |  |  |  | ICOST |  |  |  | mu_B | ITEM | [5 empty] | 65.475 |  | 0 | [17 empty] | d>
|  |  |  | Sell Rate | Sell Total |  |  |  |  | IB | [17 empty] | U_M_Sell | T_M_Sell | U_L_Sell | T_L_Sell | Total_Sell | T_M_Cost | T_L_Phr | Mat/Lab=1 |  |  | Sell Total
1 | No |  | Item: 2.06799999999999 | 36.95 | 36.95 | ISELL |  |  |  | mu_B | ITEM | [7 empty] | mu: 1.13 | [8 empty] | 36.95 | 36.95 | 0 | 0 | 36.95 | 32.74 | 0 | 32.74 |  | 1 | 40.21
|  |  | External fire sounder | [6 empty] | n
1 | LS |  | SUBCONTRACTING WORKS |  | NAS Ltd - Fire Alarm | SUBC_001 | 960 | MISC | [5 empty] | 4 | 2004-10-14 | 32.7375 | 32.7375 |  | 0 | [17 empty] | 1 | NAS Ltd.
[17 empty] | 0 |  | 0
d> | 0 |  |  |  |  | ICOST |  |  |  | mu_B | ITEM | [5 empty] | 32.7375 |  | 0 | [17 empty] | d>
|  |  |  | Sell Rate | Sell Total |  |  |  |  | IB | [17 empty] | U_M_Sell | T_M_Sell | U_L_Sell | T_L_Sell | Total_Sell | T_M_Cost | T_L_Phr | Mat/Lab=1 |  |  | Sell Total
4 | No |  | Item: 2.06899999999999 | 36.95 | 147.8 | ISELL |  |  |  | mu_B | ITEM | [7 empty] | mu: 1.13 | [8 empty] | 36.95 | 147.8 | 0 | 0 | 147.8 | 130.95 | 0 | 523.8 |  | 4 | 160.84
|  |  | Manual call point | [6 empty] | n
4 | LS |  | SUBCONTRACTING WORKS |  | NAS Ltd - Fire Alarm | SUBC_001 | 960 | MISC | [5 empty] | 4 | 2004-10-14 | 32.7375 | 130.95 |  | 0 | [17 empty] | 4 | NAS Ltd.
[17 empty] | 0 |  | 0
d> | 0 |  |  |  |  | ICOST |  |  |  | mu_B | ITEM | [5 empty] | 130.95 |  | 0 | [17 empty] | d>
|  |  |  | Sell Rate | Sell Total |  |  |  |  | IB | [17 empty] | U_M_Sell | T_M_Sell | U_L_Sell | T_L_Sell | Total_Sell | T_M_Cost | T_L_Phr | Mat/Lab=1 |  |  | Sell Total
1 | No |  | Item: 2.06999999999999 | 36.95 | 36.95 | ISELL |  |  |  | mu_B | ITEM | [7 empty] | mu: 1.13 | [8 empty] | 36.95 | 36.95 | 0 | 0 | 36.95 | 32.74 | 0 | 32.74 |  | 1 | 40.21
|  |  | Interface unit for Autodialler | [6 empty] | n
1 | LS |  | SUBCONTRACTING WORKS |  | NAS Ltd - Fire Alarm | SUBC_001 | 960 | MISC | [5 empty] | 4 | 2004-10-14 | 32.7375 | 32.7375 |  | 0 | [17 empty] | 1 | NAS Ltd.
[17 empty] | 0 |  | 0
d> | 0 |  |  |  |  | ICOST |  |  |  | mu_B | ITEM | [5 empty] | 32.7375 |  | 0 | [17 empty] | d>
|  |  |  | Sell Rate | Sell Total |  |  |  |  | IB | [17 empty] | U_M_Sell | T_M_Sell | U_L_Sell | T_L_Sell | Total_Sell | T_M_Cost | T_L_Phr | Mat/Lab=1 |  |  | Sell Total
1 | No |  | Item: 2.07099999999999 | 36.95 | 36.95 | ISELL |  |  |  | mu_B | ITEM | [7 empty] | mu: 1.13 | [8 empty] | 36.95 | 36.95 | 0 | 0 | 36.95 | 32.74 | 0 | 32.74 |  | 1 | 40.21
|  |  | Interface unit for VCP | [6 empty] | n
1 | LS |  | SUBCONTRACTING WORKS |  | NAS Ltd - Fire Alarm | SUBC_001 | 960 | MISC | [5 empty] | 4 | 2004-10-14 | 32.7375 | 32.7375 |  | 0 | [17 empty] | 1 | NAS Ltd.
[17 empty] | 0 |  | 0
d> | 0 |  |  |  |  | ICOST |  |  |  | mu_B | ITEM | [5 empty] | 32.7375 |  | 0 | [17 empty] | d>
|  |  |  | Sell Rate | Sell Total |  |  |  |  | IB | [17 empty] | U_M_Sell | T_M_Sell | U_L_Sell | T_L_Sell | Total_Sell | T_M_Cost | T_L_Phr | Mat/Lab=1 |  |  | Sell Total
1 | No |  | Item: 2.07199999999999 | 36.95 | 36.95 | ISELL |  |  |  | mu_B | ITEM | [7 empty] | mu: 1.13 | [8 empty] | 36.95 | 36.95 | 0 | 0 | 36.95 | 32.74 | 0 | 32.74 |  | 1 | 40.21
|  |  | Interface unit for Fire Damper Control Panel | [6 empty] | n
1 | LS |  | SUBCONTRACTING WORKS |  | NAS Ltd - Fire Alarm | SUBC_001 | 960 | MISC | [5 empty] | 4 | 2004-10-14 | 32.7375 | 32.7375 |  | 0 | [17 empty] | 1 | NAS Ltd.
[17 empty] | 0 |  | 0
d> | 0 |  |  |  |  | ICOST |  |  |  | mu_B | ITEM | [5 empty] | 32.7375 |  | 0 | [17 empty] | d>
|  |  |  | Sell Rate | Sell Total |  |  |  |  | IB | [17 empty] | U_M_Sell | T_M_Sell | U_L_Sell | T_L_Sell | Total_Sell | T_M_Cost | T_L_Phr | Mat/Lab=1 |  |  | Sell Total
1 | No |  | Item: 2.07299999999999 | 36.95 | 36.95 | ISELL |  |  |  | mu_B | ITEM | [7 empty] | mu: 1.13 | [8 empty] | 36.95 | 36.95 | 0 | 0 | 36.95 | 32.74 | 0 | 32.74 |  | 1 | 40.21
|  |  | Interface unit for Automatic Opening Vents Control Panel | [6 empty] | n
1 | LS |  | SUBCONTRACTING WORKS |  | NAS Ltd - Fire Alarm | SUBC_001 | 960 | MISC | [5 empty] | 4 | 2004-10-14 | 32.7375 | 32.7375 |  | 0 | [17 empty] | 1 | NAS Ltd.
[17 empty] | 0 |  | 0
d> | 0 |  |  |  |  | ICOST |  |  |  | mu_B | ITEM | [5 empty] | 32.7375 |  | 0 | [17 empty] | d>
TB
t
Supply, install and connect of the following equipment:
|  |  |  | Sell Rate | Sell Total |  |  |  |  | IB | [17 empty] | U_M_Sell | T_M_Sell | U_L_Sell | T_L_Sell | Total_Sell | T_M_Cost | T_L_Phr | Mat/Lab=1 |  |  | Sell Total
12 | No |  | Item: 2.07399999999999 | 52.23 | 626.76 | ISELL |  |  |  | mu_B | ITEM | [7 empty] | mu: 1.13 | [8 empty] | 52.23 | 626.76 | 0 | 0 | 626.76 | 555.23 | 0 | 6662.76 |  | 12 | 681.96
|  |  | Optical smoke detector | [6 empty] | n
12 | LS |  | SUBCONTRACTING WORKS |  | NAS Ltd - Fire Alarm | SUBC_001 | 960 | MISC | [5 empty] | 4 | 2004-10-14 | 46.269 | 555.228 |  | 0 | [17 empty] | 12 | NAS Ltd.
[17 empty] | 0 |  | 0
d> | 0 |  |  |  |  | ICOST |  |  |  | mu_B | ITEM | [5 empty] | 555.228 |  | 0 | [17 empty] | d>
|  |  |  | Sell Rate | Sell Total |  |  |  |  | IB | [17 empty] | U_M_Sell | T_M_Sell | U_L_Sell | T_L_Sell | Total_Sell | T_M_Cost | T_L_Phr | Mat/Lab=1 |  |  | Sell Total
2 | No |  | Item: 2.07499999999999 | 93.61 | 187.22 | ISELL |  |  |  | mu_B | ITEM | [7 empty] | mu: 1.13 | [8 empty] | 93.61 | 187.22 | 0 | 0 | 187.22 | 165.87 | 0 | 331.74 |  | 2 | 203.74
|  |  | Combined optical smoke detector c/w internal sounder & flashing beacon | [6 empty] | n
2 | LS |  | SUBCONTRACTING WORKS |  | NAS Ltd - Fire Alarm | SUBC_001 | 960 | MISC | [5 empty] | 4 | 2004-10-14 | 82.935 | 165.87 |  | 0 | [17 empty] | 2 | NAS Ltd.
[17 empty] | 0 |  | 0
d> | 0 |  |  |  |  | ICOST |  |  |  | mu_B | ITEM | [5 empty] | 165.87 |  | 0 | [17 empty] | d>
|  |  |  | Sell Rate | Sell Total |  |  |  |  | IB | [17 empty] | U_M_Sell | T_M_Sell | U_L_Sell | T_L_Sell | Total_Sell | T_M_Cost | T_L_Phr | Mat/Lab=1 |  |  | Sell Total
1 | No |  | Item: 2.07599999999999 | 81.79 | 81.79 | ISELL |  |  |  | mu_B | ITEM | [7 empty] | mu: 1.13 | [8 empty] | 81.79 | 81.79 | 0 | 0 | 81.79 | 72.46 | 0 | 72.46 |  | 1 | 89
|  |  | External fire sounder | [6 empty] | n
1 | LS |  | SUBCONTRACTING WORKS |  | NAS Ltd - Fire Alarm | SUBC_001 | 960 | MISC | [5 empty] | 4 | 2004-10-14 | 72.459 | 72.459 |  | 0 | [17 empty] | 1 | NAS Ltd.
[17 empty] | 0 |  | 0
d> | 0 |  |  |  |  | ICOST |  |  |  | mu_B | ITEM | [5 empty] | 72.459 |  | 0 | [17 empty] | d>
|  |  |  | Sell Rate | Sell Total |  |  |  |  | IB | [17 empty] | U_M_Sell | T_M_Sell | U_L_Sell | T_L_Sell | Total_Sell | T_M_Cost | T_L_Phr | Mat/Lab=1 |  |  | Sell Total
4 | No |  | Item: 2.07699999999999 | 54.2 | 216.8 | ISELL |  |  |  | mu_B | ITEM | [7 empty] | mu: 1.13 | [8 empty] | 54.2 | 216.8 | 0 | 0 | 216.8 | 192.06 | 0 | 768.24 |  | 4 | 235.92
|  |  | Manual call point c/w cover | [6 empty] | n
4 | LS |  | SUBCONTRACTING WORKS |  | NAS Ltd - Fire Alarm | SUBC_001 | 960 | MISC | [5 empty] | 4 | 2004-10-14 | 48.015 | 192.06 |  | 0 | [17 empty] | 4 | NAS Ltd.
[17 empty] | 0 |  | 0
d> | 0 |  |  |  |  | ICOST |  |  |  | mu_B | ITEM | [5 empty] | 192.06 |  | 0 | [17 empty] | d>
|  |  |  | Sell Rate | Sell Total |  |  |  |  | IB | [17 empty] | U_M_Sell | T_M_Sell | U_L_Sell | T_L_Sell | Total_Sell | T_M_Cost | T_L_Phr | Mat/Lab=1 |  |  | Sell Total
1 | No |  | Item: 2.07799999999999 | 77.85 | 77.85 | ISELL |  |  |  | mu_B | ITEM | [7 empty] | mu: 1.13 | [8 empty] | 77.85 | 77.85 | 0 | 0 | 77.85 | 68.97 | 0 | 68.97 |  | 1 | 84.71
|  |  | Interface unit for Autodialler | [6 empty] | n
1 | LS |  | SUBCONTRACTING WORKS |  | NAS Ltd - Fire Alarm | SUBC_001 | 960 | MISC | [5 empty] | 4 | 2004-10-14 | 68.967 | 68.967 |  | 0 | [17 empty] | 1 | NAS Ltd.
[17 empty] | 0 |  | 0
d> | 0 |  |  |  |  | ICOST |  |  |  | mu_B | ITEM | [5 empty] | 68.967 |  | 0 | [17 empty] | d>
|  |  |  | Sell Rate | Sell Total |  |  |  |  | IB | [17 empty] | U_M_Sell | T_M_Sell | U_L_Sell | T_L_Sell | Total_Sell | T_M_Cost | T_L_Phr | Mat/Lab=1 |  |  | Sell Total
1 | No |  | Item: 2.07899999999999 | 77.85 | 77.85 | ISELL |  |  |  | mu_B | ITEM | [7 empty] | mu: 1.13 | [8 empty] | 77.85 | 77.85 | 0 | 0 | 77.85 | 68.97 | 0 | 68.97 |  | 1 | 84.71
|  |  | Interface unit for VCP | [6 empty] | n
1 | LS |  | SUBCONTRACTING WORKS |  | NAS Ltd - Fire Alarm | SUBC_001 | 960 | MISC | [5 empty] | 4 | 2004-10-14 | 68.967 | 68.967 |  | 0 | [17 empty] | 1 | NAS Ltd.
[17 empty] | 0 |  | 0
d> | 0 |  |  |  |  | ICOST |  |  |  | mu_B | ITEM | [5 empty] | 68.967 |  | 0 | [17 empty] | d>
|  |  |  | Sell Rate | Sell Total |  |  |  |  | IB | [17 empty] | U_M_Sell | T_M_Sell | U_L_Sell | T_L_Sell | Total_Sell | T_M_Cost | T_L_Phr | Mat/Lab=1 |  |  | Sell Total
1 | No |  | Item: 2.07999999999999 | 77.85 | 77.85 | ISELL |  |  |  | mu_B | ITEM | [7 empty] | mu: 1.13 | [8 empty] | 77.85 | 77.85 | 0 | 0 | 77.85 | 68.97 | 0 | 68.97 |  | 1 | 84.71
|  |  | Interface unit for Fire Damper Control Panel | [6 empty] | n
1 | LS |  | SUBCONTRACTING WORKS |  | NAS Ltd - Fire Alarm | SUBC_001 | 960 | MISC | [5 empty] | 4 | 2004-10-14 | 68.967 | 68.967 |  | 0 | [17 empty] | 1 | NAS Ltd.
[17 empty] | 0 |  | 0
d> | 0 |  |  |  |  | ICOST |  |  |  | mu_B | ITEM | [5 empty] | 68.967 |  | 0 | [17 empty] | d>
|  |  |  | Sell Rate | Sell Total |  |  |  |  | IB | [17 empty] | U_M_Sell | T_M_Sell | U_L_Sell | T_L_Sell | Total_Sell | T_M_Cost | T_L_Phr | Mat/Lab=1 |  |  | Sell Total
1 | No |  | Item: 2.08099999999999 | 77.85 | 77.85 | ISELL |  |  |  | mu_B | ITEM | [7 empty] | mu: 1.13 | [8 empty] | 77.85 | 77.85 | 0 | 0 | 77.85 | 68.97 | 0 | 68.97 |  | 1 | 84.71
|  |  | Interface unit for Automatic Opening Vents Control Panel | [6 empty] | n
1 | LS |  | SUBCONTRACTING WORKS |  | NAS Ltd - Fire Alarm | SUBC_001 | 960 | MISC | [5 empty] | 4 | 2004-10-14 | 68.967 | 68.967 |  | 0 | [17 empty] | 1 | NAS Ltd.
[17 empty] | 0 |  | 0
d> | 0 |  |  |  |  | ICOST |  |  |  | mu_B | ITEM | [5 empty] | 68.967 |  | 0 | [17 empty] | d>
|  |  |  | Sell Rate | Sell Total |  |  |  |  | IB | [17 empty] | U_M_Sell | T_M_Sell | U_L_Sell | T_L_Sell | Total_Sell | T_M_Cost | T_L_Phr | Mat/Lab=1 |  |  | Sell Total
1 | No |  | Item: 2.08199999999999 | 3941.53 | 3941.53 | ISELL |  |  |  | mu_B | ITEM | [7 empty] | mu: 1.13 | [8 empty] | 3941.53 | 3941.53 | 0 | 0 | 3941.53 | 3492 | 0 | 3492 |  | 1 | 4289.18
|  |  | Fire Alarm Panel as per specs | [6 empty] | n
1 | LS |  | SUBCONTRACTING WORKS |  | NAS Ltd - Fire Alarm | SUBC_001 | 960 | MISC | [5 empty] | 4 | 2004-10-14 | 3492 | 3492 |  | 0 | [17 empty] | 1 | NAS Ltd.
[17 empty] | 0 |  | 0
d> | 0 |  |  |  |  | ICOST |  |  |  | mu_B | ITEM | [5 empty] | 3492 |  | 0 | [17 empty] | d>
|  |  |  | Sell Rate | Sell Total |  |  |  |  | IB | [17 empty] | U_M_Sell | T_M_Sell | U_L_Sell | T_L_Sell | Total_Sell | T_M_Cost | T_L_Phr | Mat/Lab=1 |  |  | Sell Total
1 | No. |  | Item: 2.08299999999999 | 147.81 | 147.81 | ISELL |  |  |  | mu_B | ITEM | [7 empty] | mu: 1.13 | [8 empty] | 147.81 | 147.81 | 0 | 0 | 147.81 | 130.95 | 0 | 130.95 |  | 1 | 160.84
|  |  | Autodialler | [6 empty] | n
1 | LS |  | SUBCONTRACTING WORKS |  | NAS Ltd - Fire Alarm | SUBC_001 | 960 | MISC | [5 empty] | 4 | 2004-10-14 | 130.95 | 130.95 |  | 0 | [17 empty] | 1 | NAS Ltd.
[17 empty] | 0 |  | 0
d> | 0 |  |  |  |  | ICOST |  |  |  | mu_B | ITEM | [5 empty] | 130.95 |  | 0 | [17 empty] | d>
SB | [36 empty] | SB
| -578.3074 |  | PAGE: |  | 7502.12 | [5 empty] | PAGE | [5 empty] | 5968.5975 |  | 21.62 | [18 empty] | 8141.01
| Discy: |  |  |  | PAGE SELL | [11 empty] | PAGE MAT |  | PAGE LAB | [18 empty] | PAGE SELL
TB
t
Level 0 - FAP2
TB
t
Supply and install LSZH conduit recessed in wall or in screed under tiles from fire alarm panel via galvanised trunking to the following fire alarm points.
|  |  |  | Sell Rate | Sell Total |  |  |  |  | IB | [17 empty] | U_M_Sell | T_M_Sell | U_L_Sell | T_L_Sell | Total_Sell | T_M_Cost | T_L_Phr | Mat/Lab=1 |  |  | Sell Total
2 | No |  | Item: 2.08399999999999 | 49.52 | 99.04 | ISELL |  |  |  | mu_A | ITEM | [7 empty] | mu :1.23 | [8 empty] | 17.73 | 35.46 | 31.79 | 63.58 | 99.04 | 28.8 | 1.88 | 61.36 |  | 2 | 105.8
|  |  | Optical smoke detector | [6 empty] | n
|  | h | [E25_0062_Quintano_Foods_Elec_ELV_As_Awarded.xlsx]Elec_Rates!$D$1029 |  |  | RATE_AAA
2 | 1 | 2 | 092# LSZH Conduit points for Fire alarm devices |  | Local Rate | RTLO_001 | [9 empty] | 14.4 | 28.8 | 0.94 | 1.88 | [17 empty] | 2 | Local Rate
[17 empty] | 0 |  | 0
d> | 0 |  |  |  |  | ICOST |  |  |  | mu_A | ITEM | [5 empty] | 28.8 |  | 1.88 | [17 empty] | d>
TB
t
Supply and install galvanised conduit surface mounted from fire alarm panel via galvanised trunking to the following fire alarm points.
|  |  |  | Sell Rate | Sell Total |  |  |  |  | IB | [17 empty] | U_M_Sell | T_M_Sell | U_L_Sell | T_L_Sell | Total_Sell | T_M_Cost | T_L_Phr | Mat/Lab=1 |  |  | Sell Total
6 | No |  | Item: 2.08499999999999 | 98.17 | 589.02 | ISELL |  |  |  | mu_A | ITEM | [7 empty] | mu :1.23 | [8 empty] | 37.31 | 223.86 | 60.86 | 365.16 | 589.02 | 181.8 | 10.8 | 1155.6 |  | 6 | 629.64
|  |  | Optical smoke detector | [6 empty] | n
|  | h | [E25_0062_Quintano_Foods_Elec_ELV_As_Awarded.xlsx]Elec_Rates!$D$1023 |  |  | RATE_AAA
6 | 1 | 6 | 091# Galvanised Conduit points for Fire alarm devices |  | Local Rate | RTLO_002 | [9 empty] | 30.3 | 181.8 | 1.8 | 10.8 | [17 empty] | 6 | Local Rate
[17 empty] | 0 |  | 0
d> | 0 |  |  |  |  | ICOST |  |  |  | mu_A | ITEM | [5 empty] | 181.8 |  | 10.8 | [17 empty] | d>
|  |  |  | Sell Rate | Sell Total |  |  |  |  | IB | [17 empty] | U_M_Sell | T_M_Sell | U_L_Sell | T_L_Sell | Total_Sell | T_M_Cost | T_L_Phr | Mat/Lab=1 |  |  | Sell Total
3 | No |  | Item: 2.08599999999999 | 98.17 | 294.51 | ISELL |  |  |  | mu_A | ITEM | [7 empty] | mu :1.23 | [8 empty] | 37.31 | 111.93 | 60.86 | 182.58 | 294.51 | 90.9 | 5.4 | 288.9 |  | 3 | 314.82
|  |  | Combined optical smoke detector c/w internal sounder & flashing beacon | [6 empty] | n
|  | h | [E25_0062_Quintano_Foods_Elec_ELV_As_Awarded.xlsx]Elec_Rates!$D$1023 |  |  | RATE_AAA
3 | 1 | 3 | 091# Galvanised Conduit points for Fire alarm devices |  | Local Rate | RTLO_002 | [9 empty] | 30.3 | 90.9 | 1.8 | 5.4 | [17 empty] | 3 | Local Rate
[17 empty] | 0 |  | 0
d> | 0 |  |  |  |  | ICOST |  |  |  | mu_A | ITEM | [5 empty] | 90.9 |  | 5.4 | [17 empty] | d>
|  |  |  | Sell Rate | Sell Total |  |  |  |  | IB | [17 empty] | U_M_Sell | T_M_Sell | U_L_Sell | T_L_Sell | Total_Sell | T_M_Cost | T_L_Phr | Mat/Lab=1 |  |  | Sell Total
1 | No |  | Item: 2.08699999999999 | 98.17 | 98.17 | ISELL |  |  |  | mu_A | ITEM | [7 empty] | mu :1.23 | [8 empty] | 37.31 | 37.31 | 60.86 | 60.86 | 98.17 | 30.3 | 1.8 | 32.1 |  | 1 | 104.94
|  |  | External fire sounder | [6 empty] | n
|  | h | [E25_0062_Quintano_Foods_Elec_ELV_As_Awarded.xlsx]Elec_Rates!$D$1023 |  |  | RATE_AAA
1 | 1 | 1 | 091# Galvanised Conduit points for Fire alarm devices |  | Local Rate | RTLO_002 | [9 empty] | 30.3 | 30.3 | 1.8 | 1.8 | [17 empty] | 1 | Local Rate
[17 empty] | 0 |  | 0
d> | 0 |  |  |  |  | ICOST |  |  |  | mu_A | ITEM | [5 empty] | 30.3 |  | 1.8 | [17 empty] | d>
|  |  |  | Sell Rate | Sell Total |  |  |  |  | IB | [17 empty] | U_M_Sell | T_M_Sell | U_L_Sell | T_L_Sell | Total_Sell | T_M_Cost | T_L_Phr | Mat/Lab=1 |  |  | Sell Total
5 | No |  | Item: 2.08799999999999 | 98.17 | 490.85 | ISELL |  |  |  | mu_A | ITEM | [7 empty] | mu :1.23 | [8 empty] | 37.31 | 186.55 | 60.86 | 304.3 | 490.85 | 151.5 | 9 | 802.5 |  | 5 | 524.7
|  |  | Manual call point | [6 empty] | n
|  | h | [E25_0062_Quintano_Foods_Elec_ELV_As_Awarded.xlsx]Elec_Rates!$D$1023 |  |  | RATE_AAA
5 | 1 | 5 | 091# Galvanised Conduit points for Fire alarm devices |  | Local Rate | RTLO_002 | [9 empty] | 30.3 | 151.5 | 1.8 | 9 | [17 empty] | 5 | Local Rate
[17 empty] | 0 |  | 0
d> | 0 |  |  |  |  | ICOST |  |  |  | mu_A | ITEM | [5 empty] | 151.5 |  | 9 | [17 empty] | d>
|  |  |  | Sell Rate | Sell Total |  |  |  |  | IB | [17 empty] | U_M_Sell | T_M_Sell | U_L_Sell | T_L_Sell | Total_Sell | T_M_Cost | T_L_Phr | Mat/Lab=1 |  |  | Sell Total
1 | No |  | Item: 2.08899999999999 | 98.17 | 98.17 | ISELL |  |  |  | mu_A | ITEM | [7 empty] | mu :1.23 | [8 empty] | 37.31 | 37.31 | 60.86 | 60.86 | 98.17 | 30.3 | 1.8 | 32.1 |  | 1 | 104.94
|  |  | Interface unit for Autodialler | [6 empty] | n
|  | h | [E25_0062_Quintano_Foods_Elec_ELV_As_Awarded.xlsx]Elec_Rates!$D$1023 |  |  | RATE_AAA
1 | 1 | 1 | 091# Galvanised Conduit points for Fire alarm devices |  | Local Rate | RTLO_002 | [9 empty] | 30.3 | 30.3 | 1.8 | 1.8 | [17 empty] | 1 | Local Rate
[17 empty] | 0 |  | 0
d> | 0 |  |  |  |  | ICOST |  |  |  | mu_A | ITEM | [5 empty] | 30.3 |  | 1.8 | [17 empty] | d>
|  |  |  | Sell Rate | Sell Total |  |  |  |  | IB | [17 empty] | U_M_Sell | T_M_Sell | U_L_Sell | T_L_Sell | Total_Sell | T_M_Cost | T_L_Phr | Mat/Lab=1 |  |  | Sell Total
5 | No |  | Item: 2.08999999999999 | 98.17 | 490.85 | ISELL |  |  |  | mu_A | ITEM | [7 empty] | mu :1.23 | [8 empty] | 37.31 | 186.55 | 60.86 | 304.3 | 490.85 | 151.5 | 9 | 802.5 |  | 5 | 524.7
|  |  | Interface unit for Zone Assembly Valve | [6 empty] | n
|  | h | [E25_0062_Quintano_Foods_Elec_ELV_As_Awarded.xlsx]Elec_Rates!$D$1023 |  |  | RATE_AAA
5 | 1 | 5 | 091# Galvanised Conduit points for Fire alarm devices |  | Local Rate | RTLO_002 | [9 empty] | 30.3 | 151.5 | 1.8 | 9 | [17 empty] | 5 | Local Rate
[17 empty] | 0 |  | 0
d> | 0 |  |  |  |  | ICOST |  |  |  | mu_A | ITEM | [5 empty] | 151.5 |  | 9 | [17 empty] | d>
|  |  |  | Sell Rate | Sell Total |  |  |  |  | IB | [17 empty] | U_M_Sell | T_M_Sell | U_L_Sell | T_L_Sell | Total_Sell | T_M_Cost | T_L_Phr | Mat/Lab=1 |  |  | Sell Total
3 | No |  | Item: 2.09099999999999 | 98.17 | 294.51 | ISELL |  |  |  | mu_A | ITEM | [7 empty] | mu :1.23 | [8 empty] | 37.31 | 111.93 | 60.86 | 182.58 | 294.51 | 90.9 | 5.4 | 288.9 |  | 3 | 314.82
|  |  | Interface unit for Fire Suppression System | [6 empty] | n
|  | h | [E25_0062_Quintano_Foods_Elec_ELV_As_Awarded.xlsx]Elec_Rates!$D$1023 |  |  | RATE_AAA
3 | 1 | 3 | 091# Galvanised Conduit points for Fire alarm devices |  | Local Rate | RTLO_002 | [9 empty] | 30.3 | 90.9 | 1.8 | 5.4 | [17 empty] | 3 | Local Rate
[17 empty] | 0 |  | 0
d> | 0 |  |  |  |  | ICOST |  |  |  | mu_A | ITEM | [5 empty] | 90.9 |  | 5.4 | [17 empty] | d>
|  |  |  | Sell Rate | Sell Total |  |  |  |  | IB | [17 empty] | U_M_Sell | T_M_Sell | U_L_Sell | T_L_Sell | Total_Sell | T_M_Cost | T_L_Phr | Mat/Lab=1 |  |  | Sell Total
1 | No |  | Item: 2.09199999999999 | 98.17 | 98.17 | ISELL |  |  |  | mu_A | ITEM | [7 empty] | mu :1.23 | [8 empty] | 37.31 | 37.31 | 60.86 | 60.86 | 98.17 | 30.3 | 1.8 | 32.1 |  | 1 | 104.94
|  |  | Interface unit for Aspiration Detection System | [6 empty] | n
|  | h | [E25_0062_Quintano_Foods_Elec_ELV_As_Awarded.xlsx]Elec_Rates!$D$1023 |  |  | RATE_AAA
1 | 1 | 1 | 091# Galvanised Conduit points for Fire alarm devices |  | Local Rate | RTLO_002 | [9 empty] | 30.3 | 30.3 | 1.8 | 1.8 | [17 empty] | 1 | Local Rate
[17 empty] | 0 |  | 0
d> | 0 |  |  |  |  | ICOST |  |  |  | mu_A | ITEM | [5 empty] | 30.3 |  | 1.8 | [17 empty] | d>
|  |  |  | Sell Rate | Sell Total |  |  |  |  | IB | [17 empty] | U_M_Sell | T_M_Sell | U_L_Sell | T_L_Sell | Total_Sell | T_M_Cost | T_L_Phr | Mat/Lab=1 |  |  | Sell Total
1 | No |  | Item: 2.09299999999999 | 98.17 | 98.17 | ISELL |  |  |  | mu_A | ITEM | [7 empty] | mu :1.23 | [8 empty] | 37.31 | 37.31 | 60.86 | 60.86 | 98.17 | 30.3 | 1.8 | 32.1 |  | 1 | 104.94
|  |  | Interface unit for Linear Heat Detection | [6 empty] | n
|  | h | [E25_0062_Quintano_Foods_Elec_ELV_As_Awarded.xlsx]Elec_Rates!$D$1023 |  |  | RATE_AAA
1 | 1 | 1 | 091# Galvanised Conduit points for Fire alarm devices |  | Local Rate | RTLO_002 | [9 empty] | 30.3 | 30.3 | 1.8 | 1.8 | [17 empty] | 1 | Local Rate
[17 empty] | 0 |  | 0
d> | 0 |  |  |  |  | ICOST |  |  |  | mu_A | ITEM | [5 empty] | 30.3 |  | 1.8 | [17 empty] | d>
|  |  |  | Sell Rate | Sell Total |  |  |  |  | IB | [17 empty] | U_M_Sell | T_M_Sell | U_L_Sell | T_L_Sell | Total_Sell | T_M_Cost | T_L_Phr | Mat/Lab=1 |  |  | Sell Total
1 | No |  | Item: 2.09399999999999 | 98.17 | 98.17 | ISELL |  |  |  | mu_A | ITEM | [7 empty] | mu :1.23 | [8 empty] | 37.31 | 37.31 | 60.86 | 60.86 | 98.17 | 30.3 | 1.8 | 32.1 |  | 1 | 104.94
|  |  | Interface unit for DB-FLC | [6 empty] | n
|  | h | [E25_0062_Quintano_Foods_Elec_ELV_As_Awarded.xlsx]Elec_Rates!$D$1023 |  |  | RATE_AAA
1 | 1 | 1 | 091# Galvanised Conduit points for Fire alarm devices |  | Local Rate | RTLO_002 | [9 empty] | 30.3 | 30.3 | 1.8 | 1.8 | [17 empty] | 1 | Local Rate
[17 empty] | 0 |  | 0
d> | 0 |  |  |  |  | ICOST |  |  |  | mu_A | ITEM | [5 empty] | 30.3 |  | 1.8 | [17 empty] | d>
|  |  |  | Sell Rate | Sell Total |  |  |  |  | IB | [17 empty] | U_M_Sell | T_M_Sell | U_L_Sell | T_L_Sell | Total_Sell | T_M_Cost | T_L_Phr | Mat/Lab=1 |  |  | Sell Total
3 | No |  | Item: 2.09499999999999 | 98.17 | 294.51 | ISELL |  |  |  | mu_A | ITEM | [7 empty] | mu :1.23 | [8 empty] | 37.31 | 111.93 | 60.86 | 182.58 | 294.51 | 90.9 | 5.4 | 288.9 |  | 3 | 314.82
|  |  | Interface unit for Fire Rated Shutter | [6 empty] | n
|  | h | [E25_0062_Quintano_Foods_Elec_ELV_As_Awarded.xlsx]Elec_Rates!$D$1023 |  |  | RATE_AAA
3 | 1 | 3 | 091# Galvanised Conduit points for Fire alarm devices |  | Local Rate | RTLO_002 | [9 empty] | 30.3 | 90.9 | 1.8 | 5.4 | [17 empty] | 3 | Local Rate
[17 empty] | 0 |  | 0
d> | 0 |  |  |  |  | ICOST |  |  |  | mu_A | ITEM | [5 empty] | 90.9 |  | 5.4 | [17 empty] | d>
TB
t
Supply and install 316L Stainless Steel conduit surface mounted from fire alarm panel via galvanised trunking to the following fire alarm points.
|  |  |  | Sell Rate | Sell Total |  |  |  |  | IB | [17 empty] | U_M_Sell | T_M_Sell | U_L_Sell | T_L_Sell | Total_Sell | T_M_Cost | T_L_Phr | Mat/Lab=1 |  |  | Sell Total
4 | No |  | Item: 2.09599999999999 | 918.74 | 3674.96 | ISELL |  |  |  | mu_A | ITEM | [7 empty] | mu :1.23 | [8 empty] | 827.44 | 3309.76 | 91.3 | 365.2 | 3674.96 | 2687.94 | 10.8 | 10794.96 |  | 4 | 3715.52
|  |  | External fire sounder/beacon | [6 empty] | n
Stainless Steel conduit at Level 0 Warehouse
48 | m |  | Conduit Stainless Steel 25mm RATE |  |  | COGV_025 | 690 | (__) | 20mm |  |  |  |  | 1 | 2004-05-27 | 19.08 | 915.84 | 0.25 | 10.8 | [17 empty] | 48
8 | No |  | Conduit Stainless Steel Male Bush 25mm |  |  | COGV_038 | 690 | (__) | 20mm |  |  |  |  | 1 | 2004-06-24 | 11.53 | 92.24 |  | 0 | [17 empty] | 8
24 | No |  | Conduit Stainless Steel Coupler 25mm |  |  | COGV_038 | 690 | (__) | 20mm |  |  |  |  | 1 | 2004-06-24 | 8.67 | 208.08 |  | 0 | [17 empty] | 24
32 | No |  | Conduit Stainless Steel Saddle 25mm |  |  | COGV_029 | 690 | (__) | 20mm |  |  |  |  | 1 | 2004-05-29 | 13.14 | 420.48 |  | 0 | [17 empty] | 32
16 | No |  | Conduit Stainless Steel Bend 25mm |  | Added one at accesssory for side entry | COGV_029 | 690 | (__) | 20mm |  |  |  |  | 1 | 2004-05-29 | 43.93 | 702.88 |  | 0 | [17 empty] | 16 | Added one at accesssory for side entry
8 | No |  | Conduit Stainless Steel silicon washer 25mm |  |  | COGV_029 | 690 | (__) | 20mm |  |  |  |  | 1 | 2004-05-29 | 1.94 | 15.52 |  | 0 | [17 empty] | 8
4 | No |  | Conduit Stainless Back Box |  |  | COGV_029 | 690 | (__) | 20mm |  |  |  |  | 1 | 2004-05-29 | 50 | 200 |  | 0 | [17 empty] | 4
56 | No |  | Woodscrews Stainless Steel |  |  | COGV_033 | 690 | (__) | [5 empty] | 1 | 2004-05-29 | 0.25 | 14 |  | 0 | [17 empty] | 56
1 | LS |  | Crainage & Transportation |  | Scissors Lift | CRAI_002 | 962 | MISC | [5 empty] | 2 | 2004-05-22 | 98.4 | 98.4 |  | 0 | [17 empty] | 1 | Scissors Lift
1 | No |  | Diesel Fuel |  | Approx €25/daily - info from Godwin by phone | GENS_022 | 845 | (__) | [5 empty] | 3 | 2008-09-22 | 20.5 | 20.5 |  | 0 | [17 empty] | 1 | Approx €25/daily - info from Godwin by phone
[17 empty] | 0 |  | 0
d> | 0 |  |  |  |  | ICOST |  |  |  | mu_A | ITEM | [5 empty] | 2687.94 |  | 10.8 | [17 empty] | d>
|  |  |  | Sell Rate | Sell Total |  |  |  |  | IB | [17 empty] | U_M_Sell | T_M_Sell | U_L_Sell | T_L_Sell | Total_Sell | T_M_Cost | T_L_Phr | Mat/Lab=1 |  |  | Sell Total
5 | No |  | Item: 2.09699999999999 | 1065.77 | 5328.85 | ISELL |  |  |  | mu_A | ITEM | [7 empty] | mu :1.23 | [8 empty] | 951.65 | 4758.25 | 114.12 | 570.6 | 5328.85 | 3864.28 | 16.88 | 19405.8 |  | 5 | 5392.25
|  |  | Manual call point | [6 empty] | n
Stainless Steel conduit at Level 0 Warehouse
75 | m |  | Conduit Stainless Steel 25mm RATE |  |  | COGV_025 | 690 | (__) | 20mm |  |  |  |  | 1 | 2004-05-27 | 19.08 | 1431 | 0.25 | 16.875 | [17 empty] | 75
10 | No |  | Conduit Stainless Steel Male Bush 25mm |  |  | COGV_038 | 690 | (__) | 20mm |  |  |  |  | 1 | 2004-06-24 | 11.53 | 115.3 |  | 0 | [17 empty] | 10
35 | No |  | Conduit Stainless Steel Coupler 25mm |  |  | COGV_038 | 690 | (__) | 20mm |  |  |  |  | 1 | 2004-06-24 | 8.67 | 303.45 |  | 0 | [17 empty] | 35
50 | No |  | Conduit Stainless Steel Saddle 25mm |  |  | COGV_029 | 690 | (__) | 20mm |  |  |  |  | 1 | 2004-05-29 | 13.14 | 657 |  | 0 | [17 empty] | 50
20 | No |  | Conduit Stainless Steel Bend 25mm |  | Added one at accesssory for side entry | COGV_029 | 690 | (__) | 20mm |  |  |  |  | 1 | 2004-05-29 | 43.93 | 878.6 |  | 0 | [17 empty] | 20 | Added one at accesssory for side entry
10 | No |  | Conduit Stainless Steel silicon washer 25mm |  |  | COGV_029 | 690 | (__) | 20mm |  |  |  |  | 1 | 2004-05-29 | 1.94 | 19.4 |  | 0 | [17 empty] | 10
95 | No |  | Woodscrews Stainless Steel |  |  | COGV_033 | 690 | (__) | [5 empty] | 1 | 2004-05-29 | 0.25 | 23.75 |  | 0 | [17 empty] | 95
5 | No |  | Conduit Stainless Back Box |  |  | COGV_029 | 690 | (__) | 20mm |  |  |  |  | 1 | 2004-05-29 | 50 | 250 |  | 0 | [17 empty] | 5
1 | LS |  | Crainage & Transportation |  | Scissors Lift | CRAI_002 | 962 | MISC | [5 empty] | 2 | 2004-05-22 | 153.75 | 153.75 |  | 0 | [17 empty] | 1 | Scissors Lift
1 | No |  | Diesel Fuel |  | Approx €25/daily - info from Godwin by phone | GENS_022 | 845 | (__) | [5 empty] | 3 | 2008-09-22 | 32.0312 | 32.0312 |  | 0 | [17 empty] | 1 | Approx €25/daily - info from Godwin by phone
[17 empty] | 0 |  | 0
d> | 0 |  |  |  |  | ICOST |  |  |  | mu_A | ITEM | [5 empty] | 3864.2812 |  | 16.875 | [17 empty] | d>
TB
t
Wiring of the following fire alarm points from the Fire alarm panel, using fire proof cable clipped directly to the wall / ceiling or through conduits, as per specification
|  |  |  | Sell Rate | Sell Total |  |  |  |  | IB | [17 empty] | U_M_Sell | T_M_Sell | U_L_Sell | T_L_Sell | Total_Sell | T_M_Cost | T_L_Phr | Mat/Lab=1 |  |  | Sell Total
8 | No |  | Item: 2.09799999999999 | 36.95 | 295.6 | ISELL |  |  |  | mu_B | ITEM | [7 empty] | mu: 1.13 | [8 empty] | 36.95 | 295.6 | 0 | 0 | 295.6 | 261.9 | 0 | 2095.2 |  | 8 | 321.68
|  |  | Optical smoke detector | [6 empty] | n
8 | LS |  | SUBCONTRACTING WORKS |  | NAS Ltd - Fire Alarm | SUBC_001 | 960 | MISC | [5 empty] | 4 | 2004-10-14 | 32.7375 | 261.9 |  | 0 | [17 empty] | 8 | NAS Ltd.
[17 empty] | 0 |  | 0
d> | 0 |  |  |  |  | ICOST |  |  |  | mu_B | ITEM | [5 empty] | 261.9 |  | 0 | [17 empty] | d>
|  |  |  | Sell Rate | Sell Total |  |  |  |  | IB | [17 empty] | U_M_Sell | T_M_Sell | U_L_Sell | T_L_Sell | Total_Sell | T_M_Cost | T_L_Phr | Mat/Lab=1 |  |  | Sell Total
3 | No |  | Item: 2.09899999999999 | 36.95 | 110.85 | ISELL |  |  |  | mu_B | ITEM | [7 empty] | mu: 1.13 | [8 empty] | 36.95 | 110.85 | 0 | 0 | 110.85 | 98.21 | 0 | 294.63 |  | 3 | 120.63
|  |  | Combined optical smoke detector c/w internal sounder & flashing beacon | [6 empty] | n
3 | LS |  | SUBCONTRACTING WORKS |  | NAS Ltd - Fire Alarm | SUBC_001 | 960 | MISC | [5 empty] | 4 | 2004-10-14 | 32.7375 | 98.2125 |  | 0 | [17 empty] | 3 | NAS Ltd.
[17 empty] | 0 |  | 0
d> | 0 |  |  |  |  | ICOST |  |  |  | mu_B | ITEM | [5 empty] | 98.2125 |  | 0 | [17 empty] | d>
|  |  |  | Sell Rate | Sell Total |  |  |  |  | IB | [17 empty] | U_M_Sell | T_M_Sell | U_L_Sell | T_L_Sell | Total_Sell | T_M_Cost | T_L_Phr | Mat/Lab=1 |  |  | Sell Total
1 | No |  | Item: 2.09999999999999 | 36.95 | 36.95 | ISELL |  |  |  | mu_B | ITEM | [7 empty] | mu: 1.13 | [8 empty] | 36.95 | 36.95 | 0 | 0 | 36.95 | 32.74 | 0 | 32.74 |  | 1 | 40.21
|  |  | External fire sounder | [6 empty] | n
1 | LS |  | SUBCONTRACTING WORKS |  | NAS Ltd - Fire Alarm | SUBC_001 | 960 | MISC | [5 empty] | 4 | 2004-10-14 | 32.7375 | 32.7375 |  | 0 | [17 empty] | 1 | NAS Ltd.
[17 empty] | 0 |  | 0
d> | 0 |  |  |  |  | ICOST |  |  |  | mu_B | ITEM | [5 empty] | 32.7375 |  | 0 | [17 empty] | d>
|  |  |  | Sell Rate | Sell Total |  |  |  |  | IB | [17 empty] | U_M_Sell | T_M_Sell | U_L_Sell | T_L_Sell | Total_Sell | T_M_Cost | T_L_Phr | Mat/Lab=1 |  |  | Sell Total
10 | No |  | Item: 2.10099999999999 | 36.95 | 369.5 | ISELL |  |  |  | mu_B | ITEM | [7 empty] | mu: 1.13 | [8 empty] | 36.95 | 369.5 | 0 | 0 | 369.5 | 327.38 | 0 | 3273.8 |  | 10 | 402.1
|  |  | Manual call point | [6 empty] | n
10 | LS |  | SUBCONTRACTING WORKS |  | NAS Ltd - Fire Alarm | SUBC_001 | 960 | MISC | [5 empty] | 4 | 2004-10-14 | 32.7375 | 327.375 |  | 0 | [17 empty] | 10 | NAS Ltd.
[17 empty] | 0 |  | 0
d> | 0 |  |  |  |  | ICOST |  |  |  | mu_B | ITEM | [5 empty] | 327.375 |  | 0 | [17 empty] | d>
|  |  |  | Sell Rate | Sell Total |  |  |  |  | IB | [17 empty] | U_M_Sell | T_M_Sell | U_L_Sell | T_L_Sell | Total_Sell | T_M_Cost | T_L_Phr | Mat/Lab=1 |  |  | Sell Total
1 | No |  | Item: 2.10199999999999 | 36.95 | 36.95 | ISELL |  |  |  | mu_B | ITEM | [7 empty] | mu: 1.13 | [8 empty] | 36.95 | 36.95 | 0 | 0 | 36.95 | 32.74 | 0 | 32.74 |  | 1 | 40.21
|  |  | Interface unit for Autodialler | [6 empty] | n
1 | LS |  | SUBCONTRACTING WORKS |  | NAS Ltd - Fire Alarm | SUBC_001 | 960 | MISC | [5 empty] | 4 | 2004-10-14 | 32.7375 | 32.7375 |  | 0 | [17 empty] | 1 | NAS Ltd.
[17 empty] | 0 |  | 0
d> | 0 |  |  |  |  | ICOST |  |  |  | mu_B | ITEM | [5 empty] | 32.7375 |  | 0 | [17 empty] | d>
|  |  |  | Sell Rate | Sell Total |  |  |  |  | IB | [17 empty] | U_M_Sell | T_M_Sell | U_L_Sell | T_L_Sell | Total_Sell | T_M_Cost | T_L_Phr | Mat/Lab=1 |  |  | Sell Total
5 | No |  | Item: 2.10299999999999 | 41.79 | 208.95 | ISELL |  |  |  | mu_B | ITEM | [7 empty] | mu: 1.13 | [8 empty] | 41.79 | 208.95 | 0 | 0 | 208.95 | 185.12 | 0 | 925.6 |  | 5 | 201.05
|  |  | Interface unit for Zone Assembly Valve | [6 empty] | n
5 | LS |  | SUBCONTRACTING WORKS |  | NAS Ltd - Fire Alarm | SUBC_001 | 960 | MISC | [5 empty] | 4 | 2004-10-14 | 37.0237 | 185.1188 |  | 0 | [17 empty] | 5 | NAS Ltd.
[17 empty] | 0 |  | 0
d> | 0 |  |  |  |  | ICOST |  |  |  | mu_B | ITEM | [5 empty] | 185.1188 |  | 0 | [17 empty] | d>
|  |  |  | Sell Rate | Sell Total |  |  |  |  | IB | [17 empty] | U_M_Sell | T_M_Sell | U_L_Sell | T_L_Sell | Total_Sell | T_M_Cost | T_L_Phr | Mat/Lab=1 |  |  | Sell Total
3 | No |  | Item: 2.10399999999999 | 36.95 | 110.85 | ISELL |  |  |  | mu_B | ITEM | [7 empty] | mu: 1.13 | [8 empty] | 36.95 | 110.85 | 0 | 0 | 110.85 | 98.21 | 0 | 294.63 |  | 3 | 120.63
|  |  | Interface unit for Fire Suppression System | [6 empty] | n
3 | LS |  | SUBCONTRACTING WORKS |  | NAS Ltd - Fire Alarm | SUBC_001 | 960 | MISC | [5 empty] | 4 | 2004-10-14 | 32.7375 | 98.2125 |  | 0 | [17 empty] | 3 | NAS Ltd.
[17 empty] | 0 |  | 0
d> | 0 |  |  |  |  | ICOST |  |  |  | mu_B | ITEM | [5 empty] | 98.2125 |  | 0 | [17 empty] | d>
|  |  |  | Sell Rate | Sell Total |  |  |  |  | IB | [17 empty] | U_M_Sell | T_M_Sell | U_L_Sell | T_L_Sell | Total_Sell | T_M_Cost | T_L_Phr | Mat/Lab=1 |  |  | Sell Total
1 | No |  | Item: 2.10499999999999 | 41.79 | 41.79 | ISELL |  |  |  | mu_B | ITEM | [7 empty] | mu: 1.13 | [8 empty] | 41.79 | 41.79 | 0 | 0 | 41.79 | 37.02 | 0 | 37.02 |  | 1 | 40.21
|  |  | Interface unit for Aspiration Detection System | [6 empty] | n
1 | LS |  | SUBCONTRACTING WORKS |  | NAS Ltd - Fire Alarm | SUBC_001 | 960 | MISC | [5 empty] | 4 | 2004-10-14 | 37.0237 | 37.0237 |  | 0 | [17 empty] | 1 | NAS Ltd.
[17 empty] | 0 |  | 0
d> | 0 |  |  |  |  | ICOST |  |  |  | mu_B | ITEM | [5 empty] | 37.0237 |  | 0 | [17 empty] | d>
|  |  |  | Sell Rate | Sell Total |  |  |  |  | IB | [17 empty] | U_M_Sell | T_M_Sell | U_L_Sell | T_L_Sell | Total_Sell | T_M_Cost | T_L_Phr | Mat/Lab=1 |  |  | Sell Total
1 | No |  | Item: 2.10599999999999 | 36.95 | 36.95 | ISELL |  |  |  | mu_B | ITEM | [7 empty] | mu: 1.13 | [8 empty] | 36.95 | 36.95 | 0 | 0 | 36.95 | 32.74 | 0 | 32.74 |  | 1 | 40.21
|  |  | Interface unit for Linear Heat Detection | [6 empty] | n
1 | LS |  | SUBCONTRACTING WORKS |  | NAS Ltd - Fire Alarm | SUBC_001 | 960 | MISC | [5 empty] | 4 | 2004-10-14 | 32.7375 | 32.7375 |  | 0 | [17 empty] | 1 | NAS Ltd.
[17 empty] | 0 |  | 0
d> | 0 |  |  |  |  | ICOST |  |  |  | mu_B | ITEM | [5 empty] | 32.7375 |  | 0 | [17 empty] | d>
|  |  |  | Sell Rate | Sell Total |  |  |  |  | IB | [17 empty] | U_M_Sell | T_M_Sell | U_L_Sell | T_L_Sell | Total_Sell | T_M_Cost | T_L_Phr | Mat/Lab=1 |  |  | Sell Total
1 | No |  | Item: 2.10699999999999 | 36.95 | 36.95 | ISELL |  |  |  | mu_B | ITEM | [7 empty] | mu: 1.13 | [8 empty] | 36.95 | 36.95 | 0 | 0 | 36.95 | 32.74 | 0 | 32.74 |  | 1 | 40.21
|  |  | Interface unit for DB-FLC | [6 empty] | n
1 | LS |  | SUBCONTRACTING WORKS |  | NAS Ltd - Fire Alarm | SUBC_001 | 960 | MISC | [5 empty] | 4 | 2004-10-14 | 32.7375 | 32.7375 |  | 0 | [17 empty] | 1 | NAS Ltd.
[17 empty] | 0 |  | 0
d> | 0 |  |  |  |  | ICOST |  |  |  | mu_B | ITEM | [5 empty] | 32.7375 |  | 0 | [17 empty] | d>
|  |  |  | Sell Rate | Sell Total |  |  |  |  | IB | [17 empty] | U_M_Sell | T_M_Sell | U_L_Sell | T_L_Sell | Total_Sell | T_M_Cost | T_L_Phr | Mat/Lab=1 |  |  | Sell Total
3 | No |  | Item: 2.10799999999999 | 36.95 | 110.85 | ISELL |  |  |  | mu_B | ITEM | [7 empty] | mu: 1.13 | [8 empty] | 36.95 | 110.85 | 0 | 0 | 110.85 | 98.21 | 0 | 294.63 |  | 3 | 120.63
|  |  | Interface unit for Fire Rated Shutter | [6 empty] | n
3 | LS |  | SUBCONTRACTING WORKS |  | NAS Ltd - Fire Alarm | SUBC_001 | 960 | MISC | [5 empty] | 4 | 2004-10-14 | 32.7375 | 98.2125 |  | 0 | [17 empty] | 3 | NAS Ltd.
[17 empty] | 0 |  | 0
d> | 0 |  |  |  |  | ICOST |  |  |  | mu_B | ITEM | [5 empty] | 98.2125 |  | 0 | [17 empty] | d>
|  |  |  | Sell Rate | Sell Total |  |  |  |  | IB | [17 empty] | U_M_Sell | T_M_Sell | U_L_Sell | T_L_Sell | Total_Sell | T_M_Cost | T_L_Phr | Mat/Lab=1 |  |  | Sell Total
4 | No |  | Item: 2.10899999999999 | 36.95 | 147.8 | ISELL |  |  |  | mu_B | ITEM | [7 empty] | mu: 1.13 | [8 empty] | 36.95 | 147.8 | 0 | 0 | 147.8 | 130.95 | 0 | 523.8 |  | 4 | 160.84
|  |  | External fire sounder/beacon | [6 empty] | n
4 | LS |  | SUBCONTRACTING WORKS |  | NAS Ltd - Fire Alarm | SUBC_001 | 960 | MISC | [5 empty] | 4 | 2004-10-14 | 32.7375 | 130.95 |  | 0 | [17 empty] | 4 | NAS Ltd.
[17 empty] | 0 |  | 0
d> | 0 |  |  |  |  | ICOST |  |  |  | mu_B | ITEM | [5 empty] | 130.95 |  | 0 | [17 empty] | d>
TB
t
Supply, install and connect of the following equipment:
|  |  |  | Sell Rate | Sell Total |  |  |  |  | IB | [17 empty] | U_M_Sell | T_M_Sell | U_L_Sell | T_L_Sell | Total_Sell | T_M_Cost | T_L_Phr | Mat/Lab=1 |  |  | Sell Total
8 | No |  | Item: 2.10999999999999 | 52.23 | 417.84 | ISELL |  |  |  | mu_B | ITEM | [7 empty] | mu: 1.13 | [8 empty] | 52.23 | 417.84 | 0 | 0 | 417.84 | 370.15 | 0 | 2961.2 |  | 8 | 454.64
|  |  | Optical smoke detector | [6 empty] | n
8 | LS |  | SUBCONTRACTING WORKS |  | NAS Ltd - Fire Alarm | SUBC_001 | 960 | MISC | [5 empty] | 4 | 2004-10-14 | 46.269 | 370.152 |  | 0 | [17 empty] | 8 | NAS Ltd.
[17 empty] | 0 |  | 0
d> | 0 |  |  |  |  | ICOST |  |  |  | mu_B | ITEM | [5 empty] | 370.152 |  | 0 | [17 empty] | d>
|  |  |  | Sell Rate | Sell Total |  |  |  |  | IB | [17 empty] | U_M_Sell | T_M_Sell | U_L_Sell | T_L_Sell | Total_Sell | T_M_Cost | T_L_Phr | Mat/Lab=1 |  |  | Sell Total
3 | No |  | Item: 2.11099999999999 | 93.61 | 280.83 | ISELL |  |  |  | mu_B | ITEM | [7 empty] | mu: 1.13 | [8 empty] | 93.61 | 280.83 | 0 | 0 | 280.83 | 248.81 | 0 | 746.43 |  | 3 | 305.61
|  |  | Combined optical smoke detector c/w internal sounder & flashing beacon | [6 empty] | n
3 | LS |  | SUBCONTRACTING WORKS |  | NAS Ltd - Fire Alarm | SUBC_001 | 960 | MISC | [5 empty] | 4 | 2004-10-14 | 82.935 | 248.805 |  | 0 | [17 empty] | 3 | NAS Ltd.
[17 empty] | 0 |  | 0
d> | 0 |  |  |  |  | ICOST |  |  |  | mu_B | ITEM | [5 empty] | 248.805 |  | 0 | [17 empty] | d>
|  |  |  | Sell Rate | Sell Total |  |  |  |  | IB | [17 empty] | U_M_Sell | T_M_Sell | U_L_Sell | T_L_Sell | Total_Sell | T_M_Cost | T_L_Phr | Mat/Lab=1 |  |  | Sell Total
1 | No |  | Item: 2.11199999999999 | 81.79 | 81.79 | ISELL |  |  |  | mu_B | ITEM | [7 empty] | mu: 1.13 | [8 empty] | 81.79 | 81.79 | 0 | 0 | 81.79 | 72.46 | 0 | 72.46 |  | 1 | 89
|  |  | External fire sounder | [6 empty] | n
1 | LS |  | SUBCONTRACTING WORKS |  | NAS Ltd - Fire Alarm | SUBC_001 | 960 | MISC | [5 empty] | 4 | 2004-10-14 | 72.459 | 72.459 |  | 0 | [17 empty] | 1 | NAS Ltd.
[17 empty] | 0 |  | 0
d> | 0 |  |  |  |  | ICOST |  |  |  | mu_B | ITEM | [5 empty] | 72.459 |  | 0 | [17 empty] | d>
|  |  |  | Sell Rate | Sell Total |  |  |  |  | IB | [17 empty] | U_M_Sell | T_M_Sell | U_L_Sell | T_L_Sell | Total_Sell | T_M_Cost | T_L_Phr | Mat/Lab=1 |  |  | Sell Total
10 | No |  | Item: 2.11299999999999 | 54.2 | 542 | ISELL |  |  |  | mu_B | ITEM | [7 empty] | mu: 1.13 | [8 empty] | 54.2 | 542 | 0 | 0 | 542 | 480.15 | 0 | 4801.5 |  | 10 | 589.8
|  |  | Manual call point c/w cover | [6 empty] | n
10 | LS |  | SUBCONTRACTING WORKS |  | NAS Ltd - Fire Alarm | SUBC_001 | 960 | MISC | [5 empty] | 4 | 2004-10-14 | 48.015 | 480.15 |  | 0 | [17 empty] | 10 | NAS Ltd.
[17 empty] | 0 |  | 0
d> | 0 |  |  |  |  | ICOST |  |  |  | mu_B | ITEM | [5 empty] | 480.15 |  | 0 | [17 empty] | d>
|  |  |  | Sell Rate | Sell Total |  |  |  |  | IB | [17 empty] | U_M_Sell | T_M_Sell | U_L_Sell | T_L_Sell | Total_Sell | T_M_Cost | T_L_Phr | Mat/Lab=1 |  |  | Sell Total
1 | No |  | Item: 2.11399999999999 | 640.5 | 640.5 | ISELL |  |  |  | mu_B | ITEM | [7 empty] | mu: 1.13 | [8 empty] | 640.5 | 640.5 | 0 | 0 | 640.5 | 567.45 | 0 | 567.45 |  | 1 | 696.99
|  |  | Linear heat detection Control Unit | [6 empty] | n
1 | LS |  | SUBCONTRACTING WORKS |  | NAS Ltd - Fire Alarm | SUBC_001 | 960 | MISC | [5 empty] | 4 | 2004-10-14 | 567.45 | 567.45 |  | 0 | [17 empty] | 1 | NAS Ltd.
[17 empty] | 0 |  | 0
d> | 0 |  |  |  |  | ICOST |  |  |  | mu_B | ITEM | [5 empty] | 567.45 |  | 0 | [17 empty] | d>
|  |  |  | Sell Rate | Sell Total |  |  |  |  | IB | [17 empty] | U_M_Sell | T_M_Sell | U_L_Sell | T_L_Sell | Total_Sell | T_M_Cost | T_L_Phr | Mat/Lab=1 |  |  | Sell Total
45 | m |  | Item: 2.11499999999999 | 4.93 | 221.85 | ISELL |  |  |  | mu_B | ITEM | [7 empty] | mu: 1.13 | [8 empty] | 4.93 | 221.85 | 0 | 0 | 221.85 | 196.43 | 0 | 8839.35 |  | 45 | 241.2
|  |  | Linear heat detection cable (ceiling level above cold rooms) | [6 empty] | n
45 | LS |  | SUBCONTRACTING WORKS |  | NAS Ltd - Fire Alarm | SUBC_001 | 960 | MISC | [5 empty] | 4 | 2004-10-14 | 4.365 | 196.425 |  | 0 | [17 empty] | 45 | NAS Ltd.
[17 empty] | 0 |  | 0
d> | 0 |  |  |  |  | ICOST |  |  |  | mu_B | ITEM | [5 empty] | 196.425 |  | 0 | [17 empty] | d>
|  |  |  | Sell Rate | Sell Total |  |  |  |  | IB | [17 empty] | U_M_Sell | T_M_Sell | U_L_Sell | T_L_Sell | Total_Sell | T_M_Cost | T_L_Phr | Mat/Lab=1 |  |  | Sell Total
1 | No |  | Item: 2.11599999999999 | 149.78 | 149.78 | ISELL |  |  |  | mu_B | ITEM | [7 empty] | mu: 1.13 | [8 empty] | 149.78 | 149.78 | 0 | 0 | 149.78 | 132.7 | 0 | 132.7 |  | 1 | 162.99
|  |  | Linear heat detection End-of-line unit | [6 empty] | n
1 | LS |  | SUBCONTRACTING WORKS |  | NAS Ltd - Fire Alarm | SUBC_001 | 960 | MISC | [5 empty] | 4 | 2004-10-14 | 132.696 | 132.696 |  | 0 | [17 empty] | 1 | NAS Ltd.
[17 empty] | 0 |  | 0
d> | 0 |  |  |  |  | ICOST |  |  |  | mu_B | ITEM | [5 empty] | 132.696 |  | 0 | [17 empty] | d>
|  |  |  | Sell Rate | Sell Total |  |  |  |  | IB | [17 empty] | U_M_Sell | T_M_Sell | U_L_Sell | T_L_Sell | Total_Sell | T_M_Cost | T_L_Phr | Mat/Lab=1 |  |  | Sell Total
1 | No |  | Item: 2.11699999999999 | 77.85 | 77.85 | ISELL |  |  |  | mu_B | ITEM | [7 empty] | mu: 1.13 | [8 empty] | 77.85 | 77.85 | 0 | 0 | 77.85 | 68.97 | 0 | 68.97 |  | 1 | 84.71
|  |  | Interface unit for Autodialler | [6 empty] | n
1 | LS |  | SUBCONTRACTING WORKS |  | NAS Ltd - Fire Alarm | SUBC_001 | 960 | MISC | [5 empty] | 4 | 2004-10-14 | 68.967 | 68.967 |  | 0 | [17 empty] | 1 | NAS Ltd.
[17 empty] | 0 |  | 0
d> | 0 |  |  |  |  | ICOST |  |  |  | mu_B | ITEM | [5 empty] | 68.967 |  | 0 | [17 empty] | d>
|  |  |  | Sell Rate | Sell Total |  |  |  |  | IB | [17 empty] | U_M_Sell | T_M_Sell | U_L_Sell | T_L_Sell | Total_Sell | T_M_Cost | T_L_Phr | Mat/Lab=1 |  |  | Sell Total
5 | No |  | Item: 2.11799999999999 | 77.85 | 389.25 | ISELL |  |  |  | mu_B | ITEM | [7 empty] | mu: 1.13 | [8 empty] | 77.85 | 389.25 | 0 | 0 | 389.25 | 344.84 | 0 | 1724.2 |  | 5 | 423.55
|  |  | Interface unit for Zone Assembly Valve | [6 empty] | n
5 | LS |  | SUBCONTRACTING WORKS |  | NAS Ltd - Fire Alarm | SUBC_001 | 960 | MISC | [5 empty] | 4 | 2004-10-14 | 68.967 | 344.835 |  | 0 | [17 empty] | 5 | NAS Ltd.
[17 empty] | 0 |  | 0
d> | 0 |  |  |  |  | ICOST |  |  |  | mu_B | ITEM | [5 empty] | 344.835 |  | 0 | [17 empty] | d>
|  |  |  | Sell Rate | Sell Total |  |  |  |  | IB | [17 empty] | U_M_Sell | T_M_Sell | U_L_Sell | T_L_Sell | Total_Sell | T_M_Cost | T_L_Phr | Mat/Lab=1 |  |  | Sell Total
3 | No |  | Item: 2.11899999999999 | 77.85 | 233.55 | ISELL |  |  |  | mu_B | ITEM | [7 empty] | mu: 1.13 | [8 empty] | 77.85 | 233.55 | 0 | 0 | 233.55 | 206.9 | 0 | 620.7 |  | 3 | 254.13
|  |  | Interface unit for Fire Suppression System | [6 empty] | n
3 | LS |  | SUBCONTRACTING WORKS |  | NAS Ltd - Fire Alarm | SUBC_001 | 960 | MISC | [5 empty] | 4 | 2004-10-14 | 68.967 | 206.901 |  | 0 | [17 empty] | 3 | NAS Ltd.
[17 empty] | 0 |  | 0
d> | 0 |  |  |  |  | ICOST |  |  |  | mu_B | ITEM | [5 empty] | 206.901 |  | 0 | [17 empty] | d>
|  |  |  | Sell Rate | Sell Total |  |  |  |  | IB | [17 empty] | U_M_Sell | T_M_Sell | U_L_Sell | T_L_Sell | Total_Sell | T_M_Cost | T_L_Phr | Mat/Lab=1 |  |  | Sell Total
1 | No |  | Item: 2.11999999999999 | 77.85 | 77.85 | ISELL |  |  |  | mu_B | ITEM | [7 empty] | mu: 1.13 | [8 empty] | 77.85 | 77.85 | 0 | 0 | 77.85 | 68.97 | 0 | 68.97 |  | 1 | 84.71
|  |  | Interface unit for Aspiration Detection System | [6 empty] | n
1 | LS |  | SUBCONTRACTING WORKS |  | NAS Ltd - Fire Alarm | SUBC_001 | 960 | MISC | [5 empty] | 4 | 2004-10-14 | 68.967 | 68.967 |  | 0 | [17 empty] | 1 | NAS Ltd.
[17 empty] | 0 |  | 0
d> | 0 |  |  |  |  | ICOST |  |  |  | mu_B | ITEM | [5 empty] | 68.967 |  | 0 | [17 empty] | d>
|  |  |  | Sell Rate | Sell Total |  |  |  |  | IB | [17 empty] | U_M_Sell | T_M_Sell | U_L_Sell | T_L_Sell | Total_Sell | T_M_Cost | T_L_Phr | Mat/Lab=1 |  |  | Sell Total
1 | No |  | Item: 2.12099999999999 | 77.85 | 77.85 | ISELL |  |  |  | mu_B | ITEM | [7 empty] | mu: 1.13 | [8 empty] | 77.85 | 77.85 | 0 | 0 | 77.85 | 68.97 | 0 | 68.97 |  | 1 | 84.71
|  |  | Interface unit for Linear Heat Detection | [6 empty] | n
1 | LS |  | SUBCONTRACTING WORKS |  | NAS Ltd - Fire Alarm | SUBC_001 | 960 | MISC | [5 empty] | 4 | 2004-10-14 | 68.967 | 68.967 |  | 0 | [17 empty] | 1 | NAS Ltd.
[17 empty] | 0 |  | 0
d> | 0 |  |  |  |  | ICOST |  |  |  | mu_B | ITEM | [5 empty] | 68.967 |  | 0 | [17 empty] | d>
|  |  |  | Sell Rate | Sell Total |  |  |  |  | IB | [17 empty] | U_M_Sell | T_M_Sell | U_L_Sell | T_L_Sell | Total_Sell | T_M_Cost | T_L_Phr | Mat/Lab=1 |  |  | Sell Total
1 | No |  | Item: 2.12199999999999 | 77.85 | 77.85 | ISELL |  |  |  | mu_B | ITEM | [7 empty] | mu: 1.13 | [8 empty] | 77.85 | 77.85 | 0 | 0 | 77.85 | 68.97 | 0 | 68.97 |  | 1 | 84.71
|  |  | Interface unit for DB-FLC | [6 empty] | n
1 | LS |  | SUBCONTRACTING WORKS |  | NAS Ltd - Fire Alarm | SUBC_001 | 960 | MISC | [5 empty] | 4 | 2004-10-14 | 68.967 | 68.967 |  | 0 | [17 empty] | 1 | NAS Ltd.
[17 empty] | 0 |  | 0
d> | 0 |  |  |  |  | ICOST |  |  |  | mu_B | ITEM | [5 empty] | 68.967 |  | 0 | [17 empty] | d>
|  |  |  | Sell Rate | Sell Total |  |  |  |  | IB | [17 empty] | U_M_Sell | T_M_Sell | U_L_Sell | T_L_Sell | Total_Sell | T_M_Cost | T_L_Phr | Mat/Lab=1 |  |  | Sell Total
3 | No |  | Item: 2.12299999999999 | 77.85 | 233.55 | ISELL |  |  |  | mu_B | ITEM | [7 empty] | mu: 1.13 | [8 empty] | 77.85 | 233.55 | 0 | 0 | 233.55 | 206.9 | 0 | 620.7 |  | 3 | 254.13
|  |  | Interface unit for Fire Rated Shutter | [6 empty] | n
3 | LS |  | SUBCONTRACTING WORKS |  | NAS Ltd - Fire Alarm | SUBC_001 | 960 | MISC | [5 empty] | 4 | 2004-10-14 | 68.967 | 206.901 |  | 0 | [17 empty] | 3 | NAS Ltd.
[17 empty] | 0 |  | 0
d> | 0 |  |  |  |  | ICOST |  |  |  | mu_B | ITEM | [5 empty] | 206.901 |  | 0 | [17 empty] | d>
|  |  |  | Sell Rate | Sell Total |  |  |  |  | IB | [17 empty] | U_M_Sell | T_M_Sell | U_L_Sell | T_L_Sell | Total_Sell | T_M_Cost | T_L_Phr | Mat/Lab=1 |  |  | Sell Total
4 | No |  | Item: 2.12399999999999 | 96.57 | 386.28 | ISELL |  |  |  | mu_B | ITEM | [7 empty] | mu: 1.13 | [8 empty] | 96.57 | 386.28 | 0 | 0 | 386.28 | 342.22 | 0 | 1368.88 |  | 4 | 420.32
|  |  | External fire sounder/beacon | [6 empty] | n
4 | LS |  | SUBCONTRACTING WORKS |  | NAS Ltd - Fire Alarm | SUBC_001 | 960 | MISC | [5 empty] | 4 | 2004-10-14 | 85.554 | 342.216 |  | 0 | [17 empty] | 4 | NAS Ltd.
[17 empty] | 0 |  | 0
d> | 0 |  |  |  |  | ICOST |  |  |  | mu_B | ITEM | [5 empty] | 342.216 |  | 0 | [17 empty] | d>
|  |  |  | Sell Rate | Sell Total |  |  |  |  | IB | [17 empty] | U_M_Sell | T_M_Sell | U_L_Sell | T_L_Sell | Total_Sell | T_M_Cost | T_L_Phr | Mat/Lab=1 |  |  | Sell Total
1 | No |  | Item: 2.12499999999999 | 3941.53 | 3941.53 | ISELL |  |  |  | mu_B | ITEM | [7 empty] | mu: 1.13 | [8 empty] | 3941.53 | 3941.53 | 0 | 0 | 3941.53 | 3492 | 0 | 3492 |  | 1 | 4289.18
|  |  | Fire Alarm Panel as per specs | [6 empty] | n
1 | LS |  | SUBCONTRACTING WORKS |  | NAS Ltd - Fire Alarm | SUBC_001 | 960 | MISC | [5 empty] | 4 | 2004-10-14 | 3492 | 3492 |  | 0 | [17 empty] | 1 | NAS Ltd.
[17 empty] | 0 |  | 0
d> | 0 |  |  |  |  | ICOST |  |  |  | mu_B | ITEM | [5 empty] | 3492 |  | 0 | [17 empty] | d>
|  |  |  | Sell Rate | Sell Total |  |  |  |  | IB | [17 empty] | U_M_Sell | T_M_Sell | U_L_Sell | T_L_Sell | Total_Sell | T_M_Cost | T_L_Phr | Mat/Lab=1 |  |  | Sell Total
1 | No. |  | Item: 2.12599999999999 | 147.81 | 147.81 | ISELL |  |  |  | mu_B | ITEM | [7 empty] | mu: 1.13 | [8 empty] | 147.81 | 147.81 | 0 | 0 | 147.81 | 130.95 | 0 | 130.95 |  | 1 | 160.84
|  |  | Autodialler | [6 empty] | n
1 | LS |  | SUBCONTRACTING WORKS |  | NAS Ltd - Fire Alarm | SUBC_001 | 960 | MISC | [5 empty] | 4 | 2004-10-14 | 130.95 | 130.95 |  | 0 | [17 empty] | 1 | NAS Ltd.
[17 empty] | 0 |  | 0
d> | 0 |  |  |  |  | ICOST |  |  |  | mu_B | ITEM | [5 empty] | 130.95 |  | 0 | [17 empty] | d>
SB | [36 empty] | SB
| -865.4396 |  | PAGE: |  | 21569.9 | [5 empty] | PAGE | [5 empty] | 15925.7843 |  | 83.555 | [18 empty] | 22691.6
| Discy: |  |  |  | PAGE SELL | [11 empty] | PAGE MAT |  | PAGE LAB | [18 empty] | PAGE SELL
TB
t
Level 1 - FAP1
TB
t
Supply and install LSZH conduit recessed in wall or in screed under tiles from fire alarm panel via galvanised trunking to the following fire alarm points.
|  |  |  | Sell Rate | Sell Total |  |  |  |  | IB | [17 empty] | U_M_Sell | T_M_Sell | U_L_Sell | T_L_Sell | Total_Sell | T_M_Cost | T_L_Phr | Mat/Lab=1 |  |  | Sell Total
1 | No |  | Item: 2.12699999999999 | 49.52 | 49.52 | ISELL |  |  |  | mu_A | ITEM | [7 empty] | mu :1.23 | [8 empty] | 17.73 | 17.73 | 31.79 | 31.79 | 49.52 | 14.4 | 0.94 | 15.34 |  | 1 | 52.9
|  |  | Rate of rise heat detector | [6 empty] | n
|  | h | [E25_0062_Quintano_Foods_Elec_ELV_As_Awarded.xlsx]Elec_Rates!$D$1029 |  |  | RATE_AAA
1 | 1 | 1 | 092# LSZH Conduit points for Fire alarm devices |  | Local Rate | RTLO_001 | [9 empty] | 14.4 | 14.4 | 0.94 | 0.94 | [17 empty] | 1 | Local Rate
[17 empty] | 0 |  | 0
d> | 0 |  |  |  |  | ICOST |  |  |  | mu_A | ITEM | [5 empty] | 14.4 |  | 0.94 | [17 empty] | d>
|  |  |  | Sell Rate | Sell Total |  |  |  |  | IB | [17 empty] | U_M_Sell | T_M_Sell | U_L_Sell | T_L_Sell | Total_Sell | T_M_Cost | T_L_Phr | Mat/Lab=1 |  |  | Sell Total
7 | No |  | Item: 2.12799999999999 | 49.52 | 346.64 | ISELL |  |  |  | mu_A | ITEM | [7 empty] | mu :1.23 | [8 empty] | 17.73 | 124.11 | 31.79 | 222.53 | 346.64 | 100.8 | 6.58 | 751.66 |  | 7 | 370.3
|  |  | Optical smoke detector | [6 empty] | n
|  | h | [E25_0062_Quintano_Foods_Elec_ELV_As_Awarded.xlsx]Elec_Rates!$D$1029 |  |  | RATE_AAA
7 | 1 | 7 | 092# LSZH Conduit points for Fire alarm devices |  | Local Rate | RTLO_001 | [9 empty] | 14.4 | 100.8 | 0.94 | 6.58 | [17 empty] | 7 | Local Rate
[17 empty] | 0 |  | 0
d> | 0 |  |  |  |  | ICOST |  |  |  | mu_A | ITEM | [5 empty] | 100.8 |  | 6.58 | [17 empty] | d>
|  |  |  | Sell Rate | Sell Total |  |  |  |  | IB | [17 empty] | U_M_Sell | T_M_Sell | U_L_Sell | T_L_Sell | Total_Sell | T_M_Cost | T_L_Phr | Mat/Lab=1 |  |  | Sell Total
2 | No |  | Item: 2.12899999999999 | 49.52 | 99.04 | ISELL |  |  |  | mu_A | ITEM | [7 empty] | mu :1.23 | [8 empty] | 17.73 | 35.46 | 31.79 | 63.58 | 99.04 | 28.8 | 1.88 | 61.36 |  | 2 | 105.8
|  |  | Combined optical smoke detector c/w internal sounder & flashing beacon | [6 empty] | n
|  | h | [E25_0062_Quintano_Foods_Elec_ELV_As_Awarded.xlsx]Elec_Rates!$D$1029 |  |  | RATE_AAA
2 | 1 | 2 | 092# LSZH Conduit points for Fire alarm devices |  | Local Rate | RTLO_001 | [9 empty] | 14.4 | 28.8 | 0.94 | 1.88 | [17 empty] | 2 | Local Rate
[17 empty] | 0 |  | 0
d> | 0 |  |  |  |  | ICOST |  |  |  | mu_A | ITEM | [5 empty] | 28.8 |  | 1.88 | [17 empty] | d>
|  |  |  | Sell Rate | Sell Total |  |  |  |  | IB | [17 empty] | U_M_Sell | T_M_Sell | U_L_Sell | T_L_Sell | Total_Sell | T_M_Cost | T_L_Phr | Mat/Lab=1 |  |  | Sell Total
1 | No |  | Item: 2.12999999999999 | 49.52 | 49.52 | ISELL |  |  |  | mu_A | ITEM | [7 empty] | mu :1.23 | [8 empty] | 17.73 | 17.73 | 31.79 | 31.79 | 49.52 | 14.4 | 0.94 | 15.34 |  | 1 | 52.9
|  |  | Manual call point | [6 empty] | n
|  | h | [E25_0062_Quintano_Foods_Elec_ELV_As_Awarded.xlsx]Elec_Rates!$D$1029 |  |  | RATE_AAA
1 | 1 | 1 | 092# LSZH Conduit points for Fire alarm devices |  | Local Rate | RTLO_001 | [9 empty] | 14.4 | 14.4 | 0.94 | 0.94 | [17 empty] | 1 | Local Rate
[17 empty] | 0 |  | 0
d> | 0 |  |  |  |  | ICOST |  |  |  | mu_A | ITEM | [5 empty] | 14.4 |  | 0.94 | [17 empty] | d>
|  |  |  | Sell Rate | Sell Total |  |  |  |  | IB | [17 empty] | U_M_Sell | T_M_Sell | U_L_Sell | T_L_Sell | Total_Sell | T_M_Cost | T_L_Phr | Mat/Lab=1 |  |  | Sell Total
1 | No |  | Item: 2.13099999999999 | 49.52 | 49.52 | ISELL |  |  |  | mu_A | ITEM | [7 empty] | mu :1.23 | [8 empty] | 17.73 | 17.73 | 31.79 | 31.79 | 49.52 | 14.4 | 0.94 | 15.34 |  | 1 | 52.9
|  |  | Interface unit for VCP | [6 empty] | n
|  | h | [E25_0062_Quintano_Foods_Elec_ELV_As_Awarded.xlsx]Elec_Rates!$D$1029 |  |  | RATE_AAA
1 | 1 | 1 | 092# LSZH Conduit points for Fire alarm devices |  | Local Rate | RTLO_001 | [9 empty] | 14.4 | 14.4 | 0.94 | 0.94 | [17 empty] | 1 | Local Rate
[17 empty] | 0 |  | 0
d> | 0 |  |  |  |  | ICOST |  |  |  | mu_A | ITEM | [5 empty] | 14.4 |  | 0.94 | [17 empty] | d>
TB
t
Wiring of the following fire alarm points from the Fire alarm panel, using fire proof cable clipped directly to the wall / ceiling or through conduits, as per specification
|  |  |  | Sell Rate | Sell Total |  |  |  |  | IB | [17 empty] | U_M_Sell | T_M_Sell | U_L_Sell | T_L_Sell | Total_Sell | T_M_Cost | T_L_Phr | Mat/Lab=1 |  |  | Sell Total
1 | No |  | Item: 2.13199999999999 | 36.95 | 36.95 | ISELL |  |  |  | mu_B | ITEM | [7 empty] | mu: 1.13 | [8 empty] | 36.95 | 36.95 | 0 | 0 | 36.95 | 32.74 | 0 | 32.74 |  | 1 | 40.21
|  |  | Rate of rise heat detector | [6 empty] | n
1 | LS |  | SUBCONTRACTING WORKS |  | NAS Ltd - Fire Alarm | SUBC_001 | 960 | MISC | [5 empty] | 4 | 2004-10-14 | 32.7375 | 32.7375 |  | 0 | [17 empty] | 1 | NAS Ltd.
[17 empty] | 0 |  | 0
d> | 0 |  |  |  |  | ICOST |  |  |  | mu_B | ITEM | [5 empty] | 32.7375 |  | 0 | [17 empty] | d>
|  |  |  | Sell Rate | Sell Total |  |  |  |  | IB | [17 empty] | U_M_Sell | T_M_Sell | U_L_Sell | T_L_Sell | Total_Sell | T_M_Cost | T_L_Phr | Mat/Lab=1 |  |  | Sell Total
7 | No |  | Item: 2.13299999999999 | 36.95 | 258.65 | ISELL |  |  |  | mu_B | ITEM | [7 empty] | mu: 1.13 | [8 empty] | 36.95 | 258.65 | 0 | 0 | 258.65 | 229.16 | 0 | 1604.12 |  | 7 | 281.47
|  |  | Optical smoke detector | [6 empty] | n
7 | LS |  | SUBCONTRACTING WORKS |  | NAS Ltd - Fire Alarm | SUBC_001 | 960 | MISC | [5 empty] | 4 | 2004-10-14 | 32.7375 | 229.1625 |  | 0 | [17 empty] | 7 | NAS Ltd.
[17 empty] | 0 |  | 0
d> | 0 |  |  |  |  | ICOST |  |  |  | mu_B | ITEM | [5 empty] | 229.1625 |  | 0 | [17 empty] | d>
|  |  |  | Sell Rate | Sell Total |  |  |  |  | IB | [17 empty] | U_M_Sell | T_M_Sell | U_L_Sell | T_L_Sell | Total_Sell | T_M_Cost | T_L_Phr | Mat/Lab=1 |  |  | Sell Total
2 | No |  | Item: 2.13399999999999 | 36.95 | 73.9 | ISELL |  |  |  | mu_B | ITEM | [7 empty] | mu: 1.13 | [8 empty] | 36.95 | 73.9 | 0 | 0 | 73.9 | 65.48 | 0 | 130.96 |  | 2 | 80.42
|  |  | Combined optical smoke detector c/w internal sounder & flashing beacon | [6 empty] | n
2 | LS |  | SUBCONTRACTING WORKS |  | NAS Ltd - Fire Alarm | SUBC_001 | 960 | MISC | [5 empty] | 4 | 2004-10-14 | 32.7375 | 65.475 |  | 0 | [17 empty] | 2 | NAS Ltd.
[17 empty] | 0 |  | 0
d> | 0 |  |  |  |  | ICOST |  |  |  | mu_B | ITEM | [5 empty] | 65.475 |  | 0 | [17 empty] | d>
|  |  |  | Sell Rate | Sell Total |  |  |  |  | IB | [17 empty] | U_M_Sell | T_M_Sell | U_L_Sell | T_L_Sell | Total_Sell | T_M_Cost | T_L_Phr | Mat/Lab=1 |  |  | Sell Total
1 | No |  | Item: 2.13499999999999 | 36.95 | 36.95 | ISELL |  |  |  | mu_B | ITEM | [7 empty] | mu: 1.13 | [8 empty] | 36.95 | 36.95 | 0 | 0 | 36.95 | 32.74 | 0 | 32.74 |  | 1 | 40.21
|  |  | Manual call point | [6 empty] | n
1 | LS |  | SUBCONTRACTING WORKS |  | NAS Ltd - Fire Alarm | SUBC_001 | 960 | MISC | [5 empty] | 4 | 2004-10-14 | 32.7375 | 32.7375 |  | 0 | [17 empty] | 1 | NAS Ltd.
[17 empty] | 0 |  | 0
d> | 0 |  |  |  |  | ICOST |  |  |  | mu_B | ITEM | [5 empty] | 32.7375 |  | 0 | [17 empty] | d>
|  |  |  | Sell Rate | Sell Total |  |  |  |  | IB | [17 empty] | U_M_Sell | T_M_Sell | U_L_Sell | T_L_Sell | Total_Sell | T_M_Cost | T_L_Phr | Mat/Lab=1 |  |  | Sell Total
1 | No |  | Item: 2.13599999999999 | 36.95 | 36.95 | ISELL |  |  |  | mu_B | ITEM | [7 empty] | mu: 1.13 | [8 empty] | 36.95 | 36.95 | 0 | 0 | 36.95 | 32.74 | 0 | 32.74 |  | 1 | 40.21
|  |  | Interface unit for VCP | [6 empty] | n
1 | LS |  | SUBCONTRACTING WORKS |  | NAS Ltd - Fire Alarm | SUBC_001 | 960 | MISC | [5 empty] | 4 | 2004-10-14 | 32.7375 | 32.7375 |  | 0 | [17 empty] | 1 | NAS Ltd.
[17 empty] | 0 |  | 0
d> | 0 |  |  |  |  | ICOST |  |  |  | mu_B | ITEM | [5 empty] | 32.7375 |  | 0 | [17 empty] | d>
TB
t
Supply, install and connect of the following equipment:
|  |  |  | Sell Rate | Sell Total |  |  |  |  | IB | [17 empty] | U_M_Sell | T_M_Sell | U_L_Sell | T_L_Sell | Total_Sell | T_M_Cost | T_L_Phr | Mat/Lab=1 |  |  | Sell Total
1 | No |  | Item: 2.13699999999998 | 51.24 | 51.24 | ISELL |  |  |  | mu_B | ITEM | [7 empty] | mu: 1.13 | [8 empty] | 51.24 | 51.24 | 0 | 0 | 51.24 | 45.4 | 0 | 45.4 |  | 1 | 55.76
|  |  | Rate of rise heat detector | [6 empty] | n
1 | LS |  | SUBCONTRACTING WORKS |  | NAS Ltd - Fire Alarm | SUBC_001 | 960 | MISC | [5 empty] | 4 | 2004-10-14 | 45.396 | 45.396 |  | 0 | [17 empty] | 1 | NAS Ltd.
[17 empty] | 0 |  | 0
d> | 0 |  |  |  |  | ICOST |  |  |  | mu_B | ITEM | [5 empty] | 45.396 |  | 0 | [17 empty] | d>
|  |  |  | Sell Rate | Sell Total |  |  |  |  | IB | [17 empty] | U_M_Sell | T_M_Sell | U_L_Sell | T_L_Sell | Total_Sell | T_M_Cost | T_L_Phr | Mat/Lab=1 |  |  | Sell Total
7 | No |  | Item: 2.13799999999998 | 52.23 | 365.61 | ISELL |  |  |  | mu_B | ITEM | [7 empty] | mu: 1.13 | [8 empty] | 52.23 | 365.61 | 0 | 0 | 365.61 | 323.88 | 0 | 2267.16 |  | 7 | 397.81
|  |  | Optical smoke detector | [6 empty] | n
7 | LS |  | SUBCONTRACTING WORKS |  | NAS Ltd - Fire Alarm | SUBC_001 | 960 | MISC | [5 empty] | 4 | 2004-10-14 | 46.269 | 323.883 |  | 0 | [17 empty] | 7 | NAS Ltd.
[17 empty] | 0 |  | 0
d> | 0 |  |  |  |  | ICOST |  |  |  | mu_B | ITEM | [5 empty] | 323.883 |  | 0 | [17 empty] | d>
|  |  |  | Sell Rate | Sell Total |  |  |  |  | IB | [17 empty] | U_M_Sell | T_M_Sell | U_L_Sell | T_L_Sell | Total_Sell | T_M_Cost | T_L_Phr | Mat/Lab=1 |  |  | Sell Total
2 | No |  | Item: 2.13899999999998 | 93.61 | 187.22 | ISELL |  |  |  | mu_B | ITEM | [7 empty] | mu: 1.13 | [8 empty] | 93.61 | 187.22 | 0 | 0 | 187.22 | 165.87 | 0 | 331.74 |  | 2 | 203.74
|  |  | Combined optical smoke detector c/w internal sounder & flashing beacon | [6 empty] | n
2 | LS |  | SUBCONTRACTING WORKS |  | NAS Ltd - Fire Alarm | SUBC_001 | 960 | MISC | [5 empty] | 4 | 2004-10-14 | 82.935 | 165.87 |  | 0 | [17 empty] | 2 | NAS Ltd.
[17 empty] | 0 |  | 0
d> | 0 |  |  |  |  | ICOST |  |  |  | mu_B | ITEM | [5 empty] | 165.87 |  | 0 | [17 empty] | d>
|  |  |  | Sell Rate | Sell Total |  |  |  |  | IB | [17 empty] | U_M_Sell | T_M_Sell | U_L_Sell | T_L_Sell | Total_Sell | T_M_Cost | T_L_Phr | Mat/Lab=1 |  |  | Sell Total
1 | No |  | Item: 2.13999999999998 | 54.2 | 54.2 | ISELL |  |  |  | mu_B | ITEM | [7 empty] | mu: 1.13 | [8 empty] | 54.2 | 54.2 | 0 | 0 | 54.2 | 48.02 | 0 | 48.02 |  | 1 | 58.98
|  |  | Manual call point c/w cover | [6 empty] | n
1 | LS |  | SUBCONTRACTING WORKS |  | NAS Ltd - Fire Alarm | SUBC_001 | 960 | MISC | [5 empty] | 4 | 2004-10-14 | 48.015 | 48.015 |  | 0 | [17 empty] | 1 | NAS Ltd.
[17 empty] | 0 |  | 0
d> | 0 |  |  |  |  | ICOST |  |  |  | mu_B | ITEM | [5 empty] | 48.015 |  | 0 | [17 empty] | d>
|  |  |  | Sell Rate | Sell Total |  |  |  |  | IB | [17 empty] | U_M_Sell | T_M_Sell | U_L_Sell | T_L_Sell | Total_Sell | T_M_Cost | T_L_Phr | Mat/Lab=1 |  |  | Sell Total
1 | No |  | Item: 2.14099999999998 | 77.85 | 77.85 | ISELL |  |  |  | mu_B | ITEM | [7 empty] | mu: 1.13 | [8 empty] | 77.85 | 77.85 | 0 | 0 | 77.85 | 68.97 | 0 | 68.97 |  | 1 | 84.71
|  |  | Interface unit for VCP | [6 empty] | n
1 | LS |  | SUBCONTRACTING WORKS |  | NAS Ltd - Fire Alarm | SUBC_001 | 960 | MISC | [5 empty] | 4 | 2004-10-14 | 68.967 | 68.967 |  | 0 | [17 empty] | 1 | NAS Ltd.
[17 empty] | 0 |  | 0
d> | 0 |  |  |  |  | ICOST |  |  |  | mu_B | ITEM | [5 empty] | 68.967 |  | 0 | [17 empty] | d>
SB | [36 empty] | SB
| -107.1547 |  | PAGE: |  | 1773.76 | [5 empty] | PAGE | [5 empty] | 1217.781 |  | 11.28 | [18 empty] | 1918.32
| Discy: |  |  |  | PAGE SELL | [11 empty] | PAGE MAT |  | PAGE LAB | [18 empty] | PAGE SELL
TB
t
Level 1 - FAP2
TB
t
Warehouse ceiling
TB
t
Supply and install galvanised conduit surface mounted from fire alarm panel via galvanised trunking to the following fire alarm points.
|  |  |  | Sell Rate | Sell Total |  |  |  |  | IB | [17 empty] | U_M_Sell | T_M_Sell | U_L_Sell | T_L_Sell | Total_Sell | T_M_Cost | T_L_Phr | Mat/Lab=1 |  |  | Sell Total
26 | No |  | Item: 2.14199999999998 | 108.78 | 2828.28 | ISELL |  |  |  | mu_A | ITEM | [7 empty] | mu :1.23 | [8 empty] | 47.92 | 1245.92 | 60.86 | 1582.36 | 2828.28 | 1011.78 | 46.8 | 27523.08 |  | 26 | 3004.04
|  |  | Optical smoke detector | [6 empty] | n
|  | h | [E25_0062_Quintano_Foods_Elec_ELV_As_Awarded.xlsx]Elec_Rates!$D$1023 |  |  | RATE_AAA
26 | 1 | 26 | 091# Galvanised Conduit points for Fire alarm devices |  | Local Rate | RTLO_002 | [9 empty] | 30.3 | 787.8 | 1.8 | 46.8 | [17 empty] | 26 | Local Rate
Scissor lift for warehouse for 18No. Detectors
1 | LS |  | Crainage & Transportation |  | Scissors Lift | CRAI_002 | 962 | MISC | [5 empty] | 2 | 2004-05-22 | 187.083 | 187.083 |  | 0 | [17 empty] | 1 | Scissors Lift
1 | No |  | Diesel Fuel |  | Approx €25/daily - info from Godwin by phone | GENS_022 | 845 | (__) | [5 empty] | 3 | 2008-09-22 | 36.9 | 36.9 |  | 0 | [17 empty] | 1 | Approx €25/daily - info from Godwin by phone
[17 empty] | 0 |  | 0
d> | 0 |  |  |  |  | ICOST |  |  |  | mu_A | ITEM | [5 empty] | 1011.783 |  | 46.8 | [17 empty] | d>
|  |  |  | Sell Rate | Sell Total |  |  |  |  | IB | [17 empty] | U_M_Sell | T_M_Sell | U_L_Sell | T_L_Sell | Total_Sell | T_M_Cost | T_L_Phr | Mat/Lab=1 |  |  | Sell Total
3 | No |  | Item: 2.14299999999998 | 98.17 | 294.51 | ISELL |  |  |  | mu_A | ITEM | [7 empty] | mu :1.23 | [8 empty] | 37.31 | 111.93 | 60.86 | 182.58 | 294.51 | 90.9 | 5.4 | 288.9 |  | 3 | 314.82
|  |  | Combined optical smoke detector c/w internal sounder & flashing beacon | [6 empty] | n
|  | h | [E25_0062_Quintano_Foods_Elec_ELV_As_Awarded.xlsx]Elec_Rates!$D$1023 |  |  | RATE_AAA
3 | 1 | 3 | 091# Galvanised Conduit points for Fire alarm devices |  | Local Rate | RTLO_002 | [9 empty] | 30.3 | 90.9 | 1.8 | 5.4 | [17 empty] | 3 | Local Rate
[17 empty] | 0 |  | 0
d> | 0 |  |  |  |  | ICOST |  |  |  | mu_A | ITEM | [5 empty] | 90.9 |  | 5.4 | [17 empty] | d>
|  |  |  | Sell Rate | Sell Total |  |  |  |  | IB | [17 empty] | U_M_Sell | T_M_Sell | U_L_Sell | T_L_Sell | Total_Sell | T_M_Cost | T_L_Phr | Mat/Lab=1 |  |  | Sell Total
2 | No |  | Item: 2.14399999999998 | 98.17 | 196.34 | ISELL |  |  |  | mu_A | ITEM | [7 empty] | mu :1.23 | [8 empty] | 37.31 | 74.62 | 60.86 | 121.72 | 196.34 | 60.6 | 3.6 | 128.4 |  | 2 | 209.88
|  |  | Rate of rise heat detector | [6 empty] | n
|  | h | [E25_0062_Quintano_Foods_Elec_ELV_As_Awarded.xlsx]Elec_Rates!$D$1023 |  |  | RATE_AAA
2 | 1 | 2 | 091# Galvanised Conduit points for Fire alarm devices |  | Local Rate | RTLO_002 | [9 empty] | 30.3 | 60.6 | 1.8 | 3.6 | [17 empty] | 2 | Local Rate
[17 empty] | 0 |  | 0
d> | 0 |  |  |  |  | ICOST |  |  |  | mu_A | ITEM | [5 empty] | 60.6 |  | 3.6 | [17 empty] | d>
|  |  |  | Sell Rate | Sell Total |  |  |  |  | IB | [17 empty] | U_M_Sell | T_M_Sell | U_L_Sell | T_L_Sell | Total_Sell | T_M_Cost | T_L_Phr | Mat/Lab=1 |  |  | Sell Total
1 | No |  | Item: 2.14499999999998 | 98.17 | 98.17 | ISELL |  |  |  | mu_A | ITEM | [7 empty] | mu :1.23 | [8 empty] | 37.31 | 37.31 | 60.86 | 60.86 | 98.17 | 30.3 | 1.8 | 32.1 |  | 1 | 104.94
|  |  | Combined rate of rise heat detector c/w internal sounder & flashing beacon | [6 empty] | n
|  | h | [E25_0062_Quintano_Foods_Elec_ELV_As_Awarded.xlsx]Elec_Rates!$D$1023 |  |  | RATE_AAA
1 | 1 | 1 | 091# Galvanised Conduit points for Fire alarm devices |  | Local Rate | RTLO_002 | [9 empty] | 30.3 | 30.3 | 1.8 | 1.8 | [17 empty] | 1 | Local Rate
[17 empty] | 0 |  | 0
d> | 0 |  |  |  |  | ICOST |  |  |  | mu_A | ITEM | [5 empty] | 30.3 |  | 1.8 | [17 empty] | d>
|  |  |  | Sell Rate | Sell Total |  |  |  |  | IB | [17 empty] | U_M_Sell | T_M_Sell | U_L_Sell | T_L_Sell | Total_Sell | T_M_Cost | T_L_Phr | Mat/Lab=1 |  |  | Sell Total
3 | No |  | Item: 2.14599999999998 | 113.42 | 340.26 | ISELL |  |  |  | mu_A | ITEM | [7 empty] | mu :1.23 | [8 empty] | 52.56 | 157.68 | 60.86 | 182.58 | 340.26 | 128.06 | 5.4 | 400.38 |  | 3 | 360.57
|  |  | Beam Transmitter | [6 empty] | n
|  | h | [E25_0062_Quintano_Foods_Elec_ELV_As_Awarded.xlsx]Elec_Rates!$D$1023 |  |  | RATE_AAA
3 | 1 | 3 | 091# Galvanised Conduit points for Fire alarm devices |  | Local Rate | RTLO_002 | [9 empty] | 30.3 | 90.9 | 1.8 | 5.4 | [17 empty] | 3 | Local Rate
Scissor lift for warehouse for 18No. Detectors
1 | LS |  | Crainage & Transportation |  | Scissors Lift | CRAI_002 | 962 | MISC | [5 empty] | 2 | 2004-05-22 | 30.75 | 30.75 |  | 0 | [17 empty] | 1 | Scissors Lift
1 | No |  | Diesel Fuel |  | Approx €25/daily - info from Godwin by phone | GENS_022 | 845 | (__) | [5 empty] | 3 | 2008-09-22 | 6.4062 | 6.4062 |  | 0 | [17 empty] | 1 | Approx €25/daily - info from Godwin by phone
[17 empty] | 0 |  | 0
d> | 0 |  |  |  |  | ICOST |  |  |  | mu_A | ITEM | [5 empty] | 128.0563 |  | 5.4 | [17 empty] | d>
|  |  |  | Sell Rate | Sell Total |  |  |  |  | IB | [17 empty] | U_M_Sell | T_M_Sell | U_L_Sell | T_L_Sell | Total_Sell | T_M_Cost | T_L_Phr | Mat/Lab=1 |  |  | Sell Total
3 | No |  | Item: 2.14699999999998 | 0 | 0 | ISELL |  |  |  | mu_A | ITEM |  |  |  |  | Not applicable |  |  | 0.00 | [8 empty] | 0 | 0 | 0 | 0 | 0 | 0 | 0 | 0 |  | 3 | 0
|  |  | Beam Receiver | Reflector only | [5 empty] | n
|  | h | [E25_0062_Quintano_Foods_Elec_ELV_As_Awarded.xlsx]Elec_Rates!$D$1023 |  |  | RATE_AAA
0 | 1 | 0 | 091# Galvanised Conduit points for Fire alarm devices |  | Local Rate | RTLO_002 | [9 empty] | 30.3 | 0 | 1.8 | 0 | [17 empty] | 0 | Local Rate
[17 empty] | 0 |  | 0
d> | 0 |  |  |  |  | ICOST |  |  |  | mu_A | ITEM | [5 empty] | 0 |  | 0 | [17 empty] | d>
TB
t
Ancillary Offices
TB
t
Supply and install LSZH conduit recessed in wall or in screed under tiles from fire alarm panel via galvanised trunking to the following fire alarm points.
|  |  |  | Sell Rate | Sell Total |  |  |  |  | IB | [17 empty] | U_M_Sell | T_M_Sell | U_L_Sell | T_L_Sell | Total_Sell | T_M_Cost | T_L_Phr | Mat/Lab=1 |  |  | Sell Total
3 | No |  | Item: 2.14799999999998 | 49.52 | 148.56 | ISELL |  |  |  | mu_A | ITEM | [7 empty] | mu :1.23 | [8 empty] | 17.73 | 53.19 | 31.79 | 95.37 | 148.56 | 43.2 | 2.82 | 138.06 |  | 3 | 158.7
|  |  | Optical smoke detector | [6 empty] | n
|  | h | [E25_0062_Quintano_Foods_Elec_ELV_As_Awarded.xlsx]Elec_Rates!$D$1029 |  |  | RATE_AAA
3 | 1 | 3 | 092# LSZH Conduit points for Fire alarm devices |  | Local Rate | RTLO_001 | [9 empty] | 14.4 | 43.2 | 0.94 | 2.82 | [17 empty] | 3 | Local Rate
[17 empty] | 0 |  | 0
d> | 0 |  |  |  |  | ICOST |  |  |  | mu_A | ITEM | [5 empty] | 43.2 |  | 2.82 | [17 empty] | d>
|  |  |  | Sell Rate | Sell Total |  |  |  |  | IB | [17 empty] | U_M_Sell | T_M_Sell | U_L_Sell | T_L_Sell | Total_Sell | T_M_Cost | T_L_Phr | Mat/Lab=1 |  |  | Sell Total
1 | No |  | Item: 2.14899999999998 | 49.52 | 49.52 | ISELL |  |  |  | mu_A | ITEM | [7 empty] | mu :1.23 | [8 empty] | 17.73 | 17.73 | 31.79 | 31.79 | 49.52 | 14.4 | 0.94 | 15.34 |  | 1 | 52.9
|  |  | Combined optical smoke detector c/w internal sounder & flashing beacon | [6 empty] | n
|  | h | [E25_0062_Quintano_Foods_Elec_ELV_As_Awarded.xlsx]Elec_Rates!$D$1029 |  |  | RATE_AAA
1 | 1 | 1 | 092# LSZH Conduit points for Fire alarm devices |  | Local Rate | RTLO_001 | [9 empty] | 14.4 | 14.4 | 0.94 | 0.94 | [17 empty] | 1 | Local Rate
[17 empty] | 0 |  | 0
d> | 0 |  |  |  |  | ICOST |  |  |  | mu_A | ITEM | [5 empty] | 14.4 |  | 0.94 | [17 empty] | d>
|  |  |  | Sell Rate | Sell Total |  |  |  |  | IB | [17 empty] | U_M_Sell | T_M_Sell | U_L_Sell | T_L_Sell | Total_Sell | T_M_Cost | T_L_Phr | Mat/Lab=1 |  |  | Sell Total
1 | No |  | Item: 2.14999999999998 | 49.52 | 49.52 | ISELL |  |  |  | mu_A | ITEM | [7 empty] | mu :1.23 | [8 empty] | 17.73 | 17.73 | 31.79 | 31.79 | 49.52 | 14.4 | 0.94 | 15.34 |  | 1 | 52.9
|  |  | Manual call point | [6 empty] | n
|  | h | [E25_0062_Quintano_Foods_Elec_ELV_As_Awarded.xlsx]Elec_Rates!$D$1029 |  |  | RATE_AAA
1 | 1 | 1 | 092# LSZH Conduit points for Fire alarm devices |  | Local Rate | RTLO_001 | [9 empty] | 14.4 | 14.4 | 0.94 | 0.94 | [17 empty] | 1 | Local Rate
[17 empty] | 0 |  | 0
d> | 0 |  |  |  |  | ICOST |  |  |  | mu_A | ITEM | [5 empty] | 14.4 |  | 0.94 | [17 empty] | d>
|  |  |  | Sell Rate | Sell Total |  |  |  |  | IB | [17 empty] | U_M_Sell | T_M_Sell | U_L_Sell | T_L_Sell | Total_Sell | T_M_Cost | T_L_Phr | Mat/Lab=1 |  |  | Sell Total
1 | No |  | Item: 2.15099999999998 | 49.52 | 49.52 | ISELL |  |  |  | mu_A | ITEM | [7 empty] | mu :1.23 | [8 empty] | 17.73 | 17.73 | 31.79 | 31.79 | 49.52 | 14.4 | 0.94 | 15.34 |  | 1 | 52.9
|  |  | Interface unit for VCP | [6 empty] | n
|  | h | [E25_0062_Quintano_Foods_Elec_ELV_As_Awarded.xlsx]Elec_Rates!$D$1029 |  |  | RATE_AAA
1 | 1 | 1 | 092# LSZH Conduit points for Fire alarm devices |  | Local Rate | RTLO_001 | [9 empty] | 14.4 | 14.4 | 0.94 | 0.94 | [17 empty] | 1 | Local Rate
[17 empty] | 0 |  | 0
d> | 0 |  |  |  |  | ICOST |  |  |  | mu_A | ITEM | [5 empty] | 14.4 |  | 0.94 | [17 empty] | d>
|  |  |  | Sell Rate | Sell Total |  |  |  |  | IB | [17 empty] | U_M_Sell | T_M_Sell | U_L_Sell | T_L_Sell | Total_Sell | T_M_Cost | T_L_Phr | Mat/Lab=1 |  |  | Sell Total
1 | No |  | Item: 2.15199999999998 | 49.52 | 49.52 | ISELL |  |  |  | mu_A | ITEM | [7 empty] | mu :1.23 | [8 empty] | 17.73 | 17.73 | 31.79 | 31.79 | 49.52 | 14.4 | 0.94 | 15.34 |  | 1 | 52.9
|  |  | Interface unit for Fire Suppression System | [6 empty] | n
|  | h | [E25_0062_Quintano_Foods_Elec_ELV_As_Awarded.xlsx]Elec_Rates!$D$1029 |  |  | RATE_AAA
1 | 1 | 1 | 092# LSZH Conduit points for Fire alarm devices |  | Local Rate | RTLO_001 | [9 empty] | 14.4 | 14.4 | 0.94 | 0.94 | [17 empty] | 1 | Local Rate
[17 empty] | 0 |  | 0
d> | 0 |  |  |  |  | ICOST |  |  |  | mu_A | ITEM | [5 empty] | 14.4 |  | 0.94 | [17 empty] | d>
TB
t
Wiring of the following fire alarm points from the Fire alarm panel, using fire proof cable clipped directly to the wall / ceiling or through conduits, as per specification
|  |  |  | Sell Rate | Sell Total |  |  |  |  | IB | [17 empty] | U_M_Sell | T_M_Sell | U_L_Sell | T_L_Sell | Total_Sell | T_M_Cost | T_L_Phr | Mat/Lab=1 |  |  | Sell Total
29 | No |  | Item: 2.15299999999998 | 36.95 | 1071.55 | ISELL |  |  |  | mu_B | ITEM | [7 empty] | mu: 1.13 | [8 empty] | 36.95 | 1071.55 | 0 | 0 | 1071.55 | 949.39 | 0 | 27532.31 |  | 29 | 1166.09
|  |  | Optical smoke detector | [6 empty] | n
29 | LS |  | SUBCONTRACTING WORKS |  | NAS Ltd - Fire Alarm | SUBC_001 | 960 | MISC | [5 empty] | 4 | 2004-10-14 | 32.7375 | 949.3875 |  | 0 | [17 empty] | 29 | NAS Ltd.
[17 empty] | 0 |  | 0
d> | 0 |  |  |  |  | ICOST |  |  |  | mu_B | ITEM | [5 empty] | 949.3875 |  | 0 | [17 empty] | d>
|  |  |  | Sell Rate | Sell Total |  |  |  |  | IB | [17 empty] | U_M_Sell | T_M_Sell | U_L_Sell | T_L_Sell | Total_Sell | T_M_Cost | T_L_Phr | Mat/Lab=1 |  |  | Sell Total
4 | No |  | Item: 2.15399999999998 | 36.95 | 147.8 | ISELL |  |  |  | mu_B | ITEM | [7 empty] | mu: 1.13 | [8 empty] | 36.95 | 147.8 | 0 | 0 | 147.8 | 130.95 | 0 | 523.8 |  | 4 | 160.84
|  |  | Combined optical smoke detector c/w internal sounder & flashing beacon | [6 empty] | n
4 | LS |  | SUBCONTRACTING WORKS |  | NAS Ltd - Fire Alarm | SUBC_001 | 960 | MISC | [5 empty] | 4 | 2004-10-14 | 32.7375 | 130.95 |  | 0 | [17 empty] | 4 | NAS Ltd.
[17 empty] | 0 |  | 0
d> | 0 |  |  |  |  | ICOST |  |  |  | mu_B | ITEM | [5 empty] | 130.95 |  | 0 | [17 empty] | d>
|  |  |  | Sell Rate | Sell Total |  |  |  |  | IB | [17 empty] | U_M_Sell | T_M_Sell | U_L_Sell | T_L_Sell | Total_Sell | T_M_Cost | T_L_Phr | Mat/Lab=1 |  |  | Sell Total
2 | No |  | Item: 2.15499999999998 | 36.95 | 73.9 | ISELL |  |  |  | mu_B | ITEM | [7 empty] | mu: 1.13 | [8 empty] | 36.95 | 73.9 | 0 | 0 | 73.9 | 65.48 | 0 | 130.96 |  | 2 | 80.42
|  |  | Rate of rise heat detector | [6 empty] | n
2 | LS |  | SUBCONTRACTING WORKS |  | NAS Ltd - Fire Alarm | SUBC_001 | 960 | MISC | [5 empty] | 4 | 2004-10-14 | 32.7375 | 65.475 |  | 0 | [17 empty] | 2 | NAS Ltd.
[17 empty] | 0 |  | 0
d> | 0 |  |  |  |  | ICOST |  |  |  | mu_B | ITEM | [5 empty] | 65.475 |  | 0 | [17 empty] | d>
|  |  |  | Sell Rate | Sell Total |  |  |  |  | IB | [17 empty] | U_M_Sell | T_M_Sell | U_L_Sell | T_L_Sell | Total_Sell | T_M_Cost | T_L_Phr | Mat/Lab=1 |  |  | Sell Total
1 | No |  | Item: 2.15599999999998 | 36.95 | 36.95 | ISELL |  |  |  | mu_B | ITEM | [7 empty] | mu: 1.13 | [8 empty] | 36.95 | 36.95 | 0 | 0 | 36.95 | 32.74 | 0 | 32.74 |  | 1 | 40.21
|  |  | Combined rate of rise heat detector c/w internal sounder & flashing beacon | [6 empty] | n
1 | LS |  | SUBCONTRACTING WORKS |  | NAS Ltd - Fire Alarm | SUBC_001 | 960 | MISC | [5 empty] | 4 | 2004-10-14 | 32.7375 | 32.7375 |  | 0 | [17 empty] | 1 | NAS Ltd.
[17 empty] | 0 |  | 0
d> | 0 |  |  |  |  | ICOST |  |  |  | mu_B | ITEM | [5 empty] | 32.7375 |  | 0 | [17 empty] | d>
|  |  |  | Sell Rate | Sell Total |  |  |  |  | IB | [17 empty] | U_M_Sell | T_M_Sell | U_L_Sell | T_L_Sell | Total_Sell | T_M_Cost | T_L_Phr | Mat/Lab=1 |  |  | Sell Total
1 | No |  | Item: 2.15699999999998 | 36.95 | 36.95 | ISELL |  |  |  | mu_B | ITEM | [7 empty] | mu: 1.13 | [8 empty] | 36.95 | 36.95 | 0 | 0 | 36.95 | 32.74 | 0 | 32.74 |  | 1 | 40.21
|  |  | Manual call point | [6 empty] | n
1 | LS |  | SUBCONTRACTING WORKS |  | NAS Ltd - Fire Alarm | SUBC_001 | 960 | MISC | [5 empty] | 4 | 2004-10-14 | 32.7375 | 32.7375 |  | 0 | [17 empty] | 1 | NAS Ltd.
[17 empty] | 0 |  | 0
d> | 0 |  |  |  |  | ICOST |  |  |  | mu_B | ITEM | [5 empty] | 32.7375 |  | 0 | [17 empty] | d>
|  |  |  | Sell Rate | Sell Total |  |  |  |  | IB | [17 empty] | U_M_Sell | T_M_Sell | U_L_Sell | T_L_Sell | Total_Sell | T_M_Cost | T_L_Phr | Mat/Lab=1 |  |  | Sell Total
3 | No |  | Item: 2.15799999999998 | 36.95 | 110.85 | ISELL |  |  |  | mu_B | ITEM | [7 empty] | mu: 1.13 | [8 empty] | 36.95 | 110.85 | 0 | 0 | 110.85 | 98.21 | 0 | 294.63 |  | 3 | 120.63
|  |  | Beam Transmitter | [6 empty] | n
3 | LS |  | SUBCONTRACTING WORKS |  | NAS Ltd - Fire Alarm | SUBC_001 | 960 | MISC | [5 empty] | 4 | 2004-10-14 | 32.7375 | 98.2125 |  | 0 | [17 empty] | 3 | NAS Ltd.
[17 empty] | 0 |  | 0
d> | 0 |  |  |  |  | ICOST |  |  |  | mu_B | ITEM | [5 empty] | 98.2125 |  | 0 | [17 empty] | d>
|  |  |  | Sell Rate | Sell Total |  |  |  |  | IB | [17 empty] | U_M_Sell | T_M_Sell | U_L_Sell | T_L_Sell | Total_Sell | T_M_Cost | T_L_Phr | Mat/Lab=1 |  |  | Sell Total
3 | No |  | Item: 2.15899999999998 | 36.95 | 110.85 | ISELL |  |  |  | mu_B | ITEM | [7 empty] | mu: 1.13 | [8 empty] | 36.95 | 110.85 | 0 | 0 | 110.85 | 98.21 | 0 | 294.63 |  | 3 | 120.63
|  |  | Beam Receiver | [6 empty] | n
3 | LS |  | SUBCONTRACTING WORKS |  | NAS Ltd - Fire Alarm | SUBC_001 | 960 | MISC | [5 empty] | 4 | 2004-10-14 | 32.7375 | 98.2125 |  | 0 | [17 empty] | 3 | NAS Ltd.
[17 empty] | 0 |  | 0
d> | 0 |  |  |  |  | ICOST |  |  |  | mu_B | ITEM | [5 empty] | 98.2125 |  | 0 | [17 empty] | d>
|  |  |  | Sell Rate | Sell Total |  |  |  |  | IB | [17 empty] | U_M_Sell | T_M_Sell | U_L_Sell | T_L_Sell | Total_Sell | T_M_Cost | T_L_Phr | Mat/Lab=1 |  |  | Sell Total
1 | No |  | Item: 2.15999999999998 | 36.95 | 36.95 | ISELL |  |  |  | mu_B | ITEM | [7 empty] | mu: 1.13 | [8 empty] | 36.95 | 36.95 | 0 | 0 | 36.95 | 32.74 | 0 | 32.74 |  | 1 | 40.21
|  |  | Interface unit for VCP | [6 empty] | n
1 | LS |  | SUBCONTRACTING WORKS |  | NAS Ltd - Fire Alarm | SUBC_001 | 960 | MISC | [5 empty] | 4 | 2004-10-14 | 32.7375 | 32.7375 |  | 0 | [17 empty] | 1 | NAS Ltd.
[17 empty] | 0 |  | 0
d> | 0 |  |  |  |  | ICOST |  |  |  | mu_B | ITEM | [5 empty] | 32.7375 |  | 0 | [17 empty] | d>
|  |  |  | Sell Rate | Sell Total |  |  |  |  | IB | [17 empty] | U_M_Sell | T_M_Sell | U_L_Sell | T_L_Sell | Total_Sell | T_M_Cost | T_L_Phr | Mat/Lab=1 |  |  | Sell Total
1 | No |  | Item: 2.16099999999998 | 36.95 | 36.95 | ISELL |  |  |  | mu_B | ITEM | [7 empty] | mu: 1.13 | [8 empty] | 36.95 | 36.95 | 0 | 0 | 36.95 | 32.74 | 0 | 32.74 |  | 1 | 40.21
|  |  | Interface unit for Fire Suppression System | [6 empty] | n
1 | LS |  | SUBCONTRACTING WORKS |  | NAS Ltd - Fire Alarm | SUBC_001 | 960 | MISC | [5 empty] | 4 | 2004-10-14 | 32.7375 | 32.7375 |  | 0 | [17 empty] | 1 | NAS Ltd.
[17 empty] | 0 |  | 0
d> | 0 |  |  |  |  | ICOST |  |  |  | mu_B | ITEM | [5 empty] | 32.7375 |  | 0 | [17 empty] | d>
TB
t
Supply, install and connect of the following equipment:
|  |  |  | Sell Rate | Sell Total |  |  |  |  | IB | [17 empty] | U_M_Sell | T_M_Sell | U_L_Sell | T_L_Sell | Total_Sell | T_M_Cost | T_L_Phr | Mat/Lab=1 |  |  | Sell Total
29 | No |  | Item: 2.16199999999998 | 52.23 | 1514.67 | ISELL |  |  |  | mu_B | ITEM | [7 empty] | mu: 1.13 | [8 empty] | 52.23 | 1514.67 | 0 | 0 | 1514.67 | 1341.8 | 0 | 38912.2 |  | 29 | 1648.07
|  |  | Optical smoke detector | [6 empty] | n
29 | LS |  | SUBCONTRACTING WORKS |  | NAS Ltd - Fire Alarm | SUBC_001 | 960 | MISC | [5 empty] | 4 | 2004-10-14 | 46.269 | 1341.801 |  | 0 | [17 empty] | 29 | NAS Ltd.
[17 empty] | 0 |  | 0
d> | 0 |  |  |  |  | ICOST |  |  |  | mu_B | ITEM | [5 empty] | 1341.801 |  | 0 | [17 empty] | d>
|  |  |  | Sell Rate | Sell Total |  |  |  |  | IB | [17 empty] | U_M_Sell | T_M_Sell | U_L_Sell | T_L_Sell | Total_Sell | T_M_Cost | T_L_Phr | Mat/Lab=1 |  |  | Sell Total
4 | No |  | Item: 2.16299999999998 | 93.61 | 374.44 | ISELL |  |  |  | mu_B | ITEM | [7 empty] | mu: 1.13 | [8 empty] | 93.61 | 374.44 | 0 | 0 | 374.44 | 331.74 | 0 | 1326.96 |  | 4 | 407.48
|  |  | Combined optical smoke detector c/w internal sounder & flashing beacon | [6 empty] | n
4 | LS |  | SUBCONTRACTING WORKS |  | NAS Ltd - Fire Alarm | SUBC_001 | 960 | MISC | [5 empty] | 4 | 2004-10-14 | 82.935 | 331.74 |  | 0 | [17 empty] | 4 | NAS Ltd.
[17 empty] | 0 |  | 0
d> | 0 |  |  |  |  | ICOST |  |  |  | mu_B | ITEM | [5 empty] | 331.74 |  | 0 | [17 empty] | d>
|  |  |  | Sell Rate | Sell Total |  |  |  |  | IB | [17 empty] | U_M_Sell | T_M_Sell | U_L_Sell | T_L_Sell | Total_Sell | T_M_Cost | T_L_Phr | Mat/Lab=1 |  |  | Sell Total
2 | No |  | Item: 2.16399999999998 | 51.24 | 102.48 | ISELL |  |  |  | mu_B | ITEM | [7 empty] | mu: 1.13 | [8 empty] | 51.24 | 102.48 | 0 | 0 | 102.48 | 90.79 | 0 | 181.58 |  | 2 | 111.52
|  |  | Rate of rise heat detector | [6 empty] | n
2 | LS |  | SUBCONTRACTING WORKS |  | NAS Ltd - Fire Alarm | SUBC_001 | 960 | MISC | [5 empty] | 4 | 2004-10-14 | 45.396 | 90.792 |  | 0 | [17 empty] | 2 | NAS Ltd.
[17 empty] | 0 |  | 0
d> | 0 |  |  |  |  | ICOST |  |  |  | mu_B | ITEM | [5 empty] | 90.792 |  | 0 | [17 empty] | d>
|  |  |  | Sell Rate | Sell Total |  |  |  |  | IB | [17 empty] | U_M_Sell | T_M_Sell | U_L_Sell | T_L_Sell | Total_Sell | T_M_Cost | T_L_Phr | Mat/Lab=1 |  |  | Sell Total
1 | No |  | Item: 2.16499999999998 | 92.63 | 92.63 | ISELL |  |  |  | mu_B | ITEM | [7 empty] | mu: 1.13 | [8 empty] | 92.63 | 92.63 | 0 | 0 | 92.63 | 82.06 | 0 | 82.06 |  | 1 | 100.8
|  |  | Combined rate of rise heat detector c/w internal sounder & flashing beacon | [6 empty] | n
1 | LS |  | SUBCONTRACTING WORKS |  | NAS Ltd - Fire Alarm | SUBC_001 | 960 | MISC | [5 empty] | 4 | 2004-10-14 | 82.062 | 82.062 |  | 0 | [17 empty] | 1 | NAS Ltd.
[17 empty] | 0 |  | 0
d> | 0 |  |  |  |  | ICOST |  |  |  | mu_B | ITEM | [5 empty] | 82.062 |  | 0 | [17 empty] | d>
|  |  |  | Sell Rate | Sell Total |  |  |  |  | IB | [17 empty] | U_M_Sell | T_M_Sell | U_L_Sell | T_L_Sell | Total_Sell | T_M_Cost | T_L_Phr | Mat/Lab=1 |  |  | Sell Total
1 | No |  | Item: 2.16599999999998 | 54.2 | 54.2 | ISELL |  |  |  | mu_B | ITEM | [7 empty] | mu: 1.13 | [8 empty] | 54.2 | 54.2 | 0 | 0 | 54.2 | 48.02 | 0 | 48.02 |  | 1 | 58.98
|  |  | Manual call point c/w cover | [6 empty] | n
1 | LS |  | SUBCONTRACTING WORKS |  | NAS Ltd - Fire Alarm | SUBC_001 | 960 | MISC | [5 empty] | 4 | 2004-10-14 | 48.015 | 48.015 |  | 0 | [17 empty] | 1 | NAS Ltd.
[17 empty] | 0 |  | 0
d> | 0 |  |  |  |  | ICOST |  |  |  | mu_B | ITEM | [5 empty] | 48.015 |  | 0 | [17 empty] | d>
|  |  |  | Sell Rate | Sell Total |  |  |  |  | IB | [17 empty] | U_M_Sell | T_M_Sell | U_L_Sell | T_L_Sell | Total_Sell | T_M_Cost | T_L_Phr | Mat/Lab=1 |  |  | Sell Total
3 | No |  | Item: 2.16699999999998 | 458.2 | 1374.6 | ISELL |  |  |  | mu_B | ITEM | [7 empty] | mu: 1.13 | [8 empty] | 458.2 | 1374.6 | 0 | 0 | 1374.6 | 1217.84 | 0 | 3653.52 |  | 3 | 1495.86
|  |  | Beam Transmitter | [6 empty] | n
3 | LS |  | SUBCONTRACTING WORKS |  | NAS Ltd - Fire Alarm | SUBC_001 | 960 | MISC | [5 empty] | 4 | 2004-10-14 | 405.945 | 1217.835 |  | 0 | [17 empty] | 3 | NAS Ltd.
[17 empty] | 0 |  | 0
d> | 0 |  |  |  |  | ICOST |  |  |  | mu_B | ITEM | [5 empty] | 1217.835 |  | 0 | [17 empty] | d>
|  |  |  | Sell Rate | Sell Total |  |  |  |  | IB | [17 empty] | U_M_Sell | T_M_Sell | U_L_Sell | T_L_Sell | Total_Sell | T_M_Cost | T_L_Phr | Mat/Lab=1 |  |  | Sell Total
3 | No |  | Item: 2.16799999999998 | 87.7 | 263.1 | ISELL |  |  |  | mu_B | ITEM | [7 empty] | mu: 1.13 | [8 empty] | 87.7 | 263.1 | 0 | 0 | 263.1 | 233.09 | 0 | 699.27 |  | 3 | 286.29
|  |  | Beam Receiver | [6 empty] | n
3 | LS |  | SUBCONTRACTING WORKS |  | NAS Ltd - Fire Alarm | SUBC_001 | 960 | MISC | [5 empty] | 4 | 2004-10-14 | 77.697 | 233.091 |  | 0 | [17 empty] | 3 | NAS Ltd.
[17 empty] | 0 |  | 0
d> | 0 |  |  |  |  | ICOST |  |  |  | mu_B | ITEM | [5 empty] | 233.091 |  | 0 | [17 empty] | d>
|  |  |  | Sell Rate | Sell Total |  |  |  |  | IB | [17 empty] | U_M_Sell | T_M_Sell | U_L_Sell | T_L_Sell | Total_Sell | T_M_Cost | T_L_Phr | Mat/Lab=1 |  |  | Sell Total
1 | No |  | Item: 2.16899999999998 | 77.85 | 77.85 | ISELL |  |  |  | mu_B | ITEM | [7 empty] | mu: 1.13 | [8 empty] | 77.85 | 77.85 | 0 | 0 | 77.85 | 68.97 | 0 | 68.97 |  | 1 | 84.71
|  |  | Interface unit for VCP | [6 empty] | n
1 | LS |  | SUBCONTRACTING WORKS |  | NAS Ltd - Fire Alarm | SUBC_001 | 960 | MISC | [5 empty] | 4 | 2004-10-14 | 68.967 | 68.967 |  | 0 | [17 empty] | 1 | NAS Ltd.
[17 empty] | 0 |  | 0
d> | 0 |  |  |  |  | ICOST |  |  |  | mu_B | ITEM | [5 empty] | 68.967 |  | 0 | [17 empty] | d>
|  |  |  | Sell Rate | Sell Total |  |  |  |  | IB | [17 empty] | U_M_Sell | T_M_Sell | U_L_Sell | T_L_Sell | Total_Sell | T_M_Cost | T_L_Phr | Mat/Lab=1 |  |  | Sell Total
1 | No |  | Item: 2.16999999999998 | 77.85 | 77.85 | ISELL |  |  |  | mu_B | ITEM | [7 empty] | mu: 1.13 | [8 empty] | 77.85 | 77.85 | 0 | 0 | 77.85 | 68.97 | 0 | 68.97 |  | 1 | 84.71
|  |  | Interface unit for Fire Suppression System | [6 empty] | n
1 | LS |  | SUBCONTRACTING WORKS |  | NAS Ltd - Fire Alarm | SUBC_001 | 960 | MISC | [5 empty] | 4 | 2004-10-14 | 68.967 | 68.967 |  | 0 | [17 empty] | 1 | NAS Ltd.
[17 empty] | 0 |  | 0
d> | 0 |  |  |  |  | ICOST |  |  |  | mu_B | ITEM | [5 empty] | 68.967 |  | 0 | [17 empty] | d>
SB | [36 empty] | SB
| -508.5343 |  | PAGE: |  | 9698.77 | [5 empty] | PAGE | [5 empty] | 6378.8968 |  | 69.58 | [18 empty] | 10452.42
| Discy: |  |  |  | PAGE SELL | [11 empty] | PAGE MAT |  | PAGE LAB | [18 empty] | PAGE SELL
TB
t
Level 2 - FAP1
TB
t
Supply and install LSZH conduit recessed in wall or in screed under tiles from fire alarm panel via galvanised trunking to the following fire alarm points.
|  |  |  | Sell Rate | Sell Total |  |  |  |  | IB | [17 empty] | U_M_Sell | T_M_Sell | U_L_Sell | T_L_Sell | Total_Sell | T_M_Cost | T_L_Phr | Mat/Lab=1 |  |  | Sell Total
1 | No |  | Item: 2.17099999999998 | 49.52 | 49.52 | ISELL |  |  |  | mu_A | ITEM | [7 empty] | mu :1.23 | [8 empty] | 17.73 | 17.73 | 31.79 | 31.79 | 49.52 | 14.4 | 0.94 | 15.34 |  | 1 | 52.9
|  |  | Rate of rise heat detector | [6 empty] | n
|  | h | [E25_0062_Quintano_Foods_Elec_ELV_As_Awarded.xlsx]Elec_Rates!$D$1029 |  |  | RATE_AAA
1 | 1 | 1 | 092# LSZH Conduit points for Fire alarm devices |  | Local Rate | RTLO_001 | [9 empty] | 14.4 | 14.4 | 0.94 | 0.94 | [17 empty] | 1 | Local Rate
[17 empty] | 0 |  | 0
d> | 0 |  |  |  |  | ICOST |  |  |  | mu_A | ITEM | [5 empty] | 14.4 |  | 0.94 | [17 empty] | d>
|  |  |  | Sell Rate | Sell Total |  |  |  |  | IB | [17 empty] | U_M_Sell | T_M_Sell | U_L_Sell | T_L_Sell | Total_Sell | T_M_Cost | T_L_Phr | Mat/Lab=1 |  |  | Sell Total
24 | No |  | Item: 2.17199999999998 | 49.52 | 1188.48 | ISELL |  |  |  | mu_A | ITEM | [7 empty] | mu :1.23 | [8 empty] | 17.73 | 425.52 | 31.79 | 762.96 | 1188.48 | 345.6 | 22.56 | 8835.84 |  | 24 | 1269.6
|  |  | Optical smoke detector | [6 empty] | n
|  | h | [E25_0062_Quintano_Foods_Elec_ELV_As_Awarded.xlsx]Elec_Rates!$D$1029 |  |  | RATE_AAA
24 | 1 | 24 | 092# LSZH Conduit points for Fire alarm devices |  | Local Rate | RTLO_001 | [9 empty] | 14.4 | 345.6 | 0.94 | 22.56 | [17 empty] | 24 | Local Rate
[17 empty] | 0 |  | 0
d> | 0 |  |  |  |  | ICOST |  |  |  | mu_A | ITEM | [5 empty] | 345.6 |  | 22.56 | [17 empty] | d>
|  |  |  | Sell Rate | Sell Total |  |  |  |  | IB | [17 empty] | U_M_Sell | T_M_Sell | U_L_Sell | T_L_Sell | Total_Sell | T_M_Cost | T_L_Phr | Mat/Lab=1 |  |  | Sell Total
4 | No |  | Item: 2.17299999999998 | 49.52 | 198.08 | ISELL |  |  |  | mu_A | ITEM | [7 empty] | mu :1.23 | [8 empty] | 17.73 | 70.92 | 31.79 | 127.16 | 198.08 | 57.6 | 3.76 | 245.44 |  | 4 | 211.6
|  |  | Combined optical smoke detector c/w internal sounder & flashing beacon | [6 empty] | n
|  | h | [E25_0062_Quintano_Foods_Elec_ELV_As_Awarded.xlsx]Elec_Rates!$D$1029 |  |  | RATE_AAA
4 | 1 | 4 | 092# LSZH Conduit points for Fire alarm devices |  | Local Rate | RTLO_001 | [9 empty] | 14.4 | 57.6 | 0.94 | 3.76 | [17 empty] | 4 | Local Rate
[17 empty] | 0 |  | 0
d> | 0 |  |  |  |  | ICOST |  |  |  | mu_A | ITEM | [5 empty] | 57.6 |  | 3.76 | [17 empty] | d>
|  |  |  | Sell Rate | Sell Total |  |  |  |  | IB | [17 empty] | U_M_Sell | T_M_Sell | U_L_Sell | T_L_Sell | Total_Sell | T_M_Cost | T_L_Phr | Mat/Lab=1 |  |  | Sell Total
2 | No |  | Item: 2.17399999999998 | 49.52 | 99.04 | ISELL |  |  |  | mu_A | ITEM | [7 empty] | mu :1.23 | [8 empty] | 17.73 | 35.46 | 31.79 | 63.58 | 99.04 | 28.8 | 1.88 | 61.36 |  | 2 | 105.8
|  |  | Manual call point | [6 empty] | n
|  | h | [E25_0062_Quintano_Foods_Elec_ELV_As_Awarded.xlsx]Elec_Rates!$D$1029 |  |  | RATE_AAA
2 | 1 | 2 | 092# LSZH Conduit points for Fire alarm devices |  | Local Rate | RTLO_001 | [9 empty] | 14.4 | 28.8 | 0.94 | 1.88 | [17 empty] | 2 | Local Rate
[17 empty] | 0 |  | 0
d> | 0 |  |  |  |  | ICOST |  |  |  | mu_A | ITEM | [5 empty] | 28.8 |  | 1.88 | [17 empty] | d>
|  |  |  | Sell Rate | Sell Total |  |  |  |  | IB | [17 empty] | U_M_Sell | T_M_Sell | U_L_Sell | T_L_Sell | Total_Sell | T_M_Cost | T_L_Phr | Mat/Lab=1 |  |  | Sell Total
1 | No |  | Item: 2.17499999999998 | 49.52 | 49.52 | ISELL |  |  |  | mu_A | ITEM | [7 empty] | mu :1.23 | [8 empty] | 17.73 | 17.73 | 31.79 | 31.79 | 49.52 | 14.4 | 0.94 | 15.34 |  | 1 | 52.9
|  |  | Interface unit for Fire Suppression System | [6 empty] | n
|  | h | [E25_0062_Quintano_Foods_Elec_ELV_As_Awarded.xlsx]Elec_Rates!$D$1029 |  |  | RATE_AAA
1 | 1 | 1 | 092# LSZH Conduit points for Fire alarm devices |  | Local Rate | RTLO_001 | [9 empty] | 14.4 | 14.4 | 0.94 | 0.94 | [17 empty] | 1 | Local Rate
[17 empty] | 0 |  | 0
d> | 0 |  |  |  |  | ICOST |  |  |  | mu_A | ITEM | [5 empty] | 14.4 |  | 0.94 | [17 empty] | d>
TB
t
Wiring of the following fire alarm points from the Fire alarm panel, using fire proof cable clipped directly to the wall / ceiling or through conduits, as per specification
|  |  |  | Sell Rate | Sell Total |  |  |  |  | IB | [17 empty] | U_M_Sell | T_M_Sell | U_L_Sell | T_L_Sell | Total_Sell | T_M_Cost | T_L_Phr | Mat/Lab=1 |  |  | Sell Total
1 | No |  | Item: 2.17599999999998 | 36.95 | 36.95 | ISELL |  |  |  | mu_B | ITEM | [7 empty] | mu: 1.13 | [8 empty] | 36.95 | 36.95 | 0 | 0 | 36.95 | 32.74 | 0 | 32.74 |  | 1 | 40.21
|  |  | Rate of rise heat detector | [6 empty] | n
1 | LS |  | SUBCONTRACTING WORKS |  | NAS Ltd - Fire Alarm | SUBC_001 | 960 | MISC | [5 empty] | 4 | 2004-10-14 | 32.7375 | 32.7375 |  | 0 | [17 empty] | 1 | NAS Ltd.
[17 empty] | 0 |  | 0
d> | 0 |  |  |  |  | ICOST |  |  |  | mu_B | ITEM | [5 empty] | 32.7375 |  | 0 | [17 empty] | d>
|  |  |  | Sell Rate | Sell Total |  |  |  |  | IB | [17 empty] | U_M_Sell | T_M_Sell | U_L_Sell | T_L_Sell | Total_Sell | T_M_Cost | T_L_Phr | Mat/Lab=1 |  |  | Sell Total
24 | No |  | Item: 2.17699999999998 | 36.95 | 886.8 | ISELL |  |  |  | mu_B | ITEM | [7 empty] | mu: 1.13 | [8 empty] | 36.95 | 886.8 | 0 | 0 | 886.8 | 785.7 | 0 | 18856.8 |  | 24 | 965.04
|  |  | Optical smoke detector | [6 empty] | n
24 | LS |  | SUBCONTRACTING WORKS |  | NAS Ltd - Fire Alarm | SUBC_001 | 960 | MISC | [5 empty] | 4 | 2004-10-14 | 32.7375 | 785.7 |  | 0 | [17 empty] | 24 | NAS Ltd.
[17 empty] | 0 |  | 0
d> | 0 |  |  |  |  | ICOST |  |  |  | mu_B | ITEM | [5 empty] | 785.7 |  | 0 | [17 empty] | d>
|  |  |  | Sell Rate | Sell Total |  |  |  |  | IB | [17 empty] | U_M_Sell | T_M_Sell | U_L_Sell | T_L_Sell | Total_Sell | T_M_Cost | T_L_Phr | Mat/Lab=1 |  |  | Sell Total
4 | No |  | Item: 2.17799999999998 | 36.95 | 147.8 | ISELL |  |  |  | mu_B | ITEM | [7 empty] | mu: 1.13 | [8 empty] | 36.95 | 147.8 | 0 | 0 | 147.8 | 130.95 | 0 | 523.8 |  | 4 | 160.84
|  |  | Combined optical smoke detector c/w internal sounder & flashing beacon | [6 empty] | n
4 | LS |  | SUBCONTRACTING WORKS |  | NAS Ltd - Fire Alarm | SUBC_001 | 960 | MISC | [5 empty] | 4 | 2004-10-14 | 32.7375 | 130.95 |  | 0 | [17 empty] | 4 | NAS Ltd.
[17 empty] | 0 |  | 0
d> | 0 |  |  |  |  | ICOST |  |  |  | mu_B | ITEM | [5 empty] | 130.95 |  | 0 | [17 empty] | d>
|  |  |  | Sell Rate | Sell Total |  |  |  |  | IB | [17 empty] | U_M_Sell | T_M_Sell | U_L_Sell | T_L_Sell | Total_Sell | T_M_Cost | T_L_Phr | Mat/Lab=1 |  |  | Sell Total
2 | No |  | Item: 2.17899999999998 | 36.95 | 73.9 | ISELL |  |  |  | mu_B | ITEM | [7 empty] | mu: 1.13 | [8 empty] | 36.95 | 73.9 | 0 | 0 | 73.9 | 65.48 | 0 | 130.96 |  | 2 | 80.42
|  |  | Manual call point | [6 empty] | n
2 | LS |  | SUBCONTRACTING WORKS |  | NAS Ltd - Fire Alarm | SUBC_001 | 960 | MISC | [5 empty] | 4 | 2004-10-14 | 32.7375 | 65.475 |  | 0 | [17 empty] | 2 | NAS Ltd.
[17 empty] | 0 |  | 0
d> | 0 |  |  |  |  | ICOST |  |  |  | mu_B | ITEM | [5 empty] | 65.475 |  | 0 | [17 empty] | d>
|  |  |  | Sell Rate | Sell Total |  |  |  |  | IB | [17 empty] | U_M_Sell | T_M_Sell | U_L_Sell | T_L_Sell | Total_Sell | T_M_Cost | T_L_Phr | Mat/Lab=1 |  |  | Sell Total
1 | No |  | Item: 2.17999999999998 | 36.95 | 36.95 | ISELL |  |  |  | mu_B | ITEM | [7 empty] | mu: 1.13 | [8 empty] | 36.95 | 36.95 | 0 | 0 | 36.95 | 32.74 | 0 | 32.74 |  | 1 | 40.21
|  |  | Interface unit for Fire Suppression System | [6 empty] | n
1 | LS |  | SUBCONTRACTING WORKS |  | NAS Ltd - Fire Alarm | SUBC_001 | 960 | MISC | [5 empty] | 4 | 2004-10-14 | 32.7375 | 32.7375 |  | 0 | [17 empty] | 1 | NAS Ltd.
[17 empty] | 0 |  | 0
d> | 0 |  |  |  |  | ICOST |  |  |  | mu_B | ITEM | [5 empty] | 32.7375 |  | 0 | [17 empty] | d>
TB
t
Supply, install and connect of the following equipment:
|  |  |  | Sell Rate | Sell Total |  |  |  |  | IB | [17 empty] | U_M_Sell | T_M_Sell | U_L_Sell | T_L_Sell | Total_Sell | T_M_Cost | T_L_Phr | Mat/Lab=1 |  |  | Sell Total
1 | No |  | Item: 2.18099999999998 | 51.24 | 51.24 | ISELL |  |  |  | mu_B | ITEM | [7 empty] | mu: 1.13 | [8 empty] | 51.24 | 51.24 | 0 | 0 | 51.24 | 45.4 | 0 | 45.4 |  | 1 | 55.76
|  |  | Rate of rise heat detector | [6 empty] | n
1 | LS |  | SUBCONTRACTING WORKS |  | NAS Ltd - Fire Alarm | SUBC_001 | 960 | MISC | [5 empty] | 4 | 2004-10-14 | 45.396 | 45.396 |  | 0 | [17 empty] | 1 | NAS Ltd.
[17 empty] | 0 |  | 0
d> | 0 |  |  |  |  | ICOST |  |  |  | mu_B | ITEM | [5 empty] | 45.396 |  | 0 | [17 empty] | d>
|  |  |  | Sell Rate | Sell Total |  |  |  |  | IB | [17 empty] | U_M_Sell | T_M_Sell | U_L_Sell | T_L_Sell | Total_Sell | T_M_Cost | T_L_Phr | Mat/Lab=1 |  |  | Sell Total
24 | No |  | Item: 2.18199999999998 | 52.23 | 1253.52 | ISELL |  |  |  | mu_B | ITEM | [7 empty] | mu: 1.13 | [8 empty] | 52.23 | 1253.52 | 0 | 0 | 1253.52 | 1110.46 | 0 | 26651.04 |  | 24 | 1363.92
|  |  | Optical smoke detector | [6 empty] | n
24 | LS |  | SUBCONTRACTING WORKS |  | NAS Ltd - Fire Alarm | SUBC_001 | 960 | MISC | [5 empty] | 4 | 2004-10-14 | 46.269 | 1110.456 |  | 0 | [17 empty] | 24 | NAS Ltd.
[17 empty] | 0 |  | 0
d> | 0 |  |  |  |  | ICOST |  |  |  | mu_B | ITEM | [5 empty] | 1110.456 |  | 0 | [17 empty] | d>
|  |  |  | Sell Rate | Sell Total |  |  |  |  | IB | [17 empty] | U_M_Sell | T_M_Sell | U_L_Sell | T_L_Sell | Total_Sell | T_M_Cost | T_L_Phr | Mat/Lab=1 |  |  | Sell Total
4 | No |  | Item: 2.18299999999998 | 93.61 | 374.44 | ISELL |  |  |  | mu_B | ITEM | [7 empty] | mu: 1.13 | [8 empty] | 93.61 | 374.44 | 0 | 0 | 374.44 | 331.74 | 0 | 1326.96 |  | 4 | 407.48
|  |  | Combined optical smoke detector c/w internal sounder & flashing beacon | [6 empty] | n
4 | LS |  | SUBCONTRACTING WORKS |  | NAS Ltd - Fire Alarm | SUBC_001 | 960 | MISC | [5 empty] | 4 | 2004-10-14 | 82.935 | 331.74 |  | 0 | [17 empty] | 4 | NAS Ltd.
[17 empty] | 0 |  | 0
d> | 0 |  |  |  |  | ICOST |  |  |  | mu_B | ITEM | [5 empty] | 331.74 |  | 0 | [17 empty] | d>
|  |  |  | Sell Rate | Sell Total |  |  |  |  | IB | [17 empty] | U_M_Sell | T_M_Sell | U_L_Sell | T_L_Sell | Total_Sell | T_M_Cost | T_L_Phr | Mat/Lab=1 |  |  | Sell Total
2 | No |  | Item: 2.18399999999998 | 54.2 | 108.4 | ISELL |  |  |  | mu_B | ITEM | [7 empty] | mu: 1.13 | [8 empty] | 54.2 | 108.4 | 0 | 0 | 108.4 | 96.03 | 0 | 192.06 |  | 2 | 117.96
|  |  | Manual call point c/w cover | [6 empty] | n
2 | LS |  | SUBCONTRACTING WORKS |  | NAS Ltd - Fire Alarm | SUBC_001 | 960 | MISC | [5 empty] | 4 | 2004-10-14 | 48.015 | 96.03 |  | 0 | [17 empty] | 2 | NAS Ltd.
[17 empty] | 0 |  | 0
d> | 0 |  |  |  |  | ICOST |  |  |  | mu_B | ITEM | [5 empty] | 96.03 |  | 0 | [17 empty] | d>
|  |  |  | Sell Rate | Sell Total |  |  |  |  | IB | [17 empty] | U_M_Sell | T_M_Sell | U_L_Sell | T_L_Sell | Total_Sell | T_M_Cost | T_L_Phr | Mat/Lab=1 |  |  | Sell Total
1 | No |  | Item: 2.18499999999998 | 77.85 | 77.85 | ISELL |  |  |  | mu_B | ITEM | [7 empty] | mu: 1.13 | [8 empty] | 77.85 | 77.85 | 0 | 0 | 77.85 | 68.97 | 0 | 68.97 |  | 1 | 84.71
|  |  | Interface unit for Fire Suppression System | [6 empty] | n
1 | LS |  | SUBCONTRACTING WORKS |  | NAS Ltd - Fire Alarm | SUBC_001 | 960 | MISC | [5 empty] | 4 | 2004-10-14 | 68.967 | 68.967 |  | 0 | [17 empty] | 1 | NAS Ltd.
[17 empty] | 0 |  | 0
d> | 0 |  |  |  |  | ICOST |  |  |  | mu_B | ITEM | [5 empty] | 68.967 |  | 0 | [17 empty] | d>
TB
t
Level 2 - FAP2
TB
t
Supply and install LSZH conduit recessed in wall or in screed under tiles from fire alarm panel via galvanised trunking to the following fire alarm points.
|  |  |  | Sell Rate | Sell Total |  |  |  |  | IB | [17 empty] | U_M_Sell | T_M_Sell | U_L_Sell | T_L_Sell | Total_Sell | T_M_Cost | T_L_Phr | Mat/Lab=1 |  |  | Sell Total
2 | No |  | Item: 2.18599999999998 | 49.52 | 99.04 | ISELL |  |  |  | mu_A | ITEM | [7 empty] | mu :1.23 | [8 empty] | 17.73 | 35.46 | 31.79 | 63.58 | 99.04 | 28.8 | 1.88 | 61.36 |  | 2 | 105.8
|  |  | Optical smoke detector | [6 empty] | n
|  | h | [E25_0062_Quintano_Foods_Elec_ELV_As_Awarded.xlsx]Elec_Rates!$D$1029 |  |  | RATE_AAA
2 | 1 | 2 | 092# LSZH Conduit points for Fire alarm devices |  | Local Rate | RTLO_001 | [9 empty] | 14.4 | 28.8 | 0.94 | 1.88 | [17 empty] | 2 | Local Rate
[17 empty] | 0 |  | 0
d> | 0 |  |  |  |  | ICOST |  |  |  | mu_A | ITEM | [5 empty] | 28.8 |  | 1.88 | [17 empty] | d>
|  |  |  | Sell Rate | Sell Total |  |  |  |  | IB | [17 empty] | U_M_Sell | T_M_Sell | U_L_Sell | T_L_Sell | Total_Sell | T_M_Cost | T_L_Phr | Mat/Lab=1 |  |  | Sell Total
1 | No |  | Item: 2.18699999999998 | 49.52 | 49.52 | ISELL |  |  |  | mu_A | ITEM | [7 empty] | mu :1.23 | [8 empty] | 17.73 | 17.73 | 31.79 | 31.79 | 49.52 | 14.4 | 0.94 | 15.34 |  | 1 | 52.9
|  |  | Combined optical smoke detector c/w internal sounder & flashing beacon | [6 empty] | n
|  | h | [E25_0062_Quintano_Foods_Elec_ELV_As_Awarded.xlsx]Elec_Rates!$D$1029 |  |  | RATE_AAA
1 | 1 | 1 | 092# LSZH Conduit points for Fire alarm devices |  | Local Rate | RTLO_001 | [9 empty] | 14.4 | 14.4 | 0.94 | 0.94 | [17 empty] | 1 | Local Rate
[17 empty] | 0 |  | 0
d> | 0 |  |  |  |  | ICOST |  |  |  | mu_A | ITEM | [5 empty] | 14.4 |  | 0.94 | [17 empty] | d>
|  |  |  | Sell Rate | Sell Total |  |  |  |  | IB | [17 empty] | U_M_Sell | T_M_Sell | U_L_Sell | T_L_Sell | Total_Sell | T_M_Cost | T_L_Phr | Mat/Lab=1 |  |  | Sell Total
1 | No |  | Item: 2.18799999999998 | 49.52 | 49.52 | ISELL |  |  |  | mu_A | ITEM | [7 empty] | mu :1.23 | [8 empty] | 17.73 | 17.73 | 31.79 | 31.79 | 49.52 | 14.4 | 0.94 | 15.34 |  | 1 | 52.9
|  |  | Manual call point | [6 empty] | n
|  | h | [E25_0062_Quintano_Foods_Elec_ELV_As_Awarded.xlsx]Elec_Rates!$D$1029 |  |  | RATE_AAA
1 | 1 | 1 | 092# LSZH Conduit points for Fire alarm devices |  | Local Rate | RTLO_001 | [9 empty] | 14.4 | 14.4 | 0.94 | 0.94 | [17 empty] | 1 | Local Rate
[17 empty] | 0 |  | 0
d> | 0 |  |  |  |  | ICOST |  |  |  | mu_A | ITEM | [5 empty] | 14.4 |  | 0.94 | [17 empty] | d>
TB
t
Wiring of the following fire alarm points from the Fire alarm panel, using fire proof cable clipped directly to the wall / ceiling or through conduits, as per specification
|  |  |  | Sell Rate | Sell Total |  |  |  |  | IB | [17 empty] | U_M_Sell | T_M_Sell | U_L_Sell | T_L_Sell | Total_Sell | T_M_Cost | T_L_Phr | Mat/Lab=1 |  |  | Sell Total
2 | No |  | Item: 2.18899999999998 | 36.95 | 73.9 | ISELL |  |  |  | mu_B | ITEM | [7 empty] | mu: 1.13 | [8 empty] | 36.95 | 73.9 | 0 | 0 | 73.9 | 65.48 | 0 | 130.96 |  | 2 | 80.42
|  |  | Optical smoke detector | [6 empty] | n
2 | LS |  | SUBCONTRACTING WORKS |  | NAS Ltd - Fire Alarm | SUBC_001 | 960 | MISC | [5 empty] | 4 | 2004-10-14 | 32.7375 | 65.475 |  | 0 | [17 empty] | 2 | NAS Ltd.
[17 empty] | 0 |  | 0
d> | 0 |  |  |  |  | ICOST |  |  |  | mu_B | ITEM | [5 empty] | 65.475 |  | 0 | [17 empty] | d>
|  |  |  | Sell Rate | Sell Total |  |  |  |  | IB | [17 empty] | U_M_Sell | T_M_Sell | U_L_Sell | T_L_Sell | Total_Sell | T_M_Cost | T_L_Phr | Mat/Lab=1 |  |  | Sell Total
1 | No |  | Item: 2.18999999999998 | 36.95 | 36.95 | ISELL |  |  |  | mu_B | ITEM | [7 empty] | mu: 1.13 | [8 empty] | 36.95 | 36.95 | 0 | 0 | 36.95 | 32.74 | 0 | 32.74 |  | 1 | 40.21
|  |  | Combined optical smoke detector c/w internal sounder & flashing beacon | [6 empty] | n
1 | LS |  | SUBCONTRACTING WORKS |  | NAS Ltd - Fire Alarm | SUBC_001 | 960 | MISC | [5 empty] | 4 | 2004-10-14 | 32.7375 | 32.7375 |  | 0 | [17 empty] | 1 | NAS Ltd.
[17 empty] | 0 |  | 0
d> | 0 |  |  |  |  | ICOST |  |  |  | mu_B | ITEM | [5 empty] | 32.7375 |  | 0 | [17 empty] | d>
|  |  |  | Sell Rate | Sell Total |  |  |  |  | IB | [17 empty] | U_M_Sell | T_M_Sell | U_L_Sell | T_L_Sell | Total_Sell | T_M_Cost | T_L_Phr | Mat/Lab=1 |  |  | Sell Total
1 | No |  | Item: 2.19099999999998 | 36.95 | 36.95 | ISELL |  |  |  | mu_B | ITEM | [7 empty] | mu: 1.13 | [8 empty] | 36.95 | 36.95 | 0 | 0 | 36.95 | 32.74 | 0 | 32.74 |  | 1 | 40.21
|  |  | Manual call point | [6 empty] | n
1 | LS |  | SUBCONTRACTING WORKS |  | NAS Ltd - Fire Alarm | SUBC_001 | 960 | MISC | [5 empty] | 4 | 2004-10-14 | 32.7375 | 32.7375 |  | 0 | [17 empty] | 1 | NAS Ltd.
[17 empty] | 0 |  | 0
d> | 0 |  |  |  |  | ICOST |  |  |  | mu_B | ITEM | [5 empty] | 32.7375 |  | 0 | [17 empty] | d>
TB
t
Supply, install and connect of the following equipment:
|  |  |  | Sell Rate | Sell Total |  |  |  |  | IB | [17 empty] | U_M_Sell | T_M_Sell | U_L_Sell | T_L_Sell | Total_Sell | T_M_Cost | T_L_Phr | Mat/Lab=1 |  |  | Sell Total
2 | No |  | Item: 2.19199999999998 | 52.23 | 104.46 | ISELL |  |  |  | mu_B | ITEM | [7 empty] | mu: 1.13 | [8 empty] | 52.23 | 104.46 | 0 | 0 | 104.46 | 92.54 | 0 | 185.08 |  | 2 | 113.66
|  |  | Optical smoke detector | [6 empty] | n
2 | LS |  | SUBCONTRACTING WORKS |  | NAS Ltd - Fire Alarm | SUBC_001 | 960 | MISC | [5 empty] | 4 | 2004-10-14 | 46.269 | 92.538 |  | 0 | [17 empty] | 2 | NAS Ltd.
[17 empty] | 0 |  | 0
d> | 0 |  |  |  |  | ICOST |  |  |  | mu_B | ITEM | [5 empty] | 92.538 |  | 0 | [17 empty] | d>
|  |  |  | Sell Rate | Sell Total |  |  |  |  | IB | [17 empty] | U_M_Sell | T_M_Sell | U_L_Sell | T_L_Sell | Total_Sell | T_M_Cost | T_L_Phr | Mat/Lab=1 |  |  | Sell Total
1 | No |  | Item: 2.19299999999998 | 93.61 | 93.61 | ISELL |  |  |  | mu_B | ITEM | [7 empty] | mu: 1.13 | [8 empty] | 93.61 | 93.61 | 0 | 0 | 93.61 | 82.94 | 0 | 82.94 |  | 1 | 101.87
|  |  | Combined optical smoke detector c/w internal sounder & flashing beacon | [6 empty] | n
1 | LS |  | SUBCONTRACTING WORKS |  | NAS Ltd - Fire Alarm | SUBC_001 | 960 | MISC | [5 empty] | 4 | 2004-10-14 | 82.935 | 82.935 |  | 0 | [17 empty] | 1 | NAS Ltd.
[17 empty] | 0 |  | 0
d> | 0 |  |  |  |  | ICOST |  |  |  | mu_B | ITEM | [5 empty] | 82.935 |  | 0 | [17 empty] | d>
|  |  |  | Sell Rate | Sell Total |  |  |  |  | IB | [17 empty] | U_M_Sell | T_M_Sell | U_L_Sell | T_L_Sell | Total_Sell | T_M_Cost | T_L_Phr | Mat/Lab=1 |  |  | Sell Total
1 | No |  | Item: 2.19399999999998 | 54.2 | 54.2 | ISELL |  |  |  | mu_B | ITEM | [7 empty] | mu: 1.13 | [8 empty] | 54.2 | 54.2 | 0 | 0 | 54.2 | 48.02 | 0 | 48.02 |  | 1 | 58.98
|  |  | Manual call point c/w cover | [6 empty] | n
1 | LS |  | SUBCONTRACTING WORKS |  | NAS Ltd - Fire Alarm | SUBC_001 | 960 | MISC | [5 empty] | 4 | 2004-10-14 | 48.015 | 48.015 |  | 0 | [17 empty] | 1 | NAS Ltd.
[17 empty] | 0 |  | 0
d> | 0 |  |  |  |  | ICOST |  |  |  | mu_B | ITEM | [5 empty] | 48.015 |  | 0 | [17 empty] | d>
SB | [36 empty] | SB
| -313.2073 |  | PAGE: |  | 5230.64 | [5 empty] | PAGE | [5 empty] | 3573.027 |  | 33.84 | [18 empty] | 5656.3
| Discy: |  |  |  | PAGE SELL | [11 empty] | PAGE MAT |  | PAGE LAB | [18 empty] | PAGE SELL
TB
t
Level 3 - FAP1
TB
t
Supply and install LSZH conduit recessed in wall or in screed under tiles from fire alarm panel via galvanised trunking to the following fire alarm points.
|  |  |  | Sell Rate | Sell Total |  |  |  |  | IB | [17 empty] | U_M_Sell | T_M_Sell | U_L_Sell | T_L_Sell | Total_Sell | T_M_Cost | T_L_Phr | Mat/Lab=1 |  |  | Sell Total
1 | No |  | Item: 2.19499999999998 | 49.52 | 49.52 | ISELL |  |  |  | mu_A | ITEM | [7 empty] | mu :1.23 | [8 empty] | 17.73 | 17.73 | 31.79 | 31.79 | 49.52 | 14.4 | 0.94 | 15.34 |  | 1 | 52.9
|  |  | Rate of rise heat detector | [6 empty] | n
|  | h | [E25_0062_Quintano_Foods_Elec_ELV_As_Awarded.xlsx]Elec_Rates!$D$1029 |  |  | RATE_AAA
1 | 1 | 1 | 092# LSZH Conduit points for Fire alarm devices |  | Local Rate | RTLO_001 | [9 empty] | 14.4 | 14.4 | 0.94 | 0.94 | [17 empty] | 1 | Local Rate
[17 empty] | 0 |  | 0
d> | 0 |  |  |  |  | ICOST |  |  |  | mu_A | ITEM | [5 empty] | 14.4 |  | 0.94 | [17 empty] | d>
|  |  |  | Sell Rate | Sell Total |  |  |  |  | IB | [17 empty] | U_M_Sell | T_M_Sell | U_L_Sell | T_L_Sell | Total_Sell | T_M_Cost | T_L_Phr | Mat/Lab=1 |  |  | Sell Total
14 | No |  | Item: 2.19599999999998 | 49.52 | 693.28 | ISELL |  |  |  | mu_A | ITEM | [7 empty] | mu :1.23 | [8 empty] | 17.73 | 248.22 | 31.79 | 445.06 | 693.28 | 201.6 | 13.16 | 3006.64 |  | 14 | 740.6
|  |  | Optical smoke detector | [6 empty] | n
|  | h | [E25_0062_Quintano_Foods_Elec_ELV_As_Awarded.xlsx]Elec_Rates!$D$1029 |  |  | RATE_AAA
14 | 1 | 14 | 092# LSZH Conduit points for Fire alarm devices |  | Local Rate | RTLO_001 | [9 empty] | 14.4 | 201.6 | 0.94 | 13.16 | [17 empty] | 14 | Local Rate
[17 empty] | 0 |  | 0
d> | 0 |  |  |  |  | ICOST |  |  |  | mu_A | ITEM | [5 empty] | 201.6 |  | 13.16 | [17 empty] | d>
|  |  |  | Sell Rate | Sell Total |  |  |  |  | IB | [17 empty] | U_M_Sell | T_M_Sell | U_L_Sell | T_L_Sell | Total_Sell | T_M_Cost | T_L_Phr | Mat/Lab=1 |  |  | Sell Total
5 | No |  | Item: 2.19699999999998 | 49.52 | 247.6 | ISELL |  |  |  | mu_A | ITEM | [7 empty] | mu :1.23 | [8 empty] | 17.73 | 88.65 | 31.79 | 158.95 | 247.6 | 72 | 4.7 | 383.5 |  | 5 | 264.5
|  |  | Combined optical smoke detector c/w internal sounder & flashing beacon | [6 empty] | n
|  | h | [E25_0062_Quintano_Foods_Elec_ELV_As_Awarded.xlsx]Elec_Rates!$D$1029 |  |  | RATE_AAA
5 | 1 | 5 | 092# LSZH Conduit points for Fire alarm devices |  | Local Rate | RTLO_001 | [9 empty] | 14.4 | 72 | 0.94 | 4.7 | [17 empty] | 5 | Local Rate
[17 empty] | 0 |  | 0
d> | 0 |  |  |  |  | ICOST |  |  |  | mu_A | ITEM | [5 empty] | 72 |  | 4.7 | [17 empty] | d>
|  |  |  | Sell Rate | Sell Total |  |  |  |  | IB | [17 empty] | U_M_Sell | T_M_Sell | U_L_Sell | T_L_Sell | Total_Sell | T_M_Cost | T_L_Phr | Mat/Lab=1 |  |  | Sell Total
2 | No |  | Item: 2.19799999999998 | 49.52 | 99.04 | ISELL |  |  |  | mu_A | ITEM | [7 empty] | mu :1.23 | [8 empty] | 17.73 | 35.46 | 31.79 | 63.58 | 99.04 | 28.8 | 1.88 | 61.36 |  | 2 | 105.8
|  |  | Manual call point | [6 empty] | n
|  | h | [E25_0062_Quintano_Foods_Elec_ELV_As_Awarded.xlsx]Elec_Rates!$D$1029 |  |  | RATE_AAA
2 | 1 | 2 | 092# LSZH Conduit points for Fire alarm devices |  | Local Rate | RTLO_001 | [9 empty] | 14.4 | 28.8 | 0.94 | 1.88 | [17 empty] | 2 | Local Rate
[17 empty] | 0 |  | 0
d> | 0 |  |  |  |  | ICOST |  |  |  | mu_A | ITEM | [5 empty] | 28.8 |  | 1.88 | [17 empty] | d>
|  |  |  | Sell Rate | Sell Total |  |  |  |  | IB | [17 empty] | U_M_Sell | T_M_Sell | U_L_Sell | T_L_Sell | Total_Sell | T_M_Cost | T_L_Phr | Mat/Lab=1 |  |  | Sell Total
1 | No |  | Item: 2.19899999999998 | 49.52 | 49.52 | ISELL |  |  |  | mu_A | ITEM | [7 empty] | mu :1.23 | [8 empty] | 17.73 | 17.73 | 31.79 | 31.79 | 49.52 | 14.4 | 0.94 | 15.34 |  | 1 | 52.9
|  |  | Interface unit for VCP | [6 empty] | n
|  | h | [E25_0062_Quintano_Foods_Elec_ELV_As_Awarded.xlsx]Elec_Rates!$D$1029 |  |  | RATE_AAA
1 | 1 | 1 | 092# LSZH Conduit points for Fire alarm devices |  | Local Rate | RTLO_001 | [9 empty] | 14.4 | 14.4 | 0.94 | 0.94 | [17 empty] | 1 | Local Rate
[17 empty] | 0 |  | 0
d> | 0 |  |  |  |  | ICOST |  |  |  | mu_A | ITEM | [5 empty] | 14.4 |  | 0.94 | [17 empty] | d>
TB
t
Wiring of the following fire alarm points from the Fire alarm panel, using fire proof cable clipped directly to the wall / ceiling or through conduits, as per specification
|  |  |  | Sell Rate | Sell Total |  |  |  |  | IB | [17 empty] | U_M_Sell | T_M_Sell | U_L_Sell | T_L_Sell | Total_Sell | T_M_Cost | T_L_Phr | Mat/Lab=1 |  |  | Sell Total
1 | No |  | Item: 2.19999999999998 | 36.95 | 36.95 | ISELL |  |  |  | mu_B | ITEM | [7 empty] | mu: 1.13 | [8 empty] | 36.95 | 36.95 | 0 | 0 | 36.95 | 32.74 | 0 | 32.74 |  | 1 | 40.21
|  |  | Rate of rise heat detector | [6 empty] | n
1 | LS |  | SUBCONTRACTING WORKS |  | NAS Ltd - Fire Alarm | SUBC_001 | 960 | MISC | [5 empty] | 4 | 2004-10-14 | 32.7375 | 32.7375 |  | 0 | [17 empty] | 1 | NAS Ltd.
[17 empty] | 0 |  | 0
d> | 0 |  |  |  |  | ICOST |  |  |  | mu_B | ITEM | [5 empty] | 32.7375 |  | 0 | [17 empty] | d>
|  |  |  | Sell Rate | Sell Total |  |  |  |  | IB | [17 empty] | U_M_Sell | T_M_Sell | U_L_Sell | T_L_Sell | Total_Sell | T_M_Cost | T_L_Phr | Mat/Lab=1 |  |  | Sell Total
14 | No |  | Item: 2.20099999999998 | 36.95 | 517.3 | ISELL |  |  |  | mu_B | ITEM | [7 empty] | mu: 1.13 | [8 empty] | 36.95 | 517.3 | 0 | 0 | 517.3 | 458.33 | 0 | 6416.62 |  | 14 | 562.94
|  |  | Optical smoke detector | [6 empty] | n
14 | LS |  | SUBCONTRACTING WORKS |  | NAS Ltd - Fire Alarm | SUBC_001 | 960 | MISC | [5 empty] | 4 | 2004-10-14 | 32.7375 | 458.325 |  | 0 | [17 empty] | 14 | NAS Ltd.
[17 empty] | 0 |  | 0
d> | 0 |  |  |  |  | ICOST |  |  |  | mu_B | ITEM | [5 empty] | 458.325 |  | 0 | [17 empty] | d>
|  |  |  | Sell Rate | Sell Total |  |  |  |  | IB | [17 empty] | U_M_Sell | T_M_Sell | U_L_Sell | T_L_Sell | Total_Sell | T_M_Cost | T_L_Phr | Mat/Lab=1 |  |  | Sell Total
5 | No |  | Item: 2.20199999999998 | 36.95 | 184.75 | ISELL |  |  |  | mu_B | ITEM | [7 empty] | mu: 1.13 | [8 empty] | 36.95 | 184.75 | 0 | 0 | 184.75 | 163.69 | 0 | 818.45 |  | 5 | 201.05
|  |  | Combined optical smoke detector c/w internal sounder & flashing beacon | [6 empty] | n
5 | LS |  | SUBCONTRACTING WORKS |  | NAS Ltd - Fire Alarm | SUBC_001 | 960 | MISC | [5 empty] | 4 | 2004-10-14 | 32.7375 | 163.6875 |  | 0 | [17 empty] | 5 | NAS Ltd.
[17 empty] | 0 |  | 0
d> | 0 |  |  |  |  | ICOST |  |  |  | mu_B | ITEM | [5 empty] | 163.6875 |  | 0 | [17 empty] | d>
|  |  |  | Sell Rate | Sell Total |  |  |  |  | IB | [17 empty] | U_M_Sell | T_M_Sell | U_L_Sell | T_L_Sell | Total_Sell | T_M_Cost | T_L_Phr | Mat/Lab=1 |  |  | Sell Total
2 | No |  | Item: 2.20299999999998 | 36.95 | 73.9 | ISELL |  |  |  | mu_B | ITEM | [7 empty] | mu: 1.13 | [8 empty] | 36.95 | 73.9 | 0 | 0 | 73.9 | 65.48 | 0 | 130.96 |  | 2 | 80.42
|  |  | Manual call point | [6 empty] | n
2 | LS |  | SUBCONTRACTING WORKS |  | NAS Ltd - Fire Alarm | SUBC_001 | 960 | MISC | [5 empty] | 4 | 2004-10-14 | 32.7375 | 65.475 |  | 0 | [17 empty] | 2 | NAS Ltd.
[17 empty] | 0 |  | 0
d> | 0 |  |  |  |  | ICOST |  |  |  | mu_B | ITEM | [5 empty] | 65.475 |  | 0 | [17 empty] | d>
|  |  |  | Sell Rate | Sell Total |  |  |  |  | IB | [17 empty] | U_M_Sell | T_M_Sell | U_L_Sell | T_L_Sell | Total_Sell | T_M_Cost | T_L_Phr | Mat/Lab=1 |  |  | Sell Total
1 | No |  | Item: 2.20399999999998 | 36.95 | 36.95 | ISELL |  |  |  | mu_B | ITEM | [7 empty] | mu: 1.13 | [8 empty] | 36.95 | 36.95 | 0 | 0 | 36.95 | 32.74 | 0 | 32.74 |  | 1 | 40.21
|  |  | Interface unit for VCP | [6 empty] | n
1 | LS |  | SUBCONTRACTING WORKS |  | NAS Ltd - Fire Alarm | SUBC_001 | 960 | MISC | [5 empty] | 4 | 2004-10-14 | 32.7375 | 32.7375 |  | 0 | [17 empty] | 1 | NAS Ltd.
[17 empty] | 0 |  | 0
d> | 0 |  |  |  |  | ICOST |  |  |  | mu_B | ITEM | [5 empty] | 32.7375 |  | 0 | [17 empty] | d>
TB
t
Supply, install and connect of the following equipment:
|  |  |  | Sell Rate | Sell Total |  |  |  |  | IB | [17 empty] | U_M_Sell | T_M_Sell | U_L_Sell | T_L_Sell | Total_Sell | T_M_Cost | T_L_Phr | Mat/Lab=1 |  |  | Sell Total
1 | No |  | Item: 2.20499999999998 | 51.24 | 51.24 | ISELL |  |  |  | mu_B | ITEM | [7 empty] | mu: 1.13 | [8 empty] | 51.24 | 51.24 | 0 | 0 | 51.24 | 45.4 | 0 | 45.4 |  | 1 | 55.76
|  |  | Rate of rise heat detector | [6 empty] | n
1 | LS |  | SUBCONTRACTING WORKS |  | NAS Ltd - Fire Alarm | SUBC_001 | 960 | MISC | [5 empty] | 4 | 2004-10-14 | 45.396 | 45.396 |  | 0 | [17 empty] | 1 | NAS Ltd.
[17 empty] | 0 |  | 0
d> | 0 |  |  |  |  | ICOST |  |  |  | mu_B | ITEM | [5 empty] | 45.396 |  | 0 | [17 empty] | d>
|  |  |  | Sell Rate | Sell Total |  |  |  |  | IB | [17 empty] | U_M_Sell | T_M_Sell | U_L_Sell | T_L_Sell | Total_Sell | T_M_Cost | T_L_Phr | Mat/Lab=1 |  |  | Sell Total
14 | No |  | Item: 2.20599999999998 | 52.23 | 731.22 | ISELL |  |  |  | mu_B | ITEM | [7 empty] | mu: 1.13 | [8 empty] | 52.23 | 731.22 | 0 | 0 | 731.22 | 647.77 | 0 | 9068.78 |  | 14 | 795.62
|  |  | Optical smoke detector | [6 empty] | n
14 | LS |  | SUBCONTRACTING WORKS |  | NAS Ltd - Fire Alarm | SUBC_001 | 960 | MISC | [5 empty] | 4 | 2004-10-14 | 46.269 | 647.766 |  | 0 | [17 empty] | 14 | NAS Ltd.
[17 empty] | 0 |  | 0
d> | 0 |  |  |  |  | ICOST |  |  |  | mu_B | ITEM | [5 empty] | 647.766 |  | 0 | [17 empty] | d>
|  |  |  | Sell Rate | Sell Total |  |  |  |  | IB | [17 empty] | U_M_Sell | T_M_Sell | U_L_Sell | T_L_Sell | Total_Sell | T_M_Cost | T_L_Phr | Mat/Lab=1 |  |  | Sell Total
5 | No |  | Item: 2.20699999999998 | 93.61 | 468.05 | ISELL |  |  |  | mu_B | ITEM | [7 empty] | mu: 1.13 | [8 empty] | 93.61 | 468.05 | 0 | 0 | 468.05 | 414.68 | 0 | 2073.4 |  | 5 | 509.35
|  |  | Combined optical smoke detector c/w internal sounder & flashing beacon | [6 empty] | n
5 | LS |  | SUBCONTRACTING WORKS |  | NAS Ltd - Fire Alarm | SUBC_001 | 960 | MISC | [5 empty] | 4 | 2004-10-14 | 82.935 | 414.675 |  | 0 | [17 empty] | 5 | NAS Ltd.
[17 empty] | 0 |  | 0
d> | 0 |  |  |  |  | ICOST |  |  |  | mu_B | ITEM | [5 empty] | 414.675 |  | 0 | [17 empty] | d>
|  |  |  | Sell Rate | Sell Total |  |  |  |  | IB | [17 empty] | U_M_Sell | T_M_Sell | U_L_Sell | T_L_Sell | Total_Sell | T_M_Cost | T_L_Phr | Mat/Lab=1 |  |  | Sell Total
2 | No |  | Item: 2.20799999999998 | 54.2 | 108.4 | ISELL |  |  |  | mu_B | ITEM | [7 empty] | mu: 1.13 | [8 empty] | 54.2 | 108.4 | 0 | 0 | 108.4 | 96.03 | 0 | 192.06 |  | 2 | 117.96
|  |  | Manual call point c/w cover | [6 empty] | n
2 | LS |  | SUBCONTRACTING WORKS |  | NAS Ltd - Fire Alarm | SUBC_001 | 960 | MISC | [5 empty] | 4 | 2004-10-14 | 48.015 | 96.03 |  | 0 | [17 empty] | 2 | NAS Ltd.
[17 empty] | 0 |  | 0
d> | 0 |  |  |  |  | ICOST |  |  |  | mu_B | ITEM | [5 empty] | 96.03 |  | 0 | [17 empty] | d>
|  |  |  | Sell Rate | Sell Total |  |  |  |  | IB | [17 empty] | U_M_Sell | T_M_Sell | U_L_Sell | T_L_Sell | Total_Sell | T_M_Cost | T_L_Phr | Mat/Lab=1 |  |  | Sell Total
1 | No |  | Item: 2.20899999999998 | 77.85 | 77.85 | ISELL |  |  |  | mu_B | ITEM | [7 empty] | mu: 1.13 | [8 empty] | 77.85 | 77.85 | 0 | 0 | 77.85 | 68.97 | 0 | 68.97 |  | 1 | 84.71
|  |  | Interface unit for VCP | [6 empty] | n
1 | LS |  | SUBCONTRACTING WORKS |  | NAS Ltd - Fire Alarm | SUBC_001 | 960 | MISC | [5 empty] | 4 | 2004-10-14 | 68.967 | 68.967 |  | 0 | [17 empty] | 1 | NAS Ltd.
[17 empty] | 0 |  | 0
d> | 0 |  |  |  |  | ICOST |  |  |  | mu_B | ITEM | [5 empty] | 68.967 |  | 0 | [17 empty] | d>
TB
t
Level 4 - FAP1
TB
t
Supply and install LSZH conduit recessed in wall or in screed under tiles from fire alarm panel via galvanised trunking to the following fire alarm points.
|  |  |  | Sell Rate | Sell Total |  |  |  |  | IB | [17 empty] | U_M_Sell | T_M_Sell | U_L_Sell | T_L_Sell | Total_Sell | T_M_Cost | T_L_Phr | Mat/Lab=1 |  |  | Sell Total
1 | No |  | Item: 2.20999999999998 | 49.52 | 49.52 | ISELL |  |  |  | mu_A | ITEM | [7 empty] | mu :1.23 | [8 empty] | 17.73 | 17.73 | 31.79 | 31.79 | 49.52 | 14.4 | 0.94 | 15.34 |  | 1 | 52.9
|  |  | Optical smoke detector c/w remote indicator (for Lift) | [6 empty] | n
|  | h | [E25_0062_Quintano_Foods_Elec_ELV_As_Awarded.xlsx]Elec_Rates!$D$1029 |  |  | RATE_AAA
1 | 1 | 1 | 092# LSZH Conduit points for Fire alarm devices |  | Local Rate | RTLO_001 | [9 empty] | 14.4 | 14.4 | 0.94 | 0.94 | [17 empty] | 1 | Local Rate
[17 empty] | 0 |  | 0
d> | 0 |  |  |  |  | ICOST |  |  |  | mu_A | ITEM | [5 empty] | 14.4 |  | 0.94 | [17 empty] | d>
|  |  |  | Sell Rate | Sell Total |  |  |  |  | IB | [17 empty] | U_M_Sell | T_M_Sell | U_L_Sell | T_L_Sell | Total_Sell | T_M_Cost | T_L_Phr | Mat/Lab=1 |  |  | Sell Total
1 | No |  | Item: 2.21099999999998 | 49.52 | 49.52 | ISELL |  |  |  | mu_A | ITEM | [7 empty] | mu :1.23 | [8 empty] | 17.73 | 17.73 | 31.79 | 31.79 | 49.52 | 14.4 | 0.94 | 15.34 |  | 1 | 52.9
|  |  | Interface unit for Lift | [6 empty] | n
|  | h | [E25_0062_Quintano_Foods_Elec_ELV_As_Awarded.xlsx]Elec_Rates!$D$1029 |  |  | RATE_AAA
1 | 1 | 1 | 092# LSZH Conduit points for Fire alarm devices |  | Local Rate | RTLO_001 | [9 empty] | 14.4 | 14.4 | 0.94 | 0.94 | [17 empty] | 1 | Local Rate
[17 empty] | 0 |  | 0
d> | 0 |  |  |  |  | ICOST |  |  |  | mu_A | ITEM | [5 empty] | 14.4 |  | 0.94 | [17 empty] | d>
TB
t
Wiring of the following fire alarm points from the Fire alarm panel, using fire proof cable clipped directly to the wall / ceiling or through conduits, as per specification
|  |  |  | Sell Rate | Sell Total |  |  |  |  | IB | [17 empty] | U_M_Sell | T_M_Sell | U_L_Sell | T_L_Sell | Total_Sell | T_M_Cost | T_L_Phr | Mat/Lab=1 |  |  | Sell Total
1 | No |  | Item: 2.21199999999998 | 44.34 | 44.34 | ISELL |  |  |  | mu_B | ITEM | [7 empty] | mu: 1.13 | [8 empty] | 44.34 | 44.34 | 0 | 0 | 44.34 | 39.29 | 0 | 39.29 |  | 1 | 48.25
|  |  | Optical smoke detector c/w remote indicator (for Lift) | [6 empty] | n
1 | LS |  | SUBCONTRACTING WORKS |  | NAS Ltd - Fire Alarm | SUBC_001 | 960 | MISC | [5 empty] | 4 | 2004-10-14 | 39.285 | 39.285 |  | 0 | [17 empty] | 1 | NAS Ltd.
[17 empty] | 0 |  | 0
d> | 0 |  |  |  |  | ICOST |  |  |  | mu_B | ITEM | [5 empty] | 39.285 |  | 0 | [17 empty] | d>
|  |  |  | Sell Rate | Sell Total |  |  |  |  | IB | [17 empty] | U_M_Sell | T_M_Sell | U_L_Sell | T_L_Sell | Total_Sell | T_M_Cost | T_L_Phr | Mat/Lab=1 |  |  | Sell Total
1 | No |  | Item: 2.21299999999998 | 36.95 | 36.95 | ISELL |  |  |  | mu_B | ITEM | [7 empty] | mu: 1.13 | [8 empty] | 36.95 | 36.95 | 0 | 0 | 36.95 | 32.74 | 0 | 32.74 |  | 1 | 40.21
|  |  | Interface unit for Lift | [6 empty] | n
1 | LS |  | SUBCONTRACTING WORKS |  | NAS Ltd - Fire Alarm | SUBC_001 | 960 | MISC | [5 empty] | 4 | 2004-10-14 | 32.7375 | 32.7375 |  | 0 | [17 empty] | 1 | NAS Ltd.
[17 empty] | 0 |  | 0
d> | 0 |  |  |  |  | ICOST |  |  |  | mu_B | ITEM | [5 empty] | 32.7375 |  | 0 | [17 empty] | d>
TB
t
Supply, install and connect of the following equipment:
|  |  |  | Sell Rate | Sell Total |  |  |  |  | IB | [17 empty] | U_M_Sell | T_M_Sell | U_L_Sell | T_L_Sell | Total_Sell | T_M_Cost | T_L_Phr | Mat/Lab=1 |  |  | Sell Total
1 | No |  | Item: 2.21399999999998 | 76.86 | 76.86 | ISELL |  |  |  | mu_B | ITEM | [7 empty] | mu: 1.13 | [8 empty] | 76.86 | 76.86 | 0 | 0 | 76.86 | 68.09 | 0 | 68.09 |  | 1 | 83.64
|  |  | Optical smoke detector c/w remote indicator (for Lift) | [6 empty] | n
1 | LS |  | SUBCONTRACTING WORKS |  | NAS Ltd - Fire Alarm | SUBC_001 | 960 | MISC | [5 empty] | 4 | 2004-10-14 | 68.094 | 68.094 |  | 0 | [17 empty] | 1 | NAS Ltd.
[17 empty] | 0 |  | 0
d> | 0 |  |  |  |  | ICOST |  |  |  | mu_B | ITEM | [5 empty] | 68.094 |  | 0 | [17 empty] | d>
|  |  |  | Sell Rate | Sell Total |  |  |  |  | IB | [17 empty] | U_M_Sell | T_M_Sell | U_L_Sell | T_L_Sell | Total_Sell | T_M_Cost | T_L_Phr | Mat/Lab=1 |  |  | Sell Total
1 | No |  | Item: 2.21499999999998 | 77.85 | 77.85 | ISELL |  |  |  | mu_B | ITEM | [7 empty] | mu: 1.13 | [8 empty] | 77.85 | 77.85 | 0 | 0 | 77.85 | 68.97 | 0 | 68.97 |  | 1 | 84.71
|  |  | Interface unit for Lift | [6 empty] | n
1 | LS |  | SUBCONTRACTING WORKS |  | NAS Ltd - Fire Alarm | SUBC_001 | 960 | MISC | [5 empty] | 4 | 2004-10-14 | 68.967 | 68.967 |  | 0 | [17 empty] | 1 | NAS Ltd.
[17 empty] | 0 |  | 0
d> | 0 |  |  |  |  | ICOST |  |  |  | mu_B | ITEM | [5 empty] | 68.967 |  | 0 | [17 empty] | d>
TB
t
General
|  |  |  | Sell Rate | Sell Total |  |  |  |  | IB | [17 empty] | U_M_Sell | T_M_Sell | U_L_Sell | T_L_Sell | Total_Sell | T_M_Cost | T_L_Phr | Mat/Lab=1 |  |  | Sell Total
1 | L.S. |  | Item: 2.21599999999998 | 492.69 | 492.69 | ISELL |  |  |  | mu_B | ITEM | [7 empty] | mu: 1.13 | [8 empty] | 492.69 | 492.69 | 0 | 0 | 492.69 | 436.5 | 0 | 436.5 |  | 1 | 536.15
|  |  | Programming of detectors etc… for a complete working system | [6 empty] | n
1 | LS |  | SUBCONTRACTING WORKS |  | NAS Ltd - Fire Alarm | SUBC_001 | 960 | MISC | [5 empty] | 4 | 2004-10-14 | 436.5 | 436.5 |  | 0 | [17 empty] | 1 | NAS Ltd.
[17 empty] | 0 |  | 0
d> | 0 |  |  |  |  | ICOST |  |  |  | mu_B | ITEM | [5 empty] | 436.5 |  | 0 | [17 empty] | d>
|  |  |  | Sell Rate | Sell Total |  |  |  |  | IB | [17 empty] | U_M_Sell | T_M_Sell | U_L_Sell | T_L_Sell | Total_Sell | T_M_Cost | T_L_Phr | Mat/Lab=1 |  |  | Sell Total
1 | L.S. |  | Item: 2.21699999999998 | 985.38 | 985.38 | ISELL |  |  |  | mu_B | ITEM | [7 empty] | mu: 1.13 | [8 empty] | 985.38 | 985.38 | 0 | 0 | 985.38 | 873 | 0 | 873 |  | 1 | 1072.3
|  |  | Test and commission system including the provision for all necessary testing as may be required | [6 empty] | n
1 | LS |  | SUBCONTRACTING WORKS |  | NAS Ltd - Fire Alarm | SUBC_001 | 960 | MISC | [5 empty] | 4 | 2004-10-14 | 873 | 873 |  | 0 | [17 empty] | 1 | NAS Ltd.
[17 empty] | 0 |  | 0
d> | 0 |  |  |  |  | ICOST |  |  |  | mu_B | ITEM | [5 empty] | 873 |  | 0 | [17 empty] | d>
|  |  |  | Sell Rate | Sell Total |  |  |  |  | IB | [17 empty] | U_M_Sell | T_M_Sell | U_L_Sell | T_L_Sell | Total_Sell | T_M_Cost | T_L_Phr | Mat/Lab=1 |  |  | Sell Total
1 | Set |  | Item: 2.21799999999998 | 349.83 | 349.83 | ISELL |  |  |  | mu_A | ITEM | [7 empty] | mu :1.23 | [8 empty] | 174.85 | 174.85 | 174.98 | 174.98 | 349.83 | 142 | 5.18 | 147.18 |  | 1 | 369.27
Supply one full set of as fitted drawings (including 1 hard copy and a digital copy on 2 separate USBs) c/w all manuals etc..
14 | No |  | A0 "As Fitted Drawing" (Print) @2!Eents/sq.foot |  |  | DOCS_002 | 880 | (__) | [5 empty] | 3 | 1999-03-01 | 8 | 112 | 0.25 | 3.15 | [17 empty] | 14
1 | No |  | USB |  |  | DOCS_012 | 880 | (__) | [5 empty] | 3 |  | 10 | 10 | 0.25 | 0.225 | [17 empty] | 1
1 | No |  | Operating and Maintenance Manuals |  |  | DOCS_013 | 880 | (__) | [5 empty] | 3 |  | 20 | 20 | 2 | 1.8 | [17 empty] | 1
[17 empty] | 0 |  | 0
d> | 0 |  |  |  |  | ICOST |  |  |  | mu_A | ITEM | [5 empty] | 142 |  | 5.175 | [17 empty] | d>
SB | [36 empty] | SB
| -363.5551 |  | PAGE: |  | 5588.51 | [5 empty] | PAGE | [5 empty] | 4046.38 |  | 28.675 | [18 empty] | 6045.26
| Discy: |  |  |  | PAGE SELL | [11 empty] | PAGE MAT |  | PAGE LAB | [18 empty] | PAGE SELL
SB | [36 empty] | SB
| -4503.0432 |  | TOTAL FOR FIRE ALARM & DETECTION SYSTEM |  | 90522.44 | [5 empty] | SECT | [5 empty] | 60411.9547 |  | 610.35 | [18 empty] | 96677.8
| Discy: |  |  |  | SECT SELL | [11 empty] | SECT MAT |  | SECT LAB | [18 empty] | SECT SELL
TB
|  | t | Item: 5
|  |  | CCTV INSTALLATION |  | NAS Ltd. | [32 empty] | NAS Ltd.
TB
t
Basement Level -1
TB
t
Supply, install and connect the following CCTV Equipment:
TB
t
Offices Parking (Quintano Offices NVR)
|  |  |  | Sell Rate | Sell Total |  |  |  |  | IB | [17 empty] | U_M_Sell | T_M_Sell | U_L_Sell | T_L_Sell | Total_Sell | T_M_Cost | T_L_Phr | Mat/Lab=1 |  |  | Sell Total
10 | No |  | Item: 5.001 | 83.76 | 837.6 | ISELL |  |  |  | mu_B | ITEM | [7 empty] | mu: 1.13 | [8 empty] | 83.76 | 837.6 | 0 | 0 | 837.6 | 742.05 | 0 | 7420.5 |  | 10 | 911.5
|  |  | Dome Type POE CCTV Camera - 4 MP | [6 empty] | n
10 | LS |  | SUBCONTRACTING WORKS |  | NAS Ltd - CCTV | SUBC_001 | 960 | MISC | [5 empty] | 4 | 2004-10-14 | 74.205 | 742.05 |  | 0 | [17 empty] | 10 | NAS Ltd.
[17 empty] | 0 |  | 0
d> | 0 |  |  |  |  | ICOST |  |  |  | mu_B | ITEM | [5 empty] | 742.05 |  | 0 | [17 empty] | d>
|  |  |  | Sell Rate | Sell Total |  |  |  |  | IB | [17 empty] | U_M_Sell | T_M_Sell | U_L_Sell | T_L_Sell | Total_Sell | T_M_Cost | T_L_Phr | Mat/Lab=1 |  |  | Sell Total
21 | No |  | Item: 5.002 | 113.32 | 2379.72 | ISELL |  |  |  | mu_B | ITEM | [7 empty] | mu: 1.13 | [8 empty] | 113.32 | 2379.72 | 0 | 0 | 2379.72 | 2108.3 | 0 | 44274.3 |  | 21 | 2589.51
|  |  | Bullet Type POE CCTV Camera - 4 MP | [6 empty] | n
21 | LS |  | SUBCONTRACTING WORKS |  | NAS Ltd - CCTV | SUBC_001 | 960 | MISC | [5 empty] | 4 | 2004-10-14 | 100.395 | 2108.295 |  | 0 | [17 empty] | 21 | NAS Ltd.
[17 empty] | 0 |  | 0
d> | 0 |  |  |  |  | ICOST |  |  |  | mu_B | ITEM | [5 empty] | 2108.295 |  | 0 | [17 empty] | d>
TB
t
Truck Parking (Warhouse NVR)
|  |  |  | Sell Rate | Sell Total |  |  |  |  | IB | [17 empty] | U_M_Sell | T_M_Sell | U_L_Sell | T_L_Sell | Total_Sell | T_M_Cost | T_L_Phr | Mat/Lab=1 |  |  | Sell Total
4 | No |  | Item: 5.003 | 83.76 | 335.04 | ISELL |  |  |  | mu_B | ITEM | [7 empty] | mu: 1.13 | [8 empty] | 83.76 | 335.04 | 0 | 0 | 335.04 | 296.82 | 0 | 1187.28 |  | 4 | 364.6
|  |  | Dome Type POE CCTV Camera - 4 MP | [6 empty] | n
4 | LS |  | SUBCONTRACTING WORKS |  | NAS Ltd - CCTV | SUBC_001 | 960 | MISC | [5 empty] | 4 | 2004-10-14 | 74.205 | 296.82 |  | 0 | [17 empty] | 4 | NAS Ltd.
[17 empty] | 0 |  | 0
d> | 0 |  |  |  |  | ICOST |  |  |  | mu_B | ITEM | [5 empty] | 296.82 |  | 0 | [17 empty] | d>
|  |  |  | Sell Rate | Sell Total |  |  |  |  | IB | [17 empty] | U_M_Sell | T_M_Sell | U_L_Sell | T_L_Sell | Total_Sell | T_M_Cost | T_L_Phr | Mat/Lab=1 |  |  | Sell Total
18 | No |  | Item: 5.004 | 113.32 | 2039.76 | ISELL |  |  |  | mu_B | ITEM | [7 empty] | mu: 1.13 | [8 empty] | 113.32 | 2039.76 | 0 | 0 | 2039.76 | 1807.11 | 0 | 32527.98 |  | 26 | 3206.06
|  |  | Bullet Type POE CCTV Camera - 4 MP | [6 empty] | n
18 | LS |  | SUBCONTRACTING WORKS |  | NAS Ltd - CCTV | SUBC_001 | 960 | MISC | [5 empty] | 4 | 2004-10-14 | 100.395 | 1807.11 |  | 0 | [17 empty] | 26 | NAS Ltd.
[17 empty] | 0 |  | 0
d> | 0 |  |  |  |  | ICOST |  |  |  | mu_B | ITEM | [5 empty] | 1807.11 |  | 0 | [17 empty] | d>
|  |  |  | Sell Rate | Sell Total |  |  |  |  | IB | [17 empty] | U_M_Sell | T_M_Sell | U_L_Sell | T_L_Sell | Total_Sell | T_M_Cost | T_L_Phr | Mat/Lab=1 |  |  | Sell Total
3 | No |  | Item: 5.005 | 192.15 | 576.45 | ISELL |  |  |  | mu_B | ITEM | [7 empty] | mu: 1.13 | [8 empty] | 192.15 | 576.45 | 0 | 0 | 576.45 | 510.71 | 0 | 1532.13 |  | 3 | 627.3
|  |  | 24 Port POE Switch | [6 empty] | n
3 | LS |  | SUBCONTRACTING WORKS |  | NAS Ltd - CCTV | SUBC_001 | 960 | MISC | [5 empty] | 4 | 2004-10-14 | 170.235 | 510.705 |  | 0 | [17 empty] | 3 | NAS Ltd.
[17 empty] | 0 |  | 0
d> | 0 |  |  |  |  | ICOST |  |  |  | mu_B | ITEM | [5 empty] | 510.705 |  | 0 | [17 empty] | d>
TB
t
OFFICES L0/L1
TB
t
Level 0
TB
t
Supply, install and connect the following CCTV Equipment:
|  |  |  | Sell Rate | Sell Total |  |  |  |  | IB | [17 empty] | U_M_Sell | T_M_Sell | U_L_Sell | T_L_Sell | Total_Sell | T_M_Cost | T_L_Phr | Mat/Lab=1 |  |  | Sell Total
6 | No |  | Item: 5.006 | 83.76 | 502.56 | ISELL |  |  |  | mu_B | ITEM | [7 empty] | mu: 1.13 | [8 empty] | 83.76 | 502.56 | 0 | 0 | 502.56 | 445.23 | 0 | 2671.38 |  | 6 | 546.9
|  |  | Dome Type POE CCTV Camera - 4 MP | [6 empty] | n
6 | LS |  | SUBCONTRACTING WORKS |  | NAS Ltd - CCTV | SUBC_001 | 960 | MISC | [5 empty] | 4 | 2004-10-14 | 74.205 | 445.23 |  | 0 | [17 empty] | 6 | NAS Ltd.
[17 empty] | 0 |  | 0
d> | 0 |  |  |  |  | ICOST |  |  |  | mu_B | ITEM | [5 empty] | 445.23 |  | 0 | [17 empty] | d>
|  |  |  | Sell Rate | Sell Total |  |  |  |  | IB | [17 empty] | U_M_Sell | T_M_Sell | U_L_Sell | T_L_Sell | Total_Sell | T_M_Cost | T_L_Phr | Mat/Lab=1 |  |  | Sell Total
7 | No |  | Item: 5.007 | 123.17 | 862.19 | ISELL |  |  |  | mu_B | ITEM | [7 empty] | mu: 1.13 | [8 empty] | 123.17 | 862.19 | 0 | 0 | 862.19 | 763.88 | 0 | 5347.16 |  | 7 | 938.28
|  |  | Bullet Type POE CCTV Camera - 4 MP | [6 empty] | n
7 | LS |  | SUBCONTRACTING WORKS |  | NAS Ltd - CCTV | SUBC_001 | 960 | MISC | [5 empty] | 4 | 2004-10-14 | 109.125 | 763.875 |  | 0 | [17 empty] | 7 | NAS Ltd.
[17 empty] | 0 |  | 0
d> | 0 |  |  |  |  | ICOST |  |  |  | mu_B | ITEM | [5 empty] | 763.875 |  | 0 | [17 empty] | d>
TB
t
Level 1
TB
t
Supply, install and connect the following CCTV Equipment:
|  |  |  | Sell Rate | Sell Total |  |  |  |  | IB | [17 empty] | U_M_Sell | T_M_Sell | U_L_Sell | T_L_Sell | Total_Sell | T_M_Cost | T_L_Phr | Mat/Lab=1 |  |  | Sell Total
4 | No |  | Item: 5.008 | 83.76 | 335.04 | ISELL |  |  |  | mu_B | ITEM | [7 empty] | mu: 1.13 | [8 empty] | 83.76 | 335.04 | 0 | 0 | 335.04 | 296.82 | 0 | 1187.28 |  | 4 | 364.6
|  |  | Dome Type POE CCTV Camera - 4 MP | [6 empty] | n
4 | LS |  | SUBCONTRACTING WORKS |  | NAS Ltd - CCTV | SUBC_001 | 960 | MISC | [5 empty] | 4 | 2004-10-14 | 74.205 | 296.82 |  | 0 | [17 empty] | 4 | NAS Ltd.
[17 empty] | 0 |  | 0
d> | 0 |  |  |  |  | ICOST |  |  |  | mu_B | ITEM | [5 empty] | 296.82 |  | 0 | [17 empty] | d>
|  |  |  | Sell Rate | Sell Total |  |  |  |  | IB | [17 empty] | U_M_Sell | T_M_Sell | U_L_Sell | T_L_Sell | Total_Sell | T_M_Cost | T_L_Phr | Mat/Lab=1 |  |  | Sell Total
1 | No |  | Item: 5.009 | 192.15 | 192.15 | ISELL |  |  |  | mu_B | ITEM | [7 empty] | mu: 1.13 | [8 empty] | 192.15 | 192.15 | 0 | 0 | 192.15 | 170.24 | 0 | 170.24 |  | 1 | 209.1
|  |  | 24 Port POE Switch | [6 empty] | n
1 | LS |  | SUBCONTRACTING WORKS |  | NAS Ltd - CCTV | SUBC_001 | 960 | MISC | [5 empty] | 4 | 2004-10-14 | 170.235 | 170.235 |  | 0 | [17 empty] | 1 | NAS Ltd.
[17 empty] | 0 |  | 0
d> | 0 |  |  |  |  | ICOST |  |  |  | mu_B | ITEM | [5 empty] | 170.235 |  | 0 | [17 empty] | d>
|  |  |  | Sell Rate | Sell Total |  |  |  |  | IB | [17 empty] | U_M_Sell | T_M_Sell | U_L_Sell | T_L_Sell | Total_Sell | T_M_Cost | T_L_Phr | Mat/Lab=1 |  |  | Sell Total
2 | No |  | Item: 5.01 | 793.23 | 1586.46 | ISELL |  |  |  | mu_B | ITEM | [7 empty] | mu: 1.13 | [8 empty] | 793.23 | 1586.46 | 0 | 0 | 1586.46 | 1405.53 | 0 | 2811.06 |  | 2 | 1726.4
32-channel NVR as specified c/w software, and c/w all wiring, cabling and any ancillary items required for the connecting up between NVR and POE Switch, as per specs
2 | LS |  | SUBCONTRACTING WORKS |  | NAS Ltd - CCTV | SUBC_001 | 960 | MISC | [5 empty] | 4 | 2004-10-14 | 702.765 | 1405.53 |  | 0 | [17 empty] | 2 | NAS Ltd.
[17 empty] | 0 |  | 0
d> | 0 |  |  |  |  | ICOST |  |  |  | mu_B | ITEM | [5 empty] | 1405.53 |  | 0 | [17 empty] | d>
TB
t
OFFICES L2
TB
t
Level 2
TB
t
Supply, install and connect the following CCTV Equipment:
|  |  |  | Sell Rate | Sell Total |  |  |  |  | IB | [17 empty] | U_M_Sell | T_M_Sell | U_L_Sell | T_L_Sell | Total_Sell | T_M_Cost | T_L_Phr | Mat/Lab=1 |  |  | Sell Total
8 | No |  | Item: 5.011 | 83.76 | 670.08 | ISELL |  |  |  | mu_B | ITEM | [7 empty] | mu: 1.13 | [8 empty] | 83.76 | 670.08 | 0 | 0 | 670.08 | 593.64 | 0 | 4749.12 |  | 8 | 729.2
|  |  | Dome Type POE CCTV Camera - 4 MP | [6 empty] | n
8 | LS |  | SUBCONTRACTING WORKS |  | NAS Ltd - CCTV | SUBC_001 | 960 | MISC | [5 empty] | 4 | 2004-10-14 | 74.205 | 593.64 |  | 0 | [17 empty] | 8 | NAS Ltd.
[17 empty] | 0 |  | 0
d> | 0 |  |  |  |  | ICOST |  |  |  | mu_B | ITEM | [5 empty] | 593.64 |  | 0 | [17 empty] | d>
|  |  |  | Sell Rate | Sell Total |  |  |  |  | IB | [17 empty] | U_M_Sell | T_M_Sell | U_L_Sell | T_L_Sell | Total_Sell | T_M_Cost | T_L_Phr | Mat/Lab=1 |  |  | Sell Total
1 | No |  | Item: 5.012 | 118.25 | 118.25 | ISELL |  |  |  | mu_B | ITEM | [7 empty] | mu: 1.13 | [8 empty] | 118.25 | 118.25 | 0 | 0 | 118.25 | 104.76 | 0 | 104.76 |  | 1 | 128.68
|  |  | 12 Port POE Switch | [6 empty] | n
1 | LS |  | SUBCONTRACTING WORKS |  | NAS Ltd - CCTV | SUBC_001 | 960 | MISC | [5 empty] | 4 | 2004-10-14 | 104.76 | 104.76 |  | 0 | [17 empty] | 1 | NAS Ltd.
[17 empty] | 0 |  | 0
d> | 0 |  |  |  |  | ICOST |  |  |  | mu_B | ITEM | [5 empty] | 104.76 |  | 0 | [17 empty] | d>
|  |  |  | Sell Rate | Sell Total |  |  |  |  | IB | [17 empty] | U_M_Sell | T_M_Sell | U_L_Sell | T_L_Sell | Total_Sell | T_M_Cost | T_L_Phr | Mat/Lab=1 |  |  | Sell Total
1 | No |  | Item: 5.013 | 561.67 | 561.67 | ISELL |  |  |  | mu_B | ITEM | [7 empty] | mu: 1.13 | [8 empty] | 561.67 | 561.67 | 0 | 0 | 561.67 | 497.61 | 0 | 497.61 |  | 1 | 611.21
12-channel NVR as specified c/w software, and c/w all wiring, cabling and any ancillary items required for the connecting up between NVR and POE Switch, as per specs
1 | LS |  | SUBCONTRACTING WORKS |  | NAS Ltd - CCTV | SUBC_001 | 960 | MISC | [5 empty] | 4 | 2004-10-14 | 497.61 | 497.61 |  | 0 | [17 empty] | 1 | NAS Ltd.
[17 empty] | 0 |  | 0
d> | 0 |  |  |  |  | ICOST |  |  |  | mu_B | ITEM | [5 empty] | 497.61 |  | 0 | [17 empty] | d>
TB
t
OFFICES L3
TB
t
Level 3
TB
t
Supply, install and connect the following CCTV Equipment:
|  |  |  | Sell Rate | Sell Total |  |  |  |  | IB | [17 empty] | U_M_Sell | T_M_Sell | U_L_Sell | T_L_Sell | Total_Sell | T_M_Cost | T_L_Phr | Mat/Lab=1 |  |  | Sell Total
5 | No |  | Item: 5.014 | 83.76 | 418.8 | ISELL |  |  |  | mu_B | ITEM | [7 empty] | mu: 1.13 | [8 empty] | 83.76 | 418.8 | 0 | 0 | 418.8 | 371.03 | 0 | 1855.15 |  | 5 | 455.75
|  |  | Dome Type POE CCTV Camera - 4 MP | [6 empty] | n
5 | LS |  | SUBCONTRACTING WORKS |  | NAS Ltd - CCTV | SUBC_001 | 960 | MISC | [5 empty] | 4 | 2004-10-14 | 74.205 | 371.025 |  | 0 | [17 empty] | 5 | NAS Ltd.
[17 empty] | 0 |  | 0
d> | 0 |  |  |  |  | ICOST |  |  |  | mu_B | ITEM | [5 empty] | 371.025 |  | 0 | [17 empty] | d>
|  |  |  | Sell Rate | Sell Total |  |  |  |  | IB | [17 empty] | U_M_Sell | T_M_Sell | U_L_Sell | T_L_Sell | Total_Sell | T_M_Cost | T_L_Phr | Mat/Lab=1 |  |  | Sell Total
1 | No |  | Item: 5.01500000000001 | 118.25 | 118.25 | ISELL |  |  |  | mu_B | ITEM | [7 empty] | mu: 1.13 | [8 empty] | 118.25 | 118.25 | 0 | 0 | 118.25 | 104.76 | 0 | 104.76 |  | 1 | 128.68
|  |  | 12 Port POE Switch | [6 empty] | n
1 | LS |  | SUBCONTRACTING WORKS |  | NAS Ltd - CCTV | SUBC_001 | 960 | MISC | [5 empty] | 4 | 2004-10-14 | 104.76 | 104.76 |  | 0 | [17 empty] | 1 | NAS Ltd.
[17 empty] | 0 |  | 0
d> | 0 |  |  |  |  | ICOST |  |  |  | mu_B | ITEM | [5 empty] | 104.76 |  | 0 | [17 empty] | d>
TB
t
WAREHOUSE
TB
t
Level 0
TB
t
Supply, install and connect the following CCTV Equipment:
|  |  |  | Sell Rate | Sell Total |  |  |  |  | IB | [17 empty] | U_M_Sell | T_M_Sell | U_L_Sell | T_L_Sell | Total_Sell | T_M_Cost | T_L_Phr | Mat/Lab=1 |  |  | Sell Total
3 | No |  | Item: 5.01600000000001 | 83.76 | 251.28 | ISELL |  |  |  | mu_B | ITEM | [7 empty] | mu: 1.13 | [8 empty] | 83.76 | 251.28 | 0 | 0 | 251.28 | 222.62 | 0 | 667.86 |  | 3 | 273.45
|  |  | Dome Type POE CCTV Camera - 4 MP | [6 empty] | n
3 | LS |  | SUBCONTRACTING WORKS |  | NAS Ltd - CCTV | SUBC_001 | 960 | MISC | [5 empty] | 4 | 2004-10-14 | 74.205 | 222.615 |  | 0 | [17 empty] | 3 | NAS Ltd.
[17 empty] | 0 |  | 0
d> | 0 |  |  |  |  | ICOST |  |  |  | mu_B | ITEM | [5 empty] | 222.615 |  | 0 | [17 empty] | d>
|  |  |  | Sell Rate | Sell Total |  |  |  |  | IB | [17 empty] | U_M_Sell | T_M_Sell | U_L_Sell | T_L_Sell | Total_Sell | T_M_Cost | T_L_Phr | Mat/Lab=1 |  |  | Sell Total
69 | No |  | Item: 5.01700000000001 | 123.17 | 8498.73 | ISELL |  |  |  | mu_B | ITEM | [7 empty] | mu: 1.13 | [8 empty] | 123.17 | 8498.73 | 0 | 0 | 8498.73 | 7529.63 | 0 | 519544.47 |  | 71 | 9516.84
|  |  | Bullet Type POE CCTV Camera - 4 MP | [6 empty] | n
69 | LS |  | SUBCONTRACTING WORKS |  | NAS Ltd - CCTV | SUBC_001 | 960 | MISC | [5 empty] | 4 | 2004-10-14 | 109.125 | 7529.625 |  | 0 | [17 empty] | 71 | NAS Ltd.
[17 empty] | 0 |  | 0
d> | 0 |  |  |  |  | ICOST |  |  |  | mu_B | ITEM | [5 empty] | 7529.625 |  | 0 | [17 empty] | d>
|  |  |  | Sell Rate | Sell Total |  |  |  |  | IB | [17 empty] | U_M_Sell | T_M_Sell | U_L_Sell | T_L_Sell | Total_Sell | T_M_Cost | T_L_Phr | Mat/Lab=1 |  |  | Sell Total
4 | No |  | Item: 5.01800000000001 | 192.15 | 768.6 | ISELL |  |  |  | mu_B | ITEM | [7 empty] | mu: 1.13 | [8 empty] | 192.15 | 768.6 | 0 | 0 | 768.6 | 680.94 | 0 | 2723.76 |  | 4 | 836.4
|  |  | 24 Port POE Switch | [6 empty] | n
4 | LS |  | SUBCONTRACTING WORKS |  | NAS Ltd - CCTV | SUBC_001 | 960 | MISC | [5 empty] | 4 | 2004-10-14 | 170.235 | 680.94 |  | 0 | [17 empty] | 4 | NAS Ltd.
[17 empty] | 0 |  | 0
d> | 0 |  |  |  |  | ICOST |  |  |  | mu_B | ITEM | [5 empty] | 680.94 |  | 0 | [17 empty] | d>
TB
t
Level 1
TB
t
Supply, install and connect the following CCTV Equipment:
|  |  |  | Sell Rate | Sell Total |  |  |  |  | IB | [17 empty] | U_M_Sell | T_M_Sell | U_L_Sell | T_L_Sell | Total_Sell | T_M_Cost | T_L_Phr | Mat/Lab=1 |  |  | Sell Total
2 | No |  | Item: 5.01900000000001 | 83.76 | 167.52 | ISELL |  |  |  | mu_B | ITEM | [7 empty] | mu: 1.13 | [8 empty] | 83.76 | 167.52 | 0 | 0 | 167.52 | 148.41 | 0 | 296.82 |  | 2 | 182.3
|  |  | Dome Type POE CCTV Camera - 4 MP | [6 empty] | n
2 | LS |  | SUBCONTRACTING WORKS |  | NAS Ltd - CCTV | SUBC_001 | 960 | MISC | [5 empty] | 4 | 2004-10-14 | 74.205 | 148.41 |  | 0 | [17 empty] | 2 | NAS Ltd.
[17 empty] | 0 |  | 0
d> | 0 |  |  |  |  | ICOST |  |  |  | mu_B | ITEM | [5 empty] | 148.41 |  | 0 | [17 empty] | d>
|  |  |  | Sell Rate | Sell Total |  |  |  |  | IB | [17 empty] | U_M_Sell | T_M_Sell | U_L_Sell | T_L_Sell | Total_Sell | T_M_Cost | T_L_Phr | Mat/Lab=1 |  |  | Sell Total
1 | No |  | Item: 5.02000000000001 | 118.25 | 118.25 | ISELL |  |  |  | mu_B | ITEM | [7 empty] | mu: 1.13 | [8 empty] | 118.25 | 118.25 | 0 | 0 | 118.25 | 104.76 | 0 | 104.76 |  | 1 | 128.68
|  |  | 12 Port POE Switch | [6 empty] | n
1 | LS |  | SUBCONTRACTING WORKS |  | NAS Ltd - CCTV | SUBC_001 | 960 | MISC | [5 empty] | 4 | 2004-10-14 | 104.76 | 104.76 |  | 0 | [17 empty] | 1 | NAS Ltd.
[17 empty] | 0 |  | 0
d> | 0 |  |  |  |  | ICOST |  |  |  | mu_B | ITEM | [5 empty] | 104.76 |  | 0 | [17 empty] | d>
|  |  |  | Sell Rate | Sell Total |  |  |  |  | IB | [17 empty] | U_M_Sell | T_M_Sell | U_L_Sell | T_L_Sell | Total_Sell | T_M_Cost | T_L_Phr | Mat/Lab=1 |  |  | Sell Total
2 | No |  | Item: 5.02100000000001 | 1724.42 | 3448.84 | ISELL |  |  |  | mu_B | ITEM | [7 empty] | mu: 1.13 | [8 empty] | 1724.42 | 3448.84 | 0 | 0 | 3448.84 | 3055.5 | 0 | 6111 |  | 2 | 3753.04
64-channel NVR as specified c/w software, and c/w all wiring, cabling and any ancillary items required for the connecting up between NVR and POE Switch, as per specs
2 | LS |  | SUBCONTRACTING WORKS |  | NAS Ltd - CCTV | SUBC_001 | 960 | MISC | [5 empty] | 4 | 2004-10-14 | 1527.75 | 3055.5 |  | 0 | [17 empty] | 2 | NAS Ltd.
[17 empty] | 0 |  | 0
d> | 0 |  |  |  |  | ICOST |  |  |  | mu_B | ITEM | [5 empty] | 3055.5 |  | 0 | [17 empty] | d>
TB
t
Level 2
TB
t
Supply, install and connect the following CCTV Equipment:
|  |  |  | Sell Rate | Sell Total |  |  |  |  | IB | [17 empty] | U_M_Sell | T_M_Sell | U_L_Sell | T_L_Sell | Total_Sell | T_M_Cost | T_L_Phr | Mat/Lab=1 |  |  | Sell Total
1 | No |  | Item: 5.02200000000001 | 123.17 | 123.17 | ISELL |  |  |  | mu_B | ITEM | [7 empty] | mu: 1.13 | [8 empty] | 123.17 | 123.17 | 0 | 0 | 123.17 | 109.13 | 0 | 109.13 |  | 1 | 134.04
|  |  | Bullet Type POE CCTV Camera - 4 MP | [6 empty] | n
1 | LS |  | SUBCONTRACTING WORKS |  | NAS Ltd - CCTV | SUBC_001 | 960 | MISC | [5 empty] | 4 | 2004-10-14 | 109.125 | 109.125 |  | 0 | [17 empty] | 1 | NAS Ltd.
[17 empty] | 0 |  | 0
d> | 0 |  |  |  |  | ICOST |  |  |  | mu_B | ITEM | [5 empty] | 109.125 |  | 0 | [17 empty] | d>
TB
t
General
|  |  |  | Sell Rate | Sell Total |  |  |  |  | IB | [17 empty] | U_M_Sell | T_M_Sell | U_L_Sell | T_L_Sell | Total_Sell | T_M_Cost | T_L_Phr | Mat/Lab=1 |  |  | Sell Total
3 | No |  | Item: 5.02300000000001 | 108.39 | 325.17 | ISELL |  |  |  | mu_B | ITEM | [7 empty] | mu: 1.13 | [8 empty] | 108.39 | 325.17 | 0 | 0 | 325.17 | 288.09 | 0 | 864.27 |  | 3 | 353.85
|  |  | 19" Monitor for CCTV System as per specification | [6 empty] | n
3 | LS |  | SUBCONTRACTING WORKS |  | NAS Ltd - CCTV | SUBC_001 | 960 | MISC | [5 empty] | 4 | 2004-10-14 | 96.03 | 288.09 |  | 0 | [17 empty] | 3 | NAS Ltd.
[17 empty] | 0 |  | 0
d> | 0 |  |  |  |  | ICOST |  |  |  | mu_B | ITEM | [5 empty] | 288.09 |  | 0 | [17 empty] | d>
|  |  |  | Sell Rate | Sell Total |  |  |  |  | IB | [17 empty] | U_M_Sell | T_M_Sell | U_L_Sell | T_L_Sell | Total_Sell | T_M_Cost | T_L_Phr | Mat/Lab=1 |  |  | Sell Total
1 | L.S. |  | Item: 5.02400000000001 | 788.31 | 788.31 | ISELL |  |  |  | mu_B | ITEM | [7 empty] | mu: 1.13 | [8 empty] | 788.31 | 788.31 | 0 | 0 | 788.31 | 698.4 | 0 | 698.4 |  | 1 | 857.84
|  |  | Test and commission system including the provision for all necessary testing as may be required | [6 empty] | n
1 | LS |  | SUBCONTRACTING WORKS |  | NAS Ltd - CCTV | SUBC_001 | 960 | MISC | [5 empty] | 4 | 2004-10-14 | 698.4 | 698.4 |  | 0 | [17 empty] | 1 | NAS Ltd.
[17 empty] | 0 |  | 0
d> | 0 |  |  |  |  | ICOST |  |  |  | mu_B | ITEM | [5 empty] | 698.4 |  | 0 | [17 empty] | d>
|  |  |  | Sell Rate | Sell Total |  |  |  |  | IB | [17 empty] | U_M_Sell | T_M_Sell | U_L_Sell | T_L_Sell | Total_Sell | T_M_Cost | T_L_Phr | Mat/Lab=1 |  |  | Sell Total
1 | Set |  | Item: 5.02500000000001 | 349.83 | 349.83 | ISELL |  |  |  | mu_A | ITEM | [7 empty] | mu: 1.23 | [8 empty] | 174.85 | 174.85 | 174.98 | 174.98 | 349.83 | 142 | 5.18 | 147.18 |  | 1 | 369.27
Supply one full set of as fitted drawings (including 1 hard copy and a digital copy on 2 separate USBs) c/w all manuals etc..
14 | No |  | A0 "As Fitted Drawing" (Print) @2!Eents/sq.foot |  |  | DOCS_002 | 880 | (__) | [5 empty] | 3 | 1999-03-01 | 8 | 112 | 0.25 | 3.15 | [17 empty] | 14
1 | No |  | USB |  |  | DOCS_012 | 880 | (__) | [5 empty] | 3 |  | 10 | 10 | 0.25 | 0.225 | [17 empty] | 1
1 | No |  | Operating and Maintenance Manuals |  |  | DOCS_013 | 880 | (__) | [5 empty] | 3 |  | 20 | 20 | 2 | 1.8 | [17 empty] | 1
[17 empty] | 0 |  | 0
d> | 0 |  |  |  |  | ICOST |  |  |  | mu_A | ITEM | [5 empty] | 142 |  | 5.175 | [17 empty] | d>
SB | [36 empty] | SB
| -2365.8927 |  | PAGE: |  | 26373.72 | [5 empty] | PAGE | [5 empty] | 23197.93 |  | 5.175 | [18 empty] | 29943.48
| Discy: |  |  |  | PAGE SELL | [11 empty] | PAGE MAT |  | PAGE LAB | [18 empty] | PAGE SELL
SB | [36 empty] | SB
| -2365.8927 |  | TOTAL FOR CCTV INSTALLATION |  | 26373.72 | [5 empty] | SECT | [5 empty] | 23197.93 |  | 5.175 | [18 empty] | 29943.48
| Discy: |  |  |  | SECT SELL | [11 empty] | SECT MAT |  | SECT LAB | [18 empty] | SECT SELL
TB
|  | t | Item: 6
|  |  | ACCESS CONTROL SYSTEM |  | NAS Ltd. - Access Control | [32 empty] | NAS Ltd.
TB
t
Basement Level -1
TB
t
Supply and install galvanised conduit surface mounted and via galvanised trunking from main equipment to each of the following points
|  |  |  | Sell Rate | Sell Total |  |  |  |  | IB | [17 empty] | U_M_Sell | T_M_Sell | U_L_Sell | T_L_Sell | Total_Sell | T_M_Cost | T_L_Phr | Mat/Lab=1 |  |  | Sell Total
2 | No. |  | Item: 6.001 | 245.43 | 490.86 | ISELL |  |  |  | mu_A | ITEM | [7 empty] | mu :1.23 | [8 empty] | 93.27 | 186.54 | 152.16 | 304.32 | 490.86 | 151.5 | 9 | 321 |  | 2 | 524.68
|  |  | Gate Access Control c/w Card Reader | [6 empty] | n
|  | h | [E25_0062_Quintano_Foods_Elec_ELV_As_Awarded.xlsx]Elec_Rates!$D$1035 |  |  | RATE_AAA
2 | 1 | 2 | 093# Galvanised Conduit points for access control |  | Local Rate | RTLO_001 | [9 empty] | 75.75 | 151.5 | 4.5 | 9 | [17 empty] | 2 | Local Rate
[17 empty] | 0 |  | 0
d> | 0 |  |  |  |  | ICOST |  |  |  | mu_A | ITEM | [5 empty] | 151.5 |  | 9 | [17 empty] | d>
TB
t
Wiring using appropriate cable enclosed in galvanised trunking and conduit including the supply of all cables and wiring accessories from main equipment to the following points
|  |  |  | Sell Rate | Sell Total |  |  |  |  | IB | [17 empty] | U_M_Sell | T_M_Sell | U_L_Sell | T_L_Sell | Total_Sell | T_M_Cost | T_L_Phr | Mat/Lab=1 |  |  | Sell Total
2 | No. |  | Item: 6.002 | 34.49 | 68.98 | ISELL |  |  |  | mu_B | ITEM | [7 empty] | mu: 1.13 | [8 empty] | 34.49 | 68.98 | 0 | 0 | 68.98 | 61.11 | 0 | 122.22 |  | 2 | 75.06
|  |  | Gate Access Control c/w Card Reader | [6 empty] | n
2 | LS |  | SUBCONTRACTING WORKS |  | NAS Ltd. - Access Control | SUBC_001 | 960 | MISC | [5 empty] | 4 | 2004-10-14 | 30.555 | 61.11 |  | 0 | [17 empty] | 2 | NAS Ltd.
[17 empty] | 0 |  | 0
d> | 0 |  |  |  |  | ICOST |  |  |  | mu_B | ITEM | [5 empty] | 61.11 |  | 0 | [17 empty] | d>
TB
t
Supply, install and connect the following equipment:
|  |  |  | Sell Rate | Sell Total |  |  |  |  | IB | [17 empty] | U_M_Sell | T_M_Sell | U_L_Sell | T_L_Sell | Total_Sell | T_M_Cost | T_L_Phr | Mat/Lab=1 |  |  | Sell Total
2 | No. |  | Item: 6.003 | 211.86 | 423.72 | ISELL |  |  |  | mu_B | ITEM | [7 empty] | mu: 1.13 | [8 empty] | 211.86 | 423.72 | 0 | 0 | 423.72 | 375.39 | 0 | 750.78 |  | 2 | 461.08
|  |  | Gate Access Control c/w Card Reader | [6 empty] | n
2 | LS |  | SUBCONTRACTING WORKS |  | NAS Ltd. - Access Control | SUBC_001 | 960 | MISC | [5 empty] | 4 | 2004-10-14 | 187.695 | 375.39 |  | 0 | [17 empty] | 2 | NAS Ltd.
[17 empty] | 0 |  | 0
d> | 0 |  |  |  |  | ICOST |  |  |  | mu_B | ITEM | [5 empty] | 375.39 |  | 0 | [17 empty] | d>
TB
t
Level 0
TB
t
Supply and install galvanised conduit surface mounted and via galvanised trunking from main equipment to each of the following points
|  |  |  | Sell Rate | Sell Total |  |  |  |  | IB | [17 empty] | U_M_Sell | T_M_Sell | U_L_Sell | T_L_Sell | Total_Sell | T_M_Cost | T_L_Phr | Mat/Lab=1 |  |  | Sell Total
2 | No. |  | Item: 6.004 | 245.43 | 490.86 | ISELL |  |  |  | mu_A | ITEM | [7 empty] | mu :1.23 | [8 empty] | 93.27 | 186.54 | 152.16 | 304.32 | 490.86 | 151.5 | 9 | 321 |  | 2 | 524.68
|  |  | Gate Access Control c/w Card Reader | [6 empty] | n
|  | h | [E25_0062_Quintano_Foods_Elec_ELV_As_Awarded.xlsx]Elec_Rates!$D$1035 |  |  | RATE_AAA
2 | 1 | 2 | 093# Galvanised Conduit points for access control |  | Local Rate | RTLO_001 | [9 empty] | 75.75 | 151.5 | 4.5 | 9 | [17 empty] | 2 | Local Rate
[17 empty] | 0 |  | 0
d> | 0 |  |  |  |  | ICOST |  |  |  | mu_A | ITEM | [5 empty] | 151.5 |  | 9 | [17 empty] | d>
TB
t
Supply and install LSZH conduit recessed in wall or in screed under tiles and via galvanised trunking from main equipment to each of the following points
|  |  |  | Sell Rate | Sell Total |  |  |  |  | IB | [17 empty] | U_M_Sell | T_M_Sell | U_L_Sell | T_L_Sell | Total_Sell | T_M_Cost | T_L_Phr | Mat/Lab=1 |  |  | Sell Total
2 | No. |  | Item: 6.005 | 36.97 | 73.94 | ISELL |  |  |  | mu_A | ITEM | [7 empty] | mu :1.23 | [8 empty] | 13.3 | 26.6 | 23.67 | 47.34 | 73.94 | 21.6 | 1.4 | 46 |  | 2 | 79.34
|  |  | Access Control Type 01 as per drawing and specifications | [6 empty] | n
|  | h | [E25_0062_Quintano_Foods_Elec_ELV_As_Awarded.xlsx]Elec_Rates!$D$1041 |  |  | RATE_AAA
2 | 1 | 2 | 094# LSZH Conduit points for access control |  | Local Rate | RTLO_002 | [9 empty] | 10.8 | 21.6 | 0.7 | 1.4 | [17 empty] | 2 | Local Rate
[17 empty] | 0 |  | 0
d> | 0 |  |  |  |  | ICOST |  |  |  | mu_A | ITEM | [5 empty] | 21.6 |  | 1.4 | [17 empty] | d>
TB
t
Wiring using appropriate cable enclosed in galvanised trunking and conduit including the supply of all cables and wiring accessories from main equipment to the following points
|  |  |  | Sell Rate | Sell Total |  |  |  |  | IB | [17 empty] | U_M_Sell | T_M_Sell | U_L_Sell | T_L_Sell | Total_Sell | T_M_Cost | T_L_Phr | Mat/Lab=1 |  |  | Sell Total
2 | No. |  | Item: 6.006 | 24.63 | 49.26 | ISELL |  |  |  | mu_B | ITEM | [7 empty] | mu: 1.13 | [8 empty] | 24.63 | 49.26 | 0 | 0 | 49.26 | 43.65 | 0 | 87.3 |  | 2 | 53.62
|  |  | Access Control Type 01 as per drawing and specifications | [6 empty] | n
2 | LS |  | SUBCONTRACTING WORKS |  | NAS Ltd. - Access Control | SUBC_001 | 960 | MISC | [5 empty] | 4 | 2004-10-14 | 21.825 | 43.65 |  | 0 | [17 empty] | 2 | NAS Ltd.
[17 empty] | 0 |  | 0
d> | 0 |  |  |  |  | ICOST |  |  |  | mu_B | ITEM | [5 empty] | 43.65 |  | 0 | [17 empty] | d>
|  |  |  | Sell Rate | Sell Total |  |  |  |  | IB | [17 empty] | U_M_Sell | T_M_Sell | U_L_Sell | T_L_Sell | Total_Sell | T_M_Cost | T_L_Phr | Mat/Lab=1 |  |  | Sell Total
2 | No. |  | Item: 6.007 | 34.49 | 68.98 | ISELL |  |  |  | mu_B | ITEM | [7 empty] | mu: 1.13 | [8 empty] | 34.49 | 68.98 | 0 | 0 | 68.98 | 61.11 | 0 | 122.22 |  | 2 | 75.06
|  |  | Gate Access Control c/w Card Reader | [6 empty] | n
2 | LS |  | SUBCONTRACTING WORKS |  | NAS Ltd. - Access Control | SUBC_001 | 960 | MISC | [5 empty] | 4 | 2004-10-14 | 30.555 | 61.11 |  | 0 | [17 empty] | 2 | NAS Ltd.
[17 empty] | 0 |  | 0
d> | 0 |  |  |  |  | ICOST |  |  |  | mu_B | ITEM | [5 empty] | 61.11 |  | 0 | [17 empty] | d>
TB
t
Supply, install and connect the following equipment:
|  |  |  | Sell Rate | Sell Total |  |  |  |  | IB | [17 empty] | U_M_Sell | T_M_Sell | U_L_Sell | T_L_Sell | Total_Sell | T_M_Cost | T_L_Phr | Mat/Lab=1 |  |  | Sell Total
2 | No. |  | Item: 6.008 | 211.86 | 423.72 | ISELL |  |  |  | mu_B | ITEM | [7 empty] | mu: 1.13 | [8 empty] | 211.86 | 423.72 | 0 | 0 | 423.72 | 375.39 | 0 | 750.78 |  | 2 | 461.08
|  |  | Access Control Type 01 as per drawing and specifications | [6 empty] | n
2 | LS |  | SUBCONTRACTING WORKS |  | NAS Ltd. - Access Control | SUBC_001 | 960 | MISC | [5 empty] | 4 | 2004-10-14 | 187.695 | 375.39 |  | 0 | [17 empty] | 2 | NAS Ltd.
[17 empty] | 0 |  | 0
d> | 0 |  |  |  |  | ICOST |  |  |  | mu_B | ITEM | [5 empty] | 375.39 |  | 0 | [17 empty] | d>
|  |  |  | Sell Rate | Sell Total |  |  |  |  | IB | [17 empty] | U_M_Sell | T_M_Sell | U_L_Sell | T_L_Sell | Total_Sell | T_M_Cost | T_L_Phr | Mat/Lab=1 |  |  | Sell Total
2 | No. |  | Item: 6.009 | 211.86 | 423.72 | ISELL |  |  |  | mu_B | ITEM | [7 empty] | mu: 1.13 | [8 empty] | 211.86 | 423.72 | 0 | 0 | 423.72 | 375.39 | 0 | 750.78 |  | 2 | 461.08
|  |  | Gate Access Control c/w Card Reader | [6 empty] | n
2 | LS |  | SUBCONTRACTING WORKS |  | NAS Ltd. - Access Control | SUBC_001 | 960 | MISC | [5 empty] | 4 | 2004-10-14 | 187.695 | 375.39 |  | 0 | [17 empty] | 2 | NAS Ltd.
[17 empty] | 0 |  | 0
d> | 0 |  |  |  |  | ICOST |  |  |  | mu_B | ITEM | [5 empty] | 375.39 |  | 0 | [17 empty] | d>
TB
t
Level 1
TB
t
Supply and install LSZH conduit recessed in wall or in screed under tiles and via galvanised trunking from main equipment to each of the following points
|  |  |  | Sell Rate | Sell Total |  |  |  |  | IB | [17 empty] | U_M_Sell | T_M_Sell | U_L_Sell | T_L_Sell | Total_Sell | T_M_Cost | T_L_Phr | Mat/Lab=1 |  |  | Sell Total
4 | No. |  | Item: 6.01 | 36.97 | 147.88 | ISELL |  |  |  | mu_A | ITEM | [7 empty] | mu :1.23 | [8 empty] | 13.3 | 53.2 | 23.67 | 94.68 | 147.88 | 43.2 | 2.8 | 184 |  | 4 | 158.68
|  |  | Access Control Type 01 as per drawing and specifications | [6 empty] | n
|  | h | [E25_0062_Quintano_Foods_Elec_ELV_As_Awarded.xlsx]Elec_Rates!$D$1041 |  |  | RATE_AAA
4 | 1 | 4 | 094# LSZH Conduit points for access control |  | Local Rate | RTLO_002 | [9 empty] | 10.8 | 43.2 | 0.7 | 2.8 | [17 empty] | 4 | Local Rate
[17 empty] | 0 |  | 0
d> | 0 |  |  |  |  | ICOST |  |  |  | mu_A | ITEM | [5 empty] | 43.2 |  | 2.8 | [17 empty] | d>
|  |  |  | Sell Rate | Sell Total |  |  |  |  | IB | [17 empty] | U_M_Sell | T_M_Sell | U_L_Sell | T_L_Sell | Total_Sell | T_M_Cost | T_L_Phr | Mat/Lab=1 |  |  | Sell Total
2 | No. |  | Item: 6.011 | 36.97 | 73.94 | ISELL |  |  |  | mu_A | ITEM | [7 empty] | mu :1.23 | [8 empty] | 13.3 | 26.6 | 23.67 | 47.34 | 73.94 | 21.6 | 1.4 | 46 |  | 2 | 79.34
|  |  | Access Control Type 02 as per drawing and specifications | [6 empty] | n
|  | h | [E25_0062_Quintano_Foods_Elec_ELV_As_Awarded.xlsx]Elec_Rates!$D$1041 |  |  | RATE_AAA
2 | 1 | 2 | 094# LSZH Conduit points for access control |  | Local Rate | RTLO_002 | [9 empty] | 10.8 | 21.6 | 0.7 | 1.4 | [17 empty] | 2 | Local Rate
[17 empty] | 0 |  | 0
d> | 0 |  |  |  |  | ICOST |  |  |  | mu_A | ITEM | [5 empty] | 21.6 |  | 1.4 | [17 empty] | d>
TB
t
Wiring using appropriate cable enclosed in galvanised trunking and conduit including the supply of all cables and wiring accessories from main equipment to the following points
|  |  |  | Sell Rate | Sell Total |  |  |  |  | IB | [17 empty] | U_M_Sell | T_M_Sell | U_L_Sell | T_L_Sell | Total_Sell | T_M_Cost | T_L_Phr | Mat/Lab=1 |  |  | Sell Total
4 | No. |  | Item: 6.012 | 24.63 | 98.52 | ISELL |  |  |  | mu_B | ITEM | [7 empty] | mu: 1.13 | [8 empty] | 24.63 | 98.52 | 0 | 0 | 98.52 | 87.3 | 0 | 349.2 |  | 4 | 107.24
|  |  | Access Control Type 01 as per drawing and specifications | [6 empty] | n
4 | LS |  | SUBCONTRACTING WORKS |  | NAS Ltd. - Access Control | SUBC_001 | 960 | MISC | [5 empty] | 4 | 2004-10-14 | 21.825 | 87.3 |  | 0 | [17 empty] | 4 | NAS Ltd.
[17 empty] | 0 |  | 0
d> | 0 |  |  |  |  | ICOST |  |  |  | mu_B | ITEM | [5 empty] | 87.3 |  | 0 | [17 empty] | d>
|  |  |  | Sell Rate | Sell Total |  |  |  |  | IB | [17 empty] | U_M_Sell | T_M_Sell | U_L_Sell | T_L_Sell | Total_Sell | T_M_Cost | T_L_Phr | Mat/Lab=1 |  |  | Sell Total
2 | No. |  | Item: 6.013 | 24.63 | 49.26 | ISELL |  |  |  | mu_B | ITEM | [7 empty] | mu: 1.13 | [8 empty] | 24.63 | 49.26 | 0 | 0 | 49.26 | 43.65 | 0 | 87.3 |  | 2 | 53.62
|  |  | Access Control Type 02 as per drawing and specifications | [6 empty] | n
2 | LS |  | SUBCONTRACTING WORKS |  | NAS Ltd. - Access Control | SUBC_001 | 960 | MISC | [5 empty] | 4 | 2004-10-14 | 21.825 | 43.65 |  | 0 | [17 empty] | 2 | NAS Ltd.
[17 empty] | 0 |  | 0
d> | 0 |  |  |  |  | ICOST |  |  |  | mu_B | ITEM | [5 empty] | 43.65 |  | 0 | [17 empty] | d>
TB
t
Supply, install and connect the following equipment:
|  |  |  | Sell Rate | Sell Total |  |  |  |  | IB | [17 empty] | U_M_Sell | T_M_Sell | U_L_Sell | T_L_Sell | Total_Sell | T_M_Cost | T_L_Phr | Mat/Lab=1 |  |  | Sell Total
4 | No. |  | Item: 6.014 | 211.86 | 847.44 | ISELL |  |  |  | mu_B | ITEM | [7 empty] | mu: 1.13 | [8 empty] | 211.86 | 847.44 | 0 | 0 | 847.44 | 750.78 | 0 | 3003.12 |  | 4 | 922.16
|  |  | Access Control Type 01 as per drawing and specifications | [6 empty] | n
4 | LS |  | SUBCONTRACTING WORKS |  | NAS Ltd. - Access Control | SUBC_001 | 960 | MISC | [5 empty] | 4 | 2004-10-14 | 187.695 | 750.78 |  | 0 | [17 empty] | 4 | NAS Ltd.
[17 empty] | 0 |  | 0
d> | 0 |  |  |  |  | ICOST |  |  |  | mu_B | ITEM | [5 empty] | 750.78 |  | 0 | [17 empty] | d>
|  |  |  | Sell Rate | Sell Total |  |  |  |  | IB | [17 empty] | U_M_Sell | T_M_Sell | U_L_Sell | T_L_Sell | Total_Sell | T_M_Cost | T_L_Phr | Mat/Lab=1 |  |  | Sell Total
2 | No. |  | Item: 6.01500000000001 | 310.4 | 620.8 | ISELL |  |  |  | mu_B | ITEM | [7 empty] | mu: 1.13 | [8 empty] | 310.4 | 620.8 | 0 | 0 | 620.8 | 549.99 | 0 | 1099.98 |  | 2 | 675.54
|  |  | Access Control Type 02 as per drawing and specifications | [6 empty] | n
2 | LS |  | SUBCONTRACTING WORKS |  | NAS Ltd. - Access Control | SUBC_001 | 960 | MISC | [5 empty] | 4 | 2004-10-14 | 274.995 | 549.99 |  | 0 | [17 empty] | 2 | NAS Ltd.
[17 empty] | 0 |  | 0
d> | 0 |  |  |  |  | ICOST |  |  |  | mu_B | ITEM | [5 empty] | 549.99 |  | 0 | [17 empty] | d>
TB
t
Level 2
TB
t
Supply and install LSZH conduit recessed in wall or in screed under tiles and via galvanised trunking from main equipment to each of the following points
|  |  |  | Sell Rate | Sell Total |  |  |  |  | IB | [17 empty] | U_M_Sell | T_M_Sell | U_L_Sell | T_L_Sell | Total_Sell | T_M_Cost | T_L_Phr | Mat/Lab=1 |  |  | Sell Total
5 | No. |  | Item: 6.01600000000001 | 36.97 | 184.85 | ISELL |  |  |  | mu_A | ITEM | [7 empty] | mu :1.23 | [8 empty] | 13.3 | 66.5 | 23.67 | 118.35 | 184.85 | 54 | 3.5 | 287.5 |  | 5 | 198.35
|  |  | Access Control Type 01 as per drawing and specifications | [6 empty] | n
|  | h | [E25_0062_Quintano_Foods_Elec_ELV_As_Awarded.xlsx]Elec_Rates!$D$1041 |  |  | RATE_AAA
5 | 1 | 5 | 094# LSZH Conduit points for access control |  | Local Rate | RTLO_002 | [9 empty] | 10.8 | 54 | 0.7 | 3.5 | [17 empty] | 5 | Local Rate
[17 empty] | 0 |  | 0
d> | 0 |  |  |  |  | ICOST |  |  |  | mu_A | ITEM | [5 empty] | 54 |  | 3.5 | [17 empty] | d>
|  |  |  | Sell Rate | Sell Total |  |  |  |  | IB | [17 empty] | U_M_Sell | T_M_Sell | U_L_Sell | T_L_Sell | Total_Sell | T_M_Cost | T_L_Phr | Mat/Lab=1 |  |  | Sell Total
1 | No. |  | Item: 6.01700000000001 | 36.97 | 36.97 | ISELL |  |  |  | mu_A | ITEM | [7 empty] | mu :1.23 | [8 empty] | 13.3 | 13.3 | 23.67 | 23.67 | 36.97 | 10.8 | 0.7 | 11.5 |  | 1 | 39.67
|  |  | Access Control Type 02 as per drawing and specifications | [6 empty] | n
|  | h | [E25_0062_Quintano_Foods_Elec_ELV_As_Awarded.xlsx]Elec_Rates!$D$1041 |  |  | RATE_AAA
1 | 1 | 1 | 094# LSZH Conduit points for access control |  | Local Rate | RTLO_002 | [9 empty] | 10.8 | 10.8 | 0.7 | 0.7 | [17 empty] | 1 | Local Rate
[17 empty] | 0 |  | 0
d> | 0 |  |  |  |  | ICOST |  |  |  | mu_A | ITEM | [5 empty] | 10.8 |  | 0.7 | [17 empty] | d>
TB
t
Wiring using appropriate cable enclosed in galvanised trunking and conduit including the supply of all cables and wiring accessories from main equipment to the following points
|  |  |  | Sell Rate | Sell Total |  |  |  |  | IB | [17 empty] | U_M_Sell | T_M_Sell | U_L_Sell | T_L_Sell | Total_Sell | T_M_Cost | T_L_Phr | Mat/Lab=1 |  |  | Sell Total
5 | No. |  | Item: 6.01800000000001 | 24.63 | 123.15 | ISELL |  |  |  | mu_B | ITEM | [7 empty] | mu: 1.13 | [8 empty] | 24.63 | 123.15 | 0 | 0 | 123.15 | 109.13 | 0 | 545.65 |  | 5 | 134.05
|  |  | Access Control Type 01 as per drawing and specifications | [6 empty] | n
5 | LS |  | SUBCONTRACTING WORKS |  | NAS Ltd. - Access Control | SUBC_001 | 960 | MISC | [5 empty] | 4 | 2004-10-14 | 21.825 | 109.125 |  | 0 | [17 empty] | 5 | NAS Ltd.
[17 empty] | 0 |  | 0
d> | 0 |  |  |  |  | ICOST |  |  |  | mu_B | ITEM | [5 empty] | 109.125 |  | 0 | [17 empty] | d>
|  |  |  | Sell Rate | Sell Total |  |  |  |  | IB | [17 empty] | U_M_Sell | T_M_Sell | U_L_Sell | T_L_Sell | Total_Sell | T_M_Cost | T_L_Phr | Mat/Lab=1 |  |  | Sell Total
1 | No. |  | Item: 6.01900000000001 | 24.63 | 24.63 | ISELL |  |  |  | mu_B | ITEM | [7 empty] | mu: 1.13 | [8 empty] | 24.63 | 24.63 | 0 | 0 | 24.63 | 21.83 | 0 | 21.83 |  | 1 | 26.81
|  |  | Access Control Type 02 as per drawing and specifications | [6 empty] | n
1 | LS |  | SUBCONTRACTING WORKS |  | NAS Ltd. - Access Control | SUBC_001 | 960 | MISC | [5 empty] | 4 | 2004-10-14 | 21.825 | 21.825 |  | 0 | [17 empty] | 1 | NAS Ltd.
[17 empty] | 0 |  | 0
d> | 0 |  |  |  |  | ICOST |  |  |  | mu_B | ITEM | [5 empty] | 21.825 |  | 0 | [17 empty] | d>
TB
t
Supply, install and connect the following equipment:
|  |  |  | Sell Rate | Sell Total |  |  |  |  | IB | [17 empty] | U_M_Sell | T_M_Sell | U_L_Sell | T_L_Sell | Total_Sell | T_M_Cost | T_L_Phr | Mat/Lab=1 |  |  | Sell Total
5 | No. |  | Item: 6.02000000000001 | 211.86 | 1059.3 | ISELL |  |  |  | mu_B | ITEM | [7 empty] | mu: 1.13 | [8 empty] | 211.86 | 1059.3 | 0 | 0 | 1059.3 | 938.48 | 0 | 4692.4 |  | 5 | 1152.7
|  |  | Access Control Type 01 as per drawing and specifications | [6 empty] | n
5 | LS |  | SUBCONTRACTING WORKS |  | NAS Ltd. - Access Control | SUBC_001 | 960 | MISC | [5 empty] | 4 | 2004-10-14 | 187.695 | 938.475 |  | 0 | [17 empty] | 5 | NAS Ltd.
[17 empty] | 0 |  | 0
d> | 0 |  |  |  |  | ICOST |  |  |  | mu_B | ITEM | [5 empty] | 938.475 |  | 0 | [17 empty] | d>
|  |  |  | Sell Rate | Sell Total |  |  |  |  | IB | [17 empty] | U_M_Sell | T_M_Sell | U_L_Sell | T_L_Sell | Total_Sell | T_M_Cost | T_L_Phr | Mat/Lab=1 |  |  | Sell Total
1 | No. |  | Item: 6.02100000000001 | 310.4 | 310.4 | ISELL |  |  |  | mu_B | ITEM | [7 empty] | mu: 1.13 | [8 empty] | 310.4 | 310.4 | 0 | 0 | 310.4 | 275 | 0 | 275 |  | 1 | 337.77
|  |  | Access Control Type 02 as per drawing and specifications | [6 empty] | n
1 | LS |  | SUBCONTRACTING WORKS |  | NAS Ltd. - Access Control | SUBC_001 | 960 | MISC | [5 empty] | 4 | 2004-10-14 | 274.995 | 274.995 |  | 0 | [17 empty] | 1 | NAS Ltd.
[17 empty] | 0 |  | 0
d> | 0 |  |  |  |  | ICOST |  |  |  | mu_B | ITEM | [5 empty] | 274.995 |  | 0 | [17 empty] | d>
SB | [36 empty] | SB
| -417.4187 |  | PAGE: |  | 6091.18 | [5 empty] | PAGE | [5 empty] | 4522.38 |  | 27.8 | [18 empty] | 6601.61
| Discy: |  |  |  | PAGE SELL | [11 empty] | PAGE MAT |  | PAGE LAB | [18 empty] | PAGE SELL
TB
t
Level 3
TB
t
Supply and install LSZH conduit recessed in wall or in screed under tiles and via galvanised trunking from main equipment to each of the following points
|  |  |  | Sell Rate | Sell Total |  |  |  |  | IB | [17 empty] | U_M_Sell | T_M_Sell | U_L_Sell | T_L_Sell | Total_Sell | T_M_Cost | T_L_Phr | Mat/Lab=1 |  |  | Sell Total
1 | No. |  | Item: 6.02200000000001 | 36.97 | 36.97 | ISELL |  |  |  | mu_A | ITEM | [7 empty] | mu :1.23 | [8 empty] | 13.3 | 13.3 | 23.67 | 23.67 | 36.97 | 10.8 | 0.7 | 11.5 |  | 1 | 39.67
|  |  | Access Control Type 01 as per drawing and specifications | [6 empty] | n
|  | h | [E25_0062_Quintano_Foods_Elec_ELV_As_Awarded.xlsx]Elec_Rates!$D$1041 |  |  | RATE_AAA
1 | 1 | 1 | 094# LSZH Conduit points for access control |  | Local Rate | RTLO_002 | [9 empty] | 10.8 | 10.8 | 0.7 | 0.7 | [17 empty] | 1 | Local Rate
[17 empty] | 0 |  | 0
d> | 0 |  |  |  |  | ICOST |  |  |  | mu_A | ITEM | [5 empty] | 10.8 |  | 0.7 | [17 empty] | d>
TB
t
Wiring using appropriate cable enclosed in galvanised trunking and conduit including the supply of all cables and wiring accessories from main equipment to the following points
|  |  |  | Sell Rate | Sell Total |  |  |  |  | IB | [17 empty] | U_M_Sell | T_M_Sell | U_L_Sell | T_L_Sell | Total_Sell | T_M_Cost | T_L_Phr | Mat/Lab=1 |  |  | Sell Total
1 | No. |  | Item: 6.02300000000001 | 24.63 | 24.63 | ISELL |  |  |  | mu_B | ITEM | [7 empty] | mu: 1.13 | [8 empty] | 24.63 | 24.63 | 0 | 0 | 24.63 | 21.83 | 0 | 21.83 |  | 1 | 26.81
|  |  | Access Control Type 01 as per drawing and specifications | [6 empty] | n
1 | LS |  | SUBCONTRACTING WORKS |  | NAS Ltd. - Access Control | SUBC_001 | 960 | MISC | [5 empty] | 4 | 2004-10-14 | 21.825 | 21.825 |  | 0 | [17 empty] | 1 | NAS Ltd.
[17 empty] | 0 |  | 0
d> | 0 |  |  |  |  | ICOST |  |  |  | mu_B | ITEM | [5 empty] | 21.825 |  | 0 | [17 empty] | d>
TB
t
Supply, install and connect the following equipment:
|  |  |  | Sell Rate | Sell Total |  |  |  |  | IB | [17 empty] | U_M_Sell | T_M_Sell | U_L_Sell | T_L_Sell | Total_Sell | T_M_Cost | T_L_Phr | Mat/Lab=1 |  |  | Sell Total
1 | No. |  | Item: 6.02400000000001 | 211.86 | 211.86 | ISELL |  |  |  | mu_B | ITEM | [7 empty] | mu: 1.13 | [8 empty] | 211.86 | 211.86 | 0 | 0 | 211.86 | 187.7 | 0 | 187.7 |  | 1 | 230.54
|  |  | Access Control Type 01 as per drawing and specifications | [6 empty] | n
1 | LS |  | SUBCONTRACTING WORKS |  | NAS Ltd. - Access Control | SUBC_001 | 960 | MISC | [5 empty] | 4 | 2004-10-14 | 187.695 | 187.695 |  | 0 | [17 empty] | 1 | NAS Ltd.
[17 empty] | 0 |  | 0
d> | 0 |  |  |  |  | ICOST |  |  |  | mu_B | ITEM | [5 empty] | 187.695 |  | 0 | [17 empty] | d>
TB
t
General
TB
t
Supply, install and connect the following equipment:
|  |  |  | Sell Rate | Sell Total |  |  |  |  | IB | [17 empty] | U_M_Sell | T_M_Sell | U_L_Sell | T_L_Sell | Total_Sell | T_M_Cost | T_L_Phr | Mat/Lab=1 |  |  | Sell Total
1 | No. |  | Item: 6.02500000000001 | 739.04 | 739.04 | ISELL |  |  |  | mu_B | ITEM | [7 empty] | mu: 1.13 | [8 empty] | 739.04 | 739.04 | 0 | 0 | 739.04 | 654.75 | 0 | 654.75 |  | 1 | 804.22
Supply, install & connect Access control main equipment including cabling, hardware, software etc… for a complete system as per specs. - Offices
1 | LS |  | SUBCONTRACTING WORKS |  | NAS Ltd. - Access Control | SUBC_001 | 960 | MISC | [5 empty] | 4 | 2004-10-14 | 654.75 | 654.75 |  | 0 | [17 empty] | 1 | NAS Ltd.
[17 empty] | 0 |  | 0
d> | 0 |  |  |  |  | ICOST |  |  |  | mu_B | ITEM | [5 empty] | 654.75 |  | 0 | [17 empty] | d>
|  |  |  | Sell Rate | Sell Total |  |  |  |  | IB | [17 empty] | U_M_Sell | T_M_Sell | U_L_Sell | T_L_Sell | Total_Sell | T_M_Cost | T_L_Phr | Mat/Lab=1 |  |  | Sell Total
1 | No. |  | Item: 6.02600000000001 | 739.04 | 739.04 | ISELL |  |  |  | mu_B | ITEM | [7 empty] | mu: 1.13 | [8 empty] | 739.04 | 739.04 | 0 | 0 | 739.04 | 654.75 | 0 | 654.75 |  | 1 | 804.22
Supply, install & connect Access control main equipment including cabling, hardware, software etc… for a complete system as per specs. - Warehouse
1 | LS |  | SUBCONTRACTING WORKS |  | NAS Ltd. - Access Control | SUBC_001 | 960 | MISC | [5 empty] | 4 | 2004-10-14 | 654.75 | 654.75 |  | 0 | [17 empty] | 1 | NAS Ltd.
[17 empty] | 0 |  | 0
d> | 0 |  |  |  |  | ICOST |  |  |  | mu_B | ITEM | [5 empty] | 654.75 |  | 0 | [17 empty] | d>
|  |  |  | Sell Rate | Sell Total |  |  |  |  | IB | [17 empty] | U_M_Sell | T_M_Sell | U_L_Sell | T_L_Sell | Total_Sell | T_M_Cost | T_L_Phr | Mat/Lab=1 |  |  | Sell Total
500 | No. |  | Item: 6.02700000000001 | 0.99 | 495 | ISELL |  |  |  | mu_B | ITEM | [7 empty] | mu: 1.13 | [8 empty] | 0.99 | 495 | 0 | 0 | 495 | 436.5 | 0 | 218250 |  | 500 | 535
|  |  | Access Control Key Cards | [6 empty] | n
500 | LS |  | SUBCONTRACTING WORKS |  | NAS Ltd. - Access Control | SUBC_001 | 960 | MISC | [5 empty] | 4 | 2004-10-14 | 0.873 | 436.5 |  | 0 | [17 empty] | 500 | NAS Ltd.
[17 empty] | 0 |  | 0
d> | 0 |  |  |  |  | ICOST |  |  |  | mu_B | ITEM | [5 empty] | 436.5 |  | 0 | [17 empty] | d>
|  |  |  | Sell Rate | Sell Total |  |  |  |  | IB | [17 empty] | U_M_Sell | T_M_Sell | U_L_Sell | T_L_Sell | Total_Sell | T_M_Cost | T_L_Phr | Mat/Lab=1 |  |  | Sell Total
2 | No. |  | Item: 6.02800000000001 | 180.04 | 360.08 | ISELL |  |  |  | mu_A | ITEM | [7 empty] | mu :1.23 | [8 empty] | 56.8 | 113.6 | 123.24 | 246.48 | 360.08 | 92.25 | 7.29 | 199.08 |  | 2 | 387.48
Provision for the preparation of LSZH conduits from gate in Basement level -1 to reception, including the supply of conduits and back boxes - for remote opening of gate
45 | m |  | Conduit PVC 25mm HG RATE |  | LSZH - Ramon | COPV_007 | 700 | GEN | 25mm |  |  |  |  | 1 | 2015-07-28 | 2.05 | 92.25 | 0.18 | 7.29 | [17 empty] | 45 | LSZH - Ramon
[17 empty] | 0 |  | 0
d> | 0 |  |  |  |  | ICOST |  |  |  | mu_A | ITEM | [5 empty] | 92.25 |  | 7.29 | [17 empty] | d>
|  |  |  | Sell Rate | Sell Total |  |  |  |  | IB | [17 empty] | U_M_Sell | T_M_Sell | U_L_Sell | T_L_Sell | Total_Sell | T_M_Cost | T_L_Phr | Mat/Lab=1 |  |  | Sell Total
2 | No. |  | Item: 6.02900000000001 | 140.03 | 280.06 | ISELL |  |  |  | mu_A | ITEM | [7 empty] | mu :1.23 | [8 empty] | 44.17 | 88.34 | 95.86 | 191.72 | 280.06 | 71.75 | 5.67 | 154.84 |  | 2 | 301.36
Provision for the preparation of LSZH conduits from gate in Level 0 to reception, including the supply of conduits and back boxes - for remote opening of gate
35 | m |  | Conduit PVC 25mm HG RATE |  | LSZH - Ramon | COPV_007 | 700 | GEN | 25mm |  |  |  |  | 1 | 2015-07-28 | 2.05 | 71.75 | 0.18 | 5.67 | [17 empty] | 35 | LSZH - Ramon
[17 empty] | 0 |  | 0
d> | 0 |  |  |  |  | ICOST |  |  |  | mu_A | ITEM | [5 empty] | 71.75 |  | 5.67 | [17 empty] | d>
|  |  |  | Sell Rate | Sell Total |  |  |  |  | IB | [17 empty] | U_M_Sell | T_M_Sell | U_L_Sell | T_L_Sell | Total_Sell | T_M_Cost | T_L_Phr | Mat/Lab=1 |  |  | Sell Total
1 | L.S. |  | Item: 6.03000000000001 | 985.38 | 985.38 | ISELL |  |  |  | mu_B | ITEM | [7 empty] | mu: 1.13 | [8 empty] | 985.38 | 985.38 | 0 | 0 | 985.38 | 873 | 0 | 873 |  | 1 | 1072.3
|  |  | Test and commission system including the provision for all necessary testing as may be required | [6 empty] | n
1 | LS |  | SUBCONTRACTING WORKS |  | NAS Ltd. - Access Control | SUBC_001 | 960 | MISC | [5 empty] | 4 | 2004-10-14 | 873 | 873 |  | 0 | [17 empty] | 1 | NAS Ltd.
[17 empty] | 0 |  | 0
d> | 0 |  |  |  |  | ICOST |  |  |  | mu_B | ITEM | [5 empty] | 873 |  | 0 | [17 empty] | d>
|  |  |  | Sell Rate | Sell Total |  |  |  |  | IB | [17 empty] | U_M_Sell | T_M_Sell | U_L_Sell | T_L_Sell | Total_Sell | T_M_Cost | T_L_Phr | Mat/Lab=1 |  |  | Sell Total
1 | Set |  | Item: 6.03100000000001 | 349.83 | 349.83 | ISELL |  |  |  | mu_A | ITEM | [7 empty] | mu :1.23 | [8 empty] | 174.85 | 174.85 | 174.98 | 174.98 | 349.83 | 142 | 5.18 | 147.18 |  | 1 | 369.27
Supply one full set of as fitted drawings (including 1 hard copy and a digital copy on 2 separate USBs) c/w all manuals etc..
14 | No |  | A0 "As Fitted Drawing" (Print) @2!Eents/sq.foot |  |  | DOCS_002 | 880 | (__) | [5 empty] | 3 | 1999-03-01 | 8 | 112 | 0.25 | 3.15 | [17 empty] | 14
1 | No |  | USB |  |  | DOCS_012 | 880 | (__) | [5 empty] | 3 |  | 10 | 10 | 0.25 | 0.225 | [17 empty] | 1
1 | No |  | Operating and Maintenance Manuals |  |  | DOCS_013 | 880 | (__) | [5 empty] | 3 |  | 20 | 20 | 2 | 1.8 | [17 empty] | 1
[17 empty] | 0 |  | 0
d> | 0 |  |  |  |  | ICOST |  |  |  | mu_A | ITEM | [5 empty] | 142 |  | 5.175 | [17 empty] | d>
SB | [36 empty] | SB
| -287.9432 |  | PAGE: |  | 4221.89 | [5 empty] | PAGE | [5 empty] | 3145.32 |  | 18.835 | [18 empty] | 4570.87
| Discy: |  |  |  | PAGE SELL | [11 empty] | PAGE MAT |  | PAGE LAB | [18 empty] | PAGE SELL
SB | [36 empty] | SB
| -705.3619 |  | TOTAL FOR ACCESS CONTROL SYSTEM |  | 10313.07 | [5 empty] | SECT | [5 empty] | 7667.7 |  | 46.635 | [18 empty] | 11172.48
| Discy: |  |  |  | SECT SELL | [11 empty] | SECT MAT |  | SECT LAB | [18 empty] | SECT SELL
TB
|  | t | Item: 7
|  |  | INTERCOM SYSTEM |  | NAS Ltd. - Intercom | [32 empty] | NAS Ltd.
TB
t
Level 0
TB
t
Supply and install galvanised conduit surface mounted and via galvanised trunking from main equipment to each of the following points
|  |  |  | Sell Rate | Sell Total |  |  |  |  | IB | [17 empty] | U_M_Sell | T_M_Sell | U_L_Sell | T_L_Sell | Total_Sell | T_M_Cost | T_L_Phr | Mat/Lab=1 |  |  | Sell Total
2 | No. |  | Item: 7.001 | 122.72 | 245.44 | ISELL |  |  |  | mu_A | ITEM | [7 empty] | mu :1.23 | [8 empty] | 46.64 | 93.28 | 76.08 | 152.16 | 245.44 | 75.75 | 4.5 | 160.5 |  | 2 | 262.34
|  |  | External Intercom Point - Gate | [6 empty] | n
25 | m |  | Conduit Galv. 20mm RATE |  |  | COGV_011 | 690 | BAR | 20mm |  |  |  |  | 1 | 1994-12-01 | 3.03 | 75.75 | 0.2 | 4.5 | [17 empty] | 25
[17 empty] | 0 |  | 0
d> | 0 |  |  |  |  | ICOST |  |  |  | mu_A | ITEM | [5 empty] | 75.75 |  | 4.5 | [17 empty] | d>
TB
t
Supply and install LSZH conduit recessed in wall or in screed under tiles and via galvanised trunking from main equipment to each of the following points
|  |  |  | Sell Rate | Sell Total |  |  |  |  | IB | [17 empty] | U_M_Sell | T_M_Sell | U_L_Sell | T_L_Sell | Total_Sell | T_M_Cost | T_L_Phr | Mat/Lab=1 |  |  | Sell Total
1 | No. |  | Item: 7.002 | 40.01 | 40.01 | ISELL |  |  |  | mu_A | ITEM | [7 empty] | mu :1.23 | [8 empty] | 12.62 | 12.62 | 27.39 | 27.39 | 40.01 | 10.25 | 0.81 | 11.06 |  | 1 | 43.05
|  |  | External Intercom Point | [6 empty] | n
5 | m |  | Conduit PVC 25mm HG RATE |  | LSZH - Ramon | COPV_007 | 700 | GEN | 25mm |  |  |  |  | 1 | 2015-07-28 | 2.05 | 10.25 | 0.18 | 0.81 | [17 empty] | 5 | LSZH - Ramon
[17 empty] | 0 |  | 0
d> | 0 |  |  |  |  | ICOST |  |  |  | mu_A | ITEM | [5 empty] | 10.25 |  | 0.81 | [17 empty] | d>
|  |  |  | Sell Rate | Sell Total |  |  |  |  | IB | [17 empty] | U_M_Sell | T_M_Sell | U_L_Sell | T_L_Sell | Total_Sell | T_M_Cost | T_L_Phr | Mat/Lab=1 |  |  | Sell Total
2 | No. |  | Item: 7.003 | 40.01 | 80.02 | ISELL |  |  |  | mu_A | ITEM | [7 empty] | mu :1.23 | [8 empty] | 12.62 | 25.24 | 27.39 | 54.78 | 80.02 | 20.5 | 1.62 | 44.24 |  | 2 | 86.1
|  |  | Internal Intercom Point | [6 empty] | n
10 | m |  | Conduit PVC 25mm HG RATE |  | LSZH - Ramon | COPV_007 | 700 | GEN | 25mm |  |  |  |  | 1 | 2015-07-28 | 2.05 | 20.5 | 0.18 | 1.62 | [17 empty] | 10 | LSZH - Ramon
[17 empty] | 0 |  | 0
d> | 0 |  |  |  |  | ICOST |  |  |  | mu_A | ITEM | [5 empty] | 20.5 |  | 1.62 | [17 empty] | d>
TB
t
Wiring using appropriate cable enclosed in galvanised trunking and conduit including the supply of all cables and wiring accessories from main equipment to the following points
|  |  |  | Sell Rate | Sell Total |  |  |  |  | IB | [17 empty] | U_M_Sell | T_M_Sell | U_L_Sell | T_L_Sell | Total_Sell | T_M_Cost | T_L_Phr | Mat/Lab=1 |  |  | Sell Total
2 | No. |  | Item: 7.004 | 34.49 | 68.98 | ISELL |  |  |  | mu_B | ITEM | [7 empty] | mu: 1.13 | [8 empty] | 34.49 | 68.98 | 0 | 0 | 68.98 | 61.11 | 0 | 122.22 |  | 2 | 75.06
|  |  | External Intercom Point - Gate | [6 empty] | n
2 | LS |  | SUBCONTRACTING WORKS |  | NAS Ltd. - Intercom | SUBC_001 | 960 | MISC | [5 empty] | 4 | 2004-10-14 | 30.555 | 61.11 |  | 0 | [17 empty] | 2 | NAS Ltd.
[17 empty] | 0 |  | 0
d> | 0 |  |  |  |  | ICOST |  |  |  | mu_B | ITEM | [5 empty] | 61.11 |  | 0 | [17 empty] | d>
|  |  |  | Sell Rate | Sell Total |  |  |  |  | IB | [17 empty] | U_M_Sell | T_M_Sell | U_L_Sell | T_L_Sell | Total_Sell | T_M_Cost | T_L_Phr | Mat/Lab=1 |  |  | Sell Total
1 | No. |  | Item: 7.005 | 24.63 | 24.63 | ISELL |  |  |  | mu_B | ITEM | [7 empty] | mu: 1.13 | [8 empty] | 24.63 | 24.63 | 0 | 0 | 24.63 | 21.83 | 0 | 21.83 |  | 1 | 26.81
|  |  | External Intercom Point | [6 empty] | n
1 | LS |  | SUBCONTRACTING WORKS |  | NAS Ltd. - Intercom | SUBC_001 | 960 | MISC | [5 empty] | 4 | 2004-10-14 | 21.825 | 21.825 |  | 0 | [17 empty] | 1 | NAS Ltd.
[17 empty] | 0 |  | 0
d> | 0 |  |  |  |  | ICOST |  |  |  | mu_B | ITEM | [5 empty] | 21.825 |  | 0 | [17 empty] | d>
|  |  |  | Sell Rate | Sell Total |  |  |  |  | IB | [17 empty] | U_M_Sell | T_M_Sell | U_L_Sell | T_L_Sell | Total_Sell | T_M_Cost | T_L_Phr | Mat/Lab=1 |  |  | Sell Total
2 | No. |  | Item: 7.006 | 24.63 | 49.26 | ISELL |  |  |  | mu_B | ITEM | [7 empty] | mu: 1.13 | [8 empty] | 24.63 | 49.26 | 0 | 0 | 49.26 | 43.65 | 0 | 87.3 |  | 2 | 53.62
|  |  | Internal Intercom Point | [6 empty] | n
2 | LS |  | SUBCONTRACTING WORKS |  | NAS Ltd. - Intercom | SUBC_001 | 960 | MISC | [5 empty] | 4 | 2004-10-14 | 21.825 | 43.65 |  | 0 | [17 empty] | 2 | NAS Ltd.
[17 empty] | 0 |  | 0
d> | 0 |  |  |  |  | ICOST |  |  |  | mu_B | ITEM | [5 empty] | 43.65 |  | 0 | [17 empty] | d>
TB
t
Supply, install and connect the following equipment:
|  |  |  | Sell Rate | Sell Total |  |  |  |  | IB | [17 empty] | U_M_Sell | T_M_Sell | U_L_Sell | T_L_Sell | Total_Sell | T_M_Cost | T_L_Phr | Mat/Lab=1 |  |  | Sell Total
2 | No. |  | Item: 7.007 | 317.29 | 634.58 | ISELL |  |  |  | mu_B | ITEM | [7 empty] | mu: 1.13 | [8 empty] | 317.29 | 634.58 | 0 | 0 | 634.58 | 562.21 | 0 | 1124.42 |  | 2 | 690.56
|  |  | External Intercom Point - Gate | [6 empty] | n
2 | LS |  | SUBCONTRACTING WORKS |  | NAS Ltd. - Intercom | SUBC_001 | 960 | MISC | [5 empty] | 4 | 2004-10-14 | 281.106 | 562.212 |  | 0 | [17 empty] | 2 | NAS Ltd.
[17 empty] | 0 |  | 0
d> | 0 |  |  |  |  | ICOST |  |  |  | mu_B | ITEM | [5 empty] | 562.212 |  | 0 | [17 empty] | d>
|  |  |  | Sell Rate | Sell Total |  |  |  |  | IB | [17 empty] | U_M_Sell | T_M_Sell | U_L_Sell | T_L_Sell | Total_Sell | T_M_Cost | T_L_Phr | Mat/Lab=1 |  |  | Sell Total
1 | No. |  | Item: 7.008 | 317.29 | 317.29 | ISELL |  |  |  | mu_B | ITEM | [7 empty] | mu: 1.13 | [8 empty] | 317.29 | 317.29 | 0 | 0 | 317.29 | 281.11 | 0 | 281.11 |  | 1 | 345.28
|  |  | External Intercom Point | [6 empty] | n
1 | LS |  | SUBCONTRACTING WORKS |  | NAS Ltd. - Intercom | SUBC_001 | 960 | MISC | [5 empty] | 4 | 2004-10-14 | 281.106 | 281.106 |  | 0 | [17 empty] | 1 | NAS Ltd.
[17 empty] | 0 |  | 0
d> | 0 |  |  |  |  | ICOST |  |  |  | mu_B | ITEM | [5 empty] | 281.106 |  | 0 | [17 empty] | d>
|  |  |  | Sell Rate | Sell Total |  |  |  |  | IB | [17 empty] | U_M_Sell | T_M_Sell | U_L_Sell | T_L_Sell | Total_Sell | T_M_Cost | T_L_Phr | Mat/Lab=1 |  |  | Sell Total
1 | No. |  | Item: 7.009 | 295.61 | 295.61 | ISELL |  |  |  | mu_B | ITEM | [7 empty] | mu: 1.13 | [8 empty] | 295.61 | 295.61 | 0 | 0 | 295.61 | 261.9 | 0 | 261.9 |  | 1 | 321.69
|  |  | Internal Intercom Point | [6 empty] | n
1 | LS |  | SUBCONTRACTING WORKS |  | NAS Ltd. - Intercom | SUBC_001 | 960 | MISC | [5 empty] | 4 | 2004-10-14 | 261.9 | 261.9 |  | 0 | [17 empty] | 1 | NAS Ltd.
[17 empty] | 0 |  | 0
d> | 0 |  |  |  |  | ICOST |  |  |  | mu_B | ITEM | [5 empty] | 261.9 |  | 0 | [17 empty] | d>
|  |  |  | Sell Rate | Sell Total |  |  |  |  | IB | [17 empty] | U_M_Sell | T_M_Sell | U_L_Sell | T_L_Sell | Total_Sell | T_M_Cost | T_L_Phr | Mat/Lab=1 |  |  | Sell Total
1 | No. |  | Item: 7.01 | 177.37 | 177.37 | ISELL |  |  |  | mu_B | ITEM | [7 empty] | mu: 1.13 | [8 empty] | 177.37 | 177.37 | 0 | 0 | 177.37 | 157.14 | 0 | 157.14 |  | 1 | 193.01
|  |  | Desk Type Internal Intercom | [6 empty] | n
1 | LS |  | SUBCONTRACTING WORKS |  | NAS Ltd. - Intercom | SUBC_001 | 960 | MISC | [5 empty] | 4 | 2004-10-14 | 157.14 | 157.14 |  | 0 | [17 empty] | 1 | NAS Ltd.
[17 empty] | 0 |  | 0
d> | 0 |  |  |  |  | ICOST |  |  |  | mu_B | ITEM | [5 empty] | 157.14 |  | 0 | [17 empty] | d>
TB
t
Level 1
TB
t
Supply and install LSZH conduit recessed in wall or in screed under tiles and via galvanised trunking from main equipment to each of the following points
|  |  |  | Sell Rate | Sell Total |  |  |  |  | IB | [17 empty] | U_M_Sell | T_M_Sell | U_L_Sell | T_L_Sell | Total_Sell | T_M_Cost | T_L_Phr | Mat/Lab=1 |  |  | Sell Total
1 | No. |  | Item: 7.011 | 40.01 | 40.01 | ISELL |  |  |  | mu_A | ITEM | [7 empty] | mu :1.23 | [8 empty] | 12.62 | 12.62 | 27.39 | 27.39 | 40.01 | 10.25 | 0.81 | 11.06 |  | 1 | 43.05
|  |  | Internal Intercom Point | [6 empty] | n
5 | m |  | Conduit PVC 25mm HG RATE |  | LSZH - Ramon | COPV_007 | 700 | GEN | 25mm |  |  |  |  | 1 | 2015-07-28 | 2.05 | 10.25 | 0.18 | 0.81 | [17 empty] | 5 | LSZH - Ramon
[17 empty] | 0 |  | 0
d> | 0 |  |  |  |  | ICOST |  |  |  | mu_A | ITEM | [5 empty] | 10.25 |  | 0.81 | [17 empty] | d>
TB
t
Wiring using appropriate cable enclosed in galvanised trunking and conduit including the supply of all cables and wiring accessories from main equipment to the following points
|  |  |  | Sell Rate | Sell Total |  |  |  |  | IB | [17 empty] | U_M_Sell | T_M_Sell | U_L_Sell | T_L_Sell | Total_Sell | T_M_Cost | T_L_Phr | Mat/Lab=1 |  |  | Sell Total
1 | No. |  | Item: 7.012 | 24.63 | 24.63 | ISELL |  |  |  | mu_B | ITEM | [7 empty] | mu: 1.13 | [8 empty] | 24.63 | 24.63 | 0 | 0 | 24.63 | 21.83 | 0 | 21.83 |  | 1 | 26.81
|  |  | Internal Intercom Point | [6 empty] | n
1 | LS |  | SUBCONTRACTING WORKS |  | NAS Ltd. - Intercom | SUBC_001 | 960 | MISC | [5 empty] | 4 | 2004-10-14 | 21.825 | 21.825 |  | 0 | [17 empty] | 1 | NAS Ltd.
[17 empty] | 0 |  | 0
d> | 0 |  |  |  |  | ICOST |  |  |  | mu_B | ITEM | [5 empty] | 21.825 |  | 0 | [17 empty] | d>
TB
t
Supply, install and connect the following equipment:
|  |  |  | Sell Rate | Sell Total |  |  |  |  | IB | [17 empty] | U_M_Sell | T_M_Sell | U_L_Sell | T_L_Sell | Total_Sell | T_M_Cost | T_L_Phr | Mat/Lab=1 |  |  | Sell Total
1 | No. |  | Item: 7.013 | 177.37 | 177.37 | ISELL |  |  |  | mu_B | ITEM | [7 empty] | mu: 1.13 | [8 empty] | 177.37 | 177.37 | 0 | 0 | 177.37 | 157.14 | 0 | 157.14 |  | 1 | 193.01
|  |  | Desk Type Internal Intercom | [6 empty] | n
1 | LS |  | SUBCONTRACTING WORKS |  | NAS Ltd. - Intercom | SUBC_001 | 960 | MISC | [5 empty] | 4 | 2004-10-14 | 157.14 | 157.14 |  | 0 | [17 empty] | 1 | NAS Ltd.
[17 empty] | 0 |  | 0
d> | 0 |  |  |  |  | ICOST |  |  |  | mu_B | ITEM | [5 empty] | 157.14 |  | 0 | [17 empty] | d>
TB
t
General
|  |  |  | Sell Rate | Sell Total |  |  |  |  | IB | [17 empty] | U_M_Sell | T_M_Sell | U_L_Sell | T_L_Sell | Total_Sell | T_M_Cost | T_L_Phr | Mat/Lab=1 |  |  | Sell Total
2 | No. |  | Item: 7.014 | 120.03 | 240.06 | ISELL |  |  |  | mu_A | ITEM | [7 empty] | mu :1.23 | [8 empty] | 37.86 | 75.72 | 82.17 | 164.34 | 240.06 | 61.5 | 4.86 | 132.72 |  | 2 | 258.32
Provision for the preparation of LSZH conduits from gate in Level 0 to reception, including the supply of conduits and back boxes - for remote opening of gate
30 | m |  | Conduit PVC 25mm HG RATE |  | LSZH - Ramon | COPV_007 | 700 | GEN | 25mm |  |  |  |  | 1 | 2015-07-28 | 2.05 | 61.5 | 0.18 | 4.86 | [17 empty] | 30 | LSZH - Ramon
[17 empty] | 0 |  | 0
d> | 0 |  |  |  |  | ICOST |  |  |  | mu_A | ITEM | [5 empty] | 61.5 |  | 4.86 | [17 empty] | d>
|  |  |  | Sell Rate | Sell Total |  |  |  |  | IB | [17 empty] | U_M_Sell | T_M_Sell | U_L_Sell | T_L_Sell | Total_Sell | T_M_Cost | T_L_Phr | Mat/Lab=1 |  |  | Sell Total
1 | No. |  | Item: 7.01500000000001 | 344.88 | 344.88 | ISELL |  |  |  | mu_B | ITEM | [7 empty] | mu: 1.13 | [8 empty] | 344.88 | 344.88 | 0 | 0 | 344.88 | 305.55 | 0 | 305.55 |  | 1 | 375.3
Supply, install and connect all power supplies, controllers etc .. which are required to have a complete working system.
1 | LS |  | SUBCONTRACTING WORKS |  | NAS Ltd. - Intercom | SUBC_001 | 960 | MISC | [5 empty] | 4 | 2004-10-14 | 305.55 | 305.55 |  | 0 | [17 empty] | 1 | NAS Ltd.
[17 empty] | 0 |  | 0
d> | 0 |  |  |  |  | ICOST |  |  |  | mu_B | ITEM | [5 empty] | 305.55 |  | 0 | [17 empty] | d>
|  |  |  | Sell Rate | Sell Total |  |  |  |  | IB | [17 empty] | U_M_Sell | T_M_Sell | U_L_Sell | T_L_Sell | Total_Sell | T_M_Cost | T_L_Phr | Mat/Lab=1 |  |  | Sell Total
1 | L.S. |  | Item: 7.01600000000001 | 492.69 | 492.69 | ISELL |  |  |  | mu_B | ITEM | [7 empty] | mu: 1.13 | [8 empty] | 492.69 | 492.69 | 0 | 0 | 492.69 | 436.5 | 0 | 436.5 |  | 1 | 536.15
|  |  | Test and commission system including the provision for all necessary testing as may be required | [6 empty] | n
1 | LS |  | SUBCONTRACTING WORKS |  | NAS Ltd. - Intercom | SUBC_001 | 960 | MISC | [5 empty] | 4 | 2004-10-14 | 436.5 | 436.5 |  | 0 | [17 empty] | 1 | NAS Ltd.
[17 empty] | 0 |  | 0
d> | 0 |  |  |  |  | ICOST |  |  |  | mu_B | ITEM | [5 empty] | 436.5 |  | 0 | [17 empty] | d>
|  |  |  | Sell Rate | Sell Total |  |  |  |  | IB | [17 empty] | U_M_Sell | T_M_Sell | U_L_Sell | T_L_Sell | Total_Sell | T_M_Cost | T_L_Phr | Mat/Lab=1 |  |  | Sell Total
1 | Set |  | Item: 7.01700000000001 | 227.62 | 227.62 | ISELL |  |  |  | mu_A | ITEM | [7 empty] | mu: 1.23 | [8 empty] | 105.9 | 105.9 | 121.72 | 121.72 | 227.62 | 86 | 3.6 | 89.6 |  | 1 | 241.15
Supply one full set of as fitted drawings (including 1 hard copy and a digital copy on 2 separate USBs) c/w all manuals etc..
7 | No |  | A0 "As Fitted Drawing" (Print) @2!Eents/sq.foot |  |  | DOCS_002 | 880 | (__) | [5 empty] | 3 | 1999-03-01 | 8 | 56 | 0.25 | 1.575 | [17 empty] | 7
1 | No |  | USB |  |  | DOCS_012 | 880 | (__) | [5 empty] | 3 |  | 10 | 10 | 0.25 | 0.225 | [17 empty] | 1
1 | No |  | Operating and Maintenance Manuals |  |  | DOCS_013 | 880 | (__) | [5 empty] | 3 |  | 20 | 20 | 2 | 1.8 | [17 empty] | 1
[17 empty] | 0 |  | 0
d> | 0 |  |  |  |  | ICOST |  |  |  | mu_A | ITEM | [5 empty] | 86 |  | 3.6 | [17 empty] | d>
SB | [36 empty] | SB
| -237.0514 |  | PAGE: |  | 3480.45 | [5 empty] | PAGE | [5 empty] | 2574.208 |  | 16.2 | [18 empty] | 3771.31
| Discy: |  |  |  | PAGE SELL | [11 empty] | PAGE MAT |  | PAGE LAB | [18 empty] | PAGE SELL
SB | [36 empty] | SB
| -237.0514 |  | TOTAL FOR INTERCOM SYSTEM |  | 3480.45 | [5 empty] | SECT | [5 empty] | 2574.208 |  | 16.2 | [18 empty] | 3771.31
| Discy: |  |  |  | SECT SELL | [11 empty] | SECT MAT |  | SECT LAB | [18 empty] | SECT SELL
TB
|  | t | Item: 8
SECURITY SYSTEM
TB
t
|  |  | OFFICES - System 1 |  | NAS Ltd - Security | [32 empty] | NAS Ltd.
TB
t
Basement Level -1
TB
t
Supply and install galvanised conduit surface mounted and via galvanised trunking from main equipment to each of the following points
|  |  |  | Sell Rate | Sell Total |  |  |  |  | IB | [17 empty] | U_M_Sell | T_M_Sell | U_L_Sell | T_L_Sell | Total_Sell | T_M_Cost | T_L_Phr | Mat/Lab=1 |  |  | Sell Total
3 | No. |  | Item: 8.001 | 39.27 | 117.81 | ISELL |  |  |  | mu_A | ITEM | [7 empty] | mu :1.23 | [8 empty] | 14.92 | 44.76 | 24.35 | 73.05 | 117.81 | 36.36 | 2.16 | 115.56 |  | 3 | 125.91
|  |  | Presence detector points | [6 empty] | n
12 | m |  | Conduit Galv. 20mm RATE |  |  | COGV_011 | 690 | BAR | 20mm |  |  |  |  | 1 | 1994-12-01 | 3.03 | 36.36 | 0.2 | 2.16 | [17 empty] | 12
[17 empty] | 0 |  | 0
d> | 0 |  |  |  |  | ICOST |  |  |  | mu_A | ITEM | [5 empty] | 36.36 |  | 2.16 | [17 empty] | d>
TB
t
Wiring using appropriate cable enclosed in galvanised trunking and conduit including the supply of all cables and wiring accessories from main equipment to the following points
|  |  |  | Sell Rate | Sell Total |  |  |  |  | IB | [17 empty] | U_M_Sell | T_M_Sell | U_L_Sell | T_L_Sell | Total_Sell | T_M_Cost | T_L_Phr | Mat/Lab=1 |  |  | Sell Total
3 | No. |  | Item: 8.002 | 29.56 | 88.68 | ISELL |  |  |  | mu_B | ITEM | [7 empty] | mu: 1.13 | [8 empty] | 29.56 | 88.68 | 0 | 0 | 88.68 | 78.57 | 0 | 235.71 |  | 3 | 96.51
|  |  | Presence detector points | [6 empty] | n
3 | LS |  | SUBCONTRACTING WORKS |  | NAS Ltd - Security | SUBC_001 | 960 | MISC | [5 empty] | 4 | 2004-10-14 | 26.19 | 78.57 |  | 0 | [17 empty] | 3 | NAS Ltd.
[17 empty] | 0 |  | 0
d> | 0 |  |  |  |  | ICOST |  |  |  | mu_B | ITEM | [5 empty] | 78.57 |  | 0 | [17 empty] | d>
TB
t
Supply, install and connect the following equipment:
|  |  |  | Sell Rate | Sell Total |  |  |  |  | IB | [17 empty] | U_M_Sell | T_M_Sell | U_L_Sell | T_L_Sell | Total_Sell | T_M_Cost | T_L_Phr | Mat/Lab=1 |  |  | Sell Total
3 | No. |  | Item: 8.003 | 44.34 | 133.02 | ISELL |  |  |  | mu_B | ITEM | [7 empty] | mu: 1.13 | [8 empty] | 44.34 | 133.02 | 0 | 0 | 133.02 | 117.86 | 0 | 353.58 |  | 3 | 144.75
|  |  | Presence detector points | [6 empty] | n
3 | LS |  | SUBCONTRACTING WORKS |  | NAS Ltd - Security | SUBC_001 | 960 | MISC | [5 empty] | 4 | 2004-10-14 | 39.285 | 117.855 |  | 0 | [17 empty] | 3 | NAS Ltd.
[17 empty] | 0 |  | 0
d> | 0 |  |  |  |  | ICOST |  |  |  | mu_B | ITEM | [5 empty] | 117.855 |  | 0 | [17 empty] | d>
TB
t
Level 0
TB
t
Supply and install LSZH conduit recessed in wall or in screed under tiles and via galvanised trunking from main equipment to each of the following points
|  |  |  | Sell Rate | Sell Total |  |  |  |  | IB | [17 empty] | U_M_Sell | T_M_Sell | U_L_Sell | T_L_Sell | Total_Sell | T_M_Cost | T_L_Phr | Mat/Lab=1 |  |  | Sell Total
4 | No. |  | Item: 8.004 | 30.86 | 123.44 | ISELL |  |  |  | mu_A | ITEM | [7 empty] | mu :1.23 | [8 empty] | 11.08 | 44.32 | 19.78 | 79.12 | 123.44 | 36 | 2.34 | 153.36 |  | 4 | 132.24
|  |  | Presence detector points | [6 empty] | n
20 | m |  | Conduit PVC 20mm HG RATE |  | LSZH - Ramon | COPV_003 | 700 | GEN | 20mm |  |  |  |  | 1 | 2015-07-28 | 1.8 | 36 | 0.13 | 2.34 | [17 empty] | 20 | LSZH - Ramon
[17 empty] | 0 |  | 0
d> | 0 |  |  |  |  | ICOST |  |  |  | mu_A | ITEM | [5 empty] | 36 |  | 2.34 | [17 empty] | d>
|  |  |  | Sell Rate | Sell Total |  |  |  |  | IB | [17 empty] | U_M_Sell | T_M_Sell | U_L_Sell | T_L_Sell | Total_Sell | T_M_Cost | T_L_Phr | Mat/Lab=1 |  |  | Sell Total
1 | No. |  | Item: 8.005 | 18.52 | 18.52 | ISELL |  |  |  | mu_A | ITEM | [7 empty] | mu :1.23 | [8 empty] | 6.65 | 6.65 | 11.87 | 11.87 | 18.52 | 5.4 | 0.35 | 5.75 |  | 1 | 19.84
|  |  | Internal Security Sounder | [6 empty] | n
3 | m |  | Conduit PVC 20mm HG RATE |  | LSZH - Ramon | COPV_003 | 700 | GEN | 20mm |  |  |  |  | 1 | 2015-07-28 | 1.8 | 5.4 | 0.13 | 0.351 | [17 empty] | 3 | LSZH - Ramon
[17 empty] | 0 |  | 0
d> | 0 |  |  |  |  | ICOST |  |  |  | mu_A | ITEM | [5 empty] | 5.4 |  | 0.351 | [17 empty] | d>
|  |  |  | Sell Rate | Sell Total |  |  |  |  | IB | [17 empty] | U_M_Sell | T_M_Sell | U_L_Sell | T_L_Sell | Total_Sell | T_M_Cost | T_L_Phr | Mat/Lab=1 |  |  | Sell Total
1 | No. |  | Item: 8.006 | 111.11 | 111.11 | ISELL |  |  |  | mu_A | ITEM | [7 empty] | mu :1.23 | [8 empty] | 39.9 | 39.9 | 71.21 | 71.21 | 111.11 | 32.4 | 2.11 | 34.51 |  | 1 | 119.02
|  |  | External Security Sounder | [6 empty] | n
18 | m |  | Conduit PVC 20mm HG RATE |  | LSZH - Ramon | COPV_003 | 700 | GEN | 20mm |  |  |  |  | 1 | 2015-07-28 | 1.8 | 32.4 | 0.13 | 2.106 | [17 empty] | 18 | LSZH - Ramon
[17 empty] | 0 |  | 0
d> | 0 |  |  |  |  | ICOST |  |  |  | mu_A | ITEM | [5 empty] | 32.4 |  | 2.106 | [17 empty] | d>
|  |  |  | Sell Rate | Sell Total |  |  |  |  | IB | [17 empty] | U_M_Sell | T_M_Sell | U_L_Sell | T_L_Sell | Total_Sell | T_M_Cost | T_L_Phr | Mat/Lab=1 |  |  | Sell Total
1 | No. |  | Item: 8.007 | 67.9 | 67.9 | ISELL |  |  |  | mu_A | ITEM | [7 empty] | mu :1.23 | [8 empty] | 24.38 | 24.38 | 43.52 | 43.52 | 67.9 | 19.8 | 1.29 | 21.09 |  | 1 | 72.73
|  |  | Security Keypad | [6 empty] | n
11 | m |  | Conduit PVC 20mm HG RATE |  | LSZH - Ramon | COPV_003 | 700 | GEN | 20mm |  |  |  |  | 1 | 2015-07-28 | 1.8 | 19.8 | 0.13 | 1.287 | [17 empty] | 11 | LSZH - Ramon
[17 empty] | 0 |  | 0
d> | 0 |  |  |  |  | ICOST |  |  |  | mu_A | ITEM | [5 empty] | 19.8 |  | 1.287 | [17 empty] | d>
TB
t
Wiring using appropriate cable enclosed in galvanised trunking and conduit including the supply of all cables and wiring accessories from main equipment to the following points
|  |  |  | Sell Rate | Sell Total |  |  |  |  | IB | [17 empty] | U_M_Sell | T_M_Sell | U_L_Sell | T_L_Sell | Total_Sell | T_M_Cost | T_L_Phr | Mat/Lab=1 |  |  | Sell Total
4 | No. |  | Item: 8.008 | 29.56 | 118.24 | ISELL |  |  |  | mu_B | ITEM | [7 empty] | mu: 1.13 | [8 empty] | 29.56 | 118.24 | 0 | 0 | 118.24 | 104.76 | 0 | 419.04 |  | 4 | 128.68
|  |  | Presence detector points | [6 empty] | n
4 | LS |  | SUBCONTRACTING WORKS |  | NAS Ltd - Security | SUBC_001 | 960 | MISC | [5 empty] | 4 | 2004-10-14 | 26.19 | 104.76 |  | 0 | [17 empty] | 4 | NAS Ltd.
[17 empty] | 0 |  | 0
d> | 0 |  |  |  |  | ICOST |  |  |  | mu_B | ITEM | [5 empty] | 104.76 |  | 0 | [17 empty] | d>
|  |  |  | Sell Rate | Sell Total |  |  |  |  | IB | [17 empty] | U_M_Sell | T_M_Sell | U_L_Sell | T_L_Sell | Total_Sell | T_M_Cost | T_L_Phr | Mat/Lab=1 |  |  | Sell Total
1 | No. |  | Item: 8.009 | 29.56 | 29.56 | ISELL |  |  |  | mu_B | ITEM | [7 empty] | mu: 1.13 | [8 empty] | 29.56 | 29.56 | 0 | 0 | 29.56 | 26.19 | 0 | 26.19 |  | 1 | 32.17
|  |  | Internal Security Sounder | [6 empty] | n
1 | LS |  | SUBCONTRACTING WORKS |  | NAS Ltd - Security | SUBC_001 | 960 | MISC | [5 empty] | 4 | 2004-10-14 | 26.19 | 26.19 |  | 0 | [17 empty] | 1 | NAS Ltd.
[17 empty] | 0 |  | 0
d> | 0 |  |  |  |  | ICOST |  |  |  | mu_B | ITEM | [5 empty] | 26.19 |  | 0 | [17 empty] | d>
|  |  |  | Sell Rate | Sell Total |  |  |  |  | IB | [17 empty] | U_M_Sell | T_M_Sell | U_L_Sell | T_L_Sell | Total_Sell | T_M_Cost | T_L_Phr | Mat/Lab=1 |  |  | Sell Total
1 | No. |  | Item: 8.00999999999999 | 39.42 | 39.42 | ISELL |  |  |  | mu_B | ITEM | [7 empty] | mu: 1.13 | [8 empty] | 39.42 | 39.42 | 0 | 0 | 39.42 | 34.92 | 0 | 34.92 |  | 1 | 42.89
|  |  | External Security Sounder | [6 empty] | n
1 | LS |  | SUBCONTRACTING WORKS |  | NAS Ltd - Security | SUBC_001 | 960 | MISC | [5 empty] | 4 | 2004-10-14 | 34.92 | 34.92 |  | 0 | [17 empty] | 1 | NAS Ltd.
[17 empty] | 0 |  | 0
d> | 0 |  |  |  |  | ICOST |  |  |  | mu_B | ITEM | [5 empty] | 34.92 |  | 0 | [17 empty] | d>
|  |  |  | Sell Rate | Sell Total |  |  |  |  | IB | [17 empty] | U_M_Sell | T_M_Sell | U_L_Sell | T_L_Sell | Total_Sell | T_M_Cost | T_L_Phr | Mat/Lab=1 |  |  | Sell Total
1 | No. |  | Item: 8.01099999999999 | 29.56 | 29.56 | ISELL |  |  |  | mu_B | ITEM | [7 empty] | mu: 1.13 | [8 empty] | 29.56 | 29.56 | 0 | 0 | 29.56 | 26.19 | 0 | 26.19 |  | 1 | 32.17
|  |  | Security Keypad | [6 empty] | n
1 | LS |  | SUBCONTRACTING WORKS |  | NAS Ltd - Security | SUBC_001 | 960 | MISC | [5 empty] | 4 | 2004-10-14 | 26.19 | 26.19 |  | 0 | [17 empty] | 1 | NAS Ltd.
[17 empty] | 0 |  | 0
d> | 0 |  |  |  |  | ICOST |  |  |  | mu_B | ITEM | [5 empty] | 26.19 |  | 0 | [17 empty] | d>
TB
t
Supply, install and connect the following equipment:
|  |  |  | Sell Rate | Sell Total |  |  |  |  | IB | [17 empty] | U_M_Sell | T_M_Sell | U_L_Sell | T_L_Sell | Total_Sell | T_M_Cost | T_L_Phr | Mat/Lab=1 |  |  | Sell Total
4 | No. |  | Item: 8.01199999999999 | 44.34 | 177.36 | ISELL |  |  |  | mu_B | ITEM | [7 empty] | mu: 1.13 | [8 empty] | 44.34 | 177.36 | 0 | 0 | 177.36 | 157.14 | 0 | 628.56 |  | 4 | 193
|  |  | Presence detector points | [6 empty] | n
4 | LS |  | SUBCONTRACTING WORKS |  | NAS Ltd - Security | SUBC_001 | 960 | MISC | [5 empty] | 4 | 2004-10-14 | 39.285 | 157.14 |  | 0 | [17 empty] | 4 | NAS Ltd.
[17 empty] | 0 |  | 0
d> | 0 |  |  |  |  | ICOST |  |  |  | mu_B | ITEM | [5 empty] | 157.14 |  | 0 | [17 empty] | d>
|  |  |  | Sell Rate | Sell Total |  |  |  |  | IB | [17 empty] | U_M_Sell | T_M_Sell | U_L_Sell | T_L_Sell | Total_Sell | T_M_Cost | T_L_Phr | Mat/Lab=1 |  |  | Sell Total
1 | No. |  | Item: 8.01299999999999 | 31.53 | 31.53 | ISELL |  |  |  | mu_B | ITEM | [7 empty] | mu: 1.13 | [8 empty] | 31.53 | 31.53 | 0 | 0 | 31.53 | 27.94 | 0 | 27.94 |  | 1 | 34.31
|  |  | Internal Security Sounder | [6 empty] | n
1 | LS |  | SUBCONTRACTING WORKS |  | NAS Ltd - Security | SUBC_001 | 960 | MISC | [5 empty] | 4 | 2004-10-14 | 27.936 | 27.936 |  | 0 | [17 empty] | 1 | NAS Ltd.
[17 empty] | 0 |  | 0
d> | 0 |  |  |  |  | ICOST |  |  |  | mu_B | ITEM | [5 empty] | 27.936 |  | 0 | [17 empty] | d>
|  |  |  | Sell Rate | Sell Total |  |  |  |  | IB | [17 empty] | U_M_Sell | T_M_Sell | U_L_Sell | T_L_Sell | Total_Sell | T_M_Cost | T_L_Phr | Mat/Lab=1 |  |  | Sell Total
1 | No. |  | Item: 8.01399999999999 | 64.05 | 64.05 | ISELL |  |  |  | mu_B | ITEM | [7 empty] | mu: 1.13 | [8 empty] | 64.05 | 64.05 | 0 | 0 | 64.05 | 56.75 | 0 | 56.75 |  | 1 | 69.7
|  |  | External Security Sounder | [6 empty] | n
1 | LS |  | SUBCONTRACTING WORKS |  | NAS Ltd - Security | SUBC_001 | 960 | MISC | [5 empty] | 4 | 2004-10-14 | 56.745 | 56.745 |  | 0 | [17 empty] | 1 | NAS Ltd.
[17 empty] | 0 |  | 0
d> | 0 |  |  |  |  | ICOST |  |  |  | mu_B | ITEM | [5 empty] | 56.745 |  | 0 | [17 empty] | d>
|  |  |  | Sell Rate | Sell Total |  |  |  |  | IB | [17 empty] | U_M_Sell | T_M_Sell | U_L_Sell | T_L_Sell | Total_Sell | T_M_Cost | T_L_Phr | Mat/Lab=1 |  |  | Sell Total
1 | No. |  | Item: 8.01499999999999 | 142.88 | 142.88 | ISELL |  |  |  | mu_B | ITEM | [7 empty] | mu: 1.13 | [8 empty] | 142.88 | 142.88 | 0 | 0 | 142.88 | 126.59 | 0 | 126.59 |  | 1 | 155.48
|  |  | Security Keypad | [6 empty] | n
1 | LS |  | SUBCONTRACTING WORKS |  | NAS Ltd - Security | SUBC_001 | 960 | MISC | [5 empty] | 4 | 2004-10-14 | 126.585 | 126.585 |  | 0 | [17 empty] | 1 | NAS Ltd.
[17 empty] | 0 |  | 0
d> | 0 |  |  |  |  | ICOST |  |  |  | mu_B | ITEM | [5 empty] | 126.585 |  | 0 | [17 empty] | d>
TB
t
Level 1
TB
t
Supply and install LSZH conduit recessed in wall or in screed under tiles and via galvanised trunking from main equipment to each of the following points
|  |  |  | Sell Rate | Sell Total |  |  |  |  | IB | [17 empty] | U_M_Sell | T_M_Sell | U_L_Sell | T_L_Sell | Total_Sell | T_M_Cost | T_L_Phr | Mat/Lab=1 |  |  | Sell Total
1 | No. |  | Item: 8.01599999999999 | 30.86 | 30.86 | ISELL |  |  |  | mu_A | ITEM | [7 empty] | mu :1.23 | [8 empty] | 11.08 | 11.08 | 19.78 | 19.78 | 30.86 | 9 | 0.59 | 9.59 |  | 1 | 33.06
|  |  | Presence detector points | [6 empty] | n
5 | m |  | Conduit PVC 20mm HG RATE |  | LSZH - Ramon | COPV_003 | 700 | GEN | 20mm |  |  |  |  | 1 | 2015-07-28 | 1.8 | 9 | 0.13 | 0.585 | [17 empty] | 5 | LSZH - Ramon
[17 empty] | 0 |  | 0
d> | 0 |  |  |  |  | ICOST |  |  |  | mu_A | ITEM | [5 empty] | 9 |  | 0.585 | [17 empty] | d>
|  |  |  | Sell Rate | Sell Total |  |  |  |  | IB | [17 empty] | U_M_Sell | T_M_Sell | U_L_Sell | T_L_Sell | Total_Sell | T_M_Cost | T_L_Phr | Mat/Lab=1 |  |  | Sell Total
1 | No. |  | Item: 8.01699999999999 | 18.52 | 18.52 | ISELL |  |  |  | mu_A | ITEM | [7 empty] | mu :1.23 | [8 empty] | 6.65 | 6.65 | 11.87 | 11.87 | 18.52 | 5.4 | 0.35 | 5.75 |  | 1 | 19.84
|  |  | Internal Security Sounder | [6 empty] | n
3 | m |  | Conduit PVC 20mm HG RATE |  | LSZH - Ramon | COPV_003 | 700 | GEN | 20mm |  |  |  |  | 1 | 2015-07-28 | 1.8 | 5.4 | 0.13 | 0.351 | [17 empty] | 3 | LSZH - Ramon
[17 empty] | 0 |  | 0
d> | 0 |  |  |  |  | ICOST |  |  |  | mu_A | ITEM | [5 empty] | 5.4 |  | 0.351 | [17 empty] | d>
|  |  |  | Sell Rate | Sell Total |  |  |  |  | IB | [17 empty] | U_M_Sell | T_M_Sell | U_L_Sell | T_L_Sell | Total_Sell | T_M_Cost | T_L_Phr | Mat/Lab=1 |  |  | Sell Total
1 | No. |  | Item: 8.01799999999999 | 30.86 | 30.86 | ISELL |  |  |  | mu_A | ITEM | [7 empty] | mu :1.23 | [8 empty] | 11.08 | 11.08 | 19.78 | 19.78 | 30.86 | 9 | 0.59 | 9.59 |  | 1 | 33.06
|  |  | Autodialler | [6 empty] | n
5 | m |  | Conduit PVC 20mm HG RATE |  | LSZH - Ramon | COPV_003 | 700 | GEN | 20mm |  |  |  |  | 1 | 2015-07-28 | 1.8 | 9 | 0.13 | 0.585 | [17 empty] | 5 | LSZH - Ramon
[17 empty] | 0 |  | 0
d> | 0 |  |  |  |  | ICOST |  |  |  | mu_A | ITEM | [5 empty] | 9 |  | 0.585 | [17 empty] | d>
TB
t
Wiring using appropriate cable enclosed in galvanised trunking and conduit including the supply of all cables and wiring accessories from main equipment to the following points
|  |  |  | Sell Rate | Sell Total |  |  |  |  | IB | [17 empty] | U_M_Sell | T_M_Sell | U_L_Sell | T_L_Sell | Total_Sell | T_M_Cost | T_L_Phr | Mat/Lab=1 |  |  | Sell Total
1 | No. |  | Item: 8.01899999999999 | 29.56 | 29.56 | ISELL |  |  |  | mu_B | ITEM | [7 empty] | mu: 1.13 | [8 empty] | 29.56 | 29.56 | 0 | 0 | 29.56 | 26.19 | 0 | 26.19 |  | 1 | 32.17
|  |  | Presence detector points | [6 empty] | n
1 | LS |  | SUBCONTRACTING WORKS |  | NAS Ltd - Security | SUBC_001 | 960 | MISC | [5 empty] | 4 | 2004-10-14 | 26.19 | 26.19 |  | 0 | [17 empty] | 1 | NAS Ltd.
[17 empty] | 0 |  | 0
d> | 0 |  |  |  |  | ICOST |  |  |  | mu_B | ITEM | [5 empty] | 26.19 |  | 0 | [17 empty] | d>
|  |  |  | Sell Rate | Sell Total |  |  |  |  | IB | [17 empty] | U_M_Sell | T_M_Sell | U_L_Sell | T_L_Sell | Total_Sell | T_M_Cost | T_L_Phr | Mat/Lab=1 |  |  | Sell Total
1 | No. |  | Item: 8.01999999999999 | 29.56 | 29.56 | ISELL |  |  |  | mu_B | ITEM | [7 empty] | mu: 1.13 | [8 empty] | 29.56 | 29.56 | 0 | 0 | 29.56 | 26.19 | 0 | 26.19 |  | 1 | 32.17
|  |  | Internal Security Sounder | [6 empty] | n
1 | LS |  | SUBCONTRACTING WORKS |  | NAS Ltd - Security | SUBC_001 | 960 | MISC | [5 empty] | 4 | 2004-10-14 | 26.19 | 26.19 |  | 0 | [17 empty] | 1 | NAS Ltd.
[17 empty] | 0 |  | 0
d> | 0 |  |  |  |  | ICOST |  |  |  | mu_B | ITEM | [5 empty] | 26.19 |  | 0 | [17 empty] | d>
|  |  |  | Sell Rate | Sell Total |  |  |  |  | IB | [17 empty] | U_M_Sell | T_M_Sell | U_L_Sell | T_L_Sell | Total_Sell | T_M_Cost | T_L_Phr | Mat/Lab=1 |  |  | Sell Total
1 | No. |  | Item: 8.02099999999999 | 14.78 | 14.78 | ISELL |  |  |  | mu_B | ITEM | [7 empty] | mu: 1.13 | [8 empty] | 14.78 | 14.78 | 0 | 0 | 14.78 | 13.1 | 0 | 13.1 |  | 1 | 16.08
|  |  | Autodialler | [6 empty] | n
1 | LS |  | SUBCONTRACTING WORKS |  | NAS Ltd - Security | SUBC_001 | 960 | MISC | [5 empty] | 4 | 2004-10-14 | 13.095 | 13.095 |  | 0 | [17 empty] | 1 | NAS Ltd.
[17 empty] | 0 |  | 0
d> | 0 |  |  |  |  | ICOST |  |  |  | mu_B | ITEM | [5 empty] | 13.095 |  | 0 | [17 empty] | d>
TB
t
Supply, install and connect the following equipment:
|  |  |  | Sell Rate | Sell Total |  |  |  |  | IB | [17 empty] | U_M_Sell | T_M_Sell | U_L_Sell | T_L_Sell | Total_Sell | T_M_Cost | T_L_Phr | Mat/Lab=1 |  |  | Sell Total
1 | No. |  | Item: 8.02199999999999 | 44.34 | 44.34 | ISELL |  |  |  | mu_B | ITEM | [7 empty] | mu: 1.13 | [8 empty] | 44.34 | 44.34 | 0 | 0 | 44.34 | 39.29 | 0 | 39.29 |  | 1 | 48.25
|  |  | Presence detector points | [6 empty] | n
1 | LS |  | SUBCONTRACTING WORKS |  | NAS Ltd - Security | SUBC_001 | 960 | MISC | [5 empty] | 4 | 2004-10-14 | 39.285 | 39.285 |  | 0 | [17 empty] | 1 | NAS Ltd.
[17 empty] | 0 |  | 0
d> | 0 |  |  |  |  | ICOST |  |  |  | mu_B | ITEM | [5 empty] | 39.285 |  | 0 | [17 empty] | d>
|  |  |  | Sell Rate | Sell Total |  |  |  |  | IB | [17 empty] | U_M_Sell | T_M_Sell | U_L_Sell | T_L_Sell | Total_Sell | T_M_Cost | T_L_Phr | Mat/Lab=1 |  |  | Sell Total
1 | No. |  | Item: 8.02299999999999 | 31.53 | 31.53 | ISELL |  |  |  | mu_B | ITEM | [7 empty] | mu: 1.13 | [8 empty] | 31.53 | 31.53 | 0 | 0 | 31.53 | 27.94 | 0 | 27.94 |  | 1 | 34.31
|  |  | Internal Security Sounder | [6 empty] | n
1 | LS |  | SUBCONTRACTING WORKS |  | NAS Ltd - Security | SUBC_001 | 960 | MISC | [5 empty] | 4 | 2004-10-14 | 27.936 | 27.936 |  | 0 | [17 empty] | 1 | NAS Ltd.
[17 empty] | 0 |  | 0
d> | 0 |  |  |  |  | ICOST |  |  |  | mu_B | ITEM | [5 empty] | 27.936 |  | 0 | [17 empty] | d>
|  |  |  | Sell Rate | Sell Total |  |  |  |  | IB | [17 empty] | U_M_Sell | T_M_Sell | U_L_Sell | T_L_Sell | Total_Sell | T_M_Cost | T_L_Phr | Mat/Lab=1 |  |  | Sell Total
1 | No. |  | Item: 8.02399999999999 | 147.81 | 147.81 | ISELL |  |  |  | mu_B | ITEM | [7 empty] | mu: 1.13 | [8 empty] | 147.81 | 147.81 | 0 | 0 | 147.81 | 130.95 | 0 | 130.95 |  | 1 | 160.84
|  |  | Autodialler | [6 empty] | n
1 | LS |  | SUBCONTRACTING WORKS |  | NAS Ltd - Security | SUBC_001 | 960 | MISC | [5 empty] | 4 | 2004-10-14 | 130.95 | 130.95 |  | 0 | [17 empty] | 1 | NAS Ltd.
[17 empty] | 0 |  | 0
d> | 0 |  |  |  |  | ICOST |  |  |  | mu_B | ITEM | [5 empty] | 130.95 |  | 0 | [17 empty] | d>
|  |  |  | Sell Rate | Sell Total |  |  |  |  | IB | [17 empty] | U_M_Sell | T_M_Sell | U_L_Sell | T_L_Sell | Total_Sell | T_M_Cost | T_L_Phr | Mat/Lab=1 |  |  | Sell Total
1 | No. |  | Item: 8.02499999999999 | 739.04 | 739.04 | ISELL |  |  |  | mu_B | ITEM | [7 empty] | mu: 1.13 | [8 empty] | 739.04 | 739.04 | 0 | 0 | 739.04 | 654.75 | 0 | 654.75 |  | 1 | 804.22
|  |  | Security Panel as per specs | [6 empty] | n
1 | LS |  | SUBCONTRACTING WORKS |  | NAS Ltd - Security | SUBC_001 | 960 | MISC | [5 empty] | 4 | 2004-10-14 | 654.75 | 654.75 |  | 0 | [17 empty] | 1 | NAS Ltd.
[17 empty] | 0 |  | 0
d> | 0 |  |  |  |  | ICOST |  |  |  | mu_B | ITEM | [5 empty] | 654.75 |  | 0 | [17 empty] | d>
TB
t
Level 2
TB
t
Supply and install LSZH conduit recessed in wall or in screed under tiles and via galvanised trunking from main equipment to each of the following points
|  |  |  | Sell Rate | Sell Total |  |  |  |  | IB | [17 empty] | U_M_Sell | T_M_Sell | U_L_Sell | T_L_Sell | Total_Sell | T_M_Cost | T_L_Phr | Mat/Lab=1 |  |  | Sell Total
2 | No. |  | Item: 8.02599999999999 | 30.86 | 61.72 | ISELL |  |  |  | mu_A | ITEM | [7 empty] | mu :1.23 | [8 empty] | 11.08 | 22.16 | 19.78 | 39.56 | 61.72 | 18 | 1.17 | 38.34 |  | 2 | 66.12
|  |  | Presence detector points | [6 empty] | n
10 | m |  | Conduit PVC 20mm HG RATE |  | LSZH - Ramon | COPV_003 | 700 | GEN | 20mm |  |  |  |  | 1 | 2015-07-28 | 1.8 | 18 | 0.13 | 1.17 | [17 empty] | 10 | LSZH - Ramon
[17 empty] | 0 |  | 0
d> | 0 |  |  |  |  | ICOST |  |  |  | mu_A | ITEM | [5 empty] | 18 |  | 1.17 | [17 empty] | d>
|  |  |  | Sell Rate | Sell Total |  |  |  |  | IB | [17 empty] | U_M_Sell | T_M_Sell | U_L_Sell | T_L_Sell | Total_Sell | T_M_Cost | T_L_Phr | Mat/Lab=1 |  |  | Sell Total
2 | No. |  | Item: 8.02699999999999 | 18.52 | 37.04 | ISELL |  |  |  | mu_A | ITEM | [7 empty] | mu :1.23 | [8 empty] | 6.65 | 13.3 | 11.87 | 23.74 | 37.04 | 10.8 | 0.7 | 23 |  | 2 | 39.68
|  |  | Internal Security Sounder | [6 empty] | n
6 | m |  | Conduit PVC 20mm HG RATE |  | LSZH - Ramon | COPV_003 | 700 | GEN | 20mm |  |  |  |  | 1 | 2015-07-28 | 1.8 | 10.8 | 0.13 | 0.702 | [17 empty] | 6 | LSZH - Ramon
[17 empty] | 0 |  | 0
d> | 0 |  |  |  |  | ICOST |  |  |  | mu_A | ITEM | [5 empty] | 10.8 |  | 0.702 | [17 empty] | d>
TB
t
Wiring using appropriate cable enclosed in galvanised trunking and conduit including the supply of all cables and wiring accessories from main equipment to the following points
|  |  |  | Sell Rate | Sell Total |  |  |  |  | IB | [17 empty] | U_M_Sell | T_M_Sell | U_L_Sell | T_L_Sell | Total_Sell | T_M_Cost | T_L_Phr | Mat/Lab=1 |  |  | Sell Total
2 | No. |  | Item: 8.02799999999998 | 29.56 | 59.12 | ISELL |  |  |  | mu_B | ITEM | [7 empty] | mu: 1.13 | [8 empty] | 29.56 | 59.12 | 0 | 0 | 59.12 | 52.38 | 0 | 104.76 |  | 2 | 64.34
|  |  | Presence detector points | [6 empty] | n
2 | LS |  | SUBCONTRACTING WORKS |  | NAS Ltd - Security | SUBC_001 | 960 | MISC | [5 empty] | 4 | 2004-10-14 | 26.19 | 52.38 |  | 0 | [17 empty] | 2 | NAS Ltd.
[17 empty] | 0 |  | 0
d> | 0 |  |  |  |  | ICOST |  |  |  | mu_B | ITEM | [5 empty] | 52.38 |  | 0 | [17 empty] | d>
|  |  |  | Sell Rate | Sell Total |  |  |  |  | IB | [17 empty] | U_M_Sell | T_M_Sell | U_L_Sell | T_L_Sell | Total_Sell | T_M_Cost | T_L_Phr | Mat/Lab=1 |  |  | Sell Total
2 | No. |  | Item: 8.02899999999998 | 29.56 | 59.12 | ISELL |  |  |  | mu_B | ITEM | [7 empty] | mu: 1.13 | [8 empty] | 29.56 | 59.12 | 0 | 0 | 59.12 | 52.38 | 0 | 104.76 |  | 2 | 64.34
|  |  | Internal Security Sounder | [6 empty] | n
2 | LS |  | SUBCONTRACTING WORKS |  | NAS Ltd - Security | SUBC_001 | 960 | MISC | [5 empty] | 4 | 2004-10-14 | 26.19 | 52.38 |  | 0 | [17 empty] | 2 | NAS Ltd.
[17 empty] | 0 |  | 0
d> | 0 |  |  |  |  | ICOST |  |  |  | mu_B | ITEM | [5 empty] | 52.38 |  | 0 | [17 empty] | d>
TB
t
Supply, install and connect the following equipment:
|  |  |  | Sell Rate | Sell Total |  |  |  |  | IB | [17 empty] | U_M_Sell | T_M_Sell | U_L_Sell | T_L_Sell | Total_Sell | T_M_Cost | T_L_Phr | Mat/Lab=1 |  |  | Sell Total
2 | No. |  | Item: 8.02999999999998 | 44.34 | 88.68 | ISELL |  |  |  | mu_B | ITEM | [7 empty] | mu: 1.13 | [8 empty] | 44.34 | 88.68 | 0 | 0 | 88.68 | 78.57 | 0 | 157.14 |  | 2 | 96.5
|  |  | Presence detector points | [6 empty] | n
2 | LS |  | SUBCONTRACTING WORKS |  | NAS Ltd - Security | SUBC_001 | 960 | MISC | [5 empty] | 4 | 2004-10-14 | 39.285 | 78.57 |  | 0 | [17 empty] | 2 | NAS Ltd.
[17 empty] | 0 |  | 0
d> | 0 |  |  |  |  | ICOST |  |  |  | mu_B | ITEM | [5 empty] | 78.57 |  | 0 | [17 empty] | d>
|  |  |  | Sell Rate | Sell Total |  |  |  |  | IB | [17 empty] | U_M_Sell | T_M_Sell | U_L_Sell | T_L_Sell | Total_Sell | T_M_Cost | T_L_Phr | Mat/Lab=1 |  |  | Sell Total
2 | No. |  | Item: 8.03099999999998 | 31.53 | 63.06 | ISELL |  |  |  | mu_B | ITEM | [7 empty] | mu: 1.13 | [8 empty] | 31.53 | 63.06 | 0 | 0 | 63.06 | 55.87 | 0 | 111.74 |  | 2 | 68.62
|  |  | Internal Security Sounder | [6 empty] | n
2 | LS |  | SUBCONTRACTING WORKS |  | NAS Ltd - Security | SUBC_001 | 960 | MISC | [5 empty] | 4 | 2004-10-14 | 27.936 | 55.872 |  | 0 | [17 empty] | 2 | NAS Ltd.
[17 empty] | 0 |  | 0
d> | 0 |  |  |  |  | ICOST |  |  |  | mu_B | ITEM | [5 empty] | 55.872 |  | 0 | [17 empty] | d>
SB | [36 empty] | SB
| -196.4946 |  | PAGE: |  | 2778.68 | [5 empty] | PAGE | [5 empty] | 2096.649 |  | 11.637 | [18 empty] | 3013
| Discy: |  |  |  | PAGE SELL | [11 empty] | PAGE MAT |  | PAGE LAB | [18 empty] | PAGE SELL
TB
t
Level 3
TB
t
Supply and install LSZH conduit recessed in wall or in screed under tiles and via galvanised trunking from main equipment to each of the following points
|  |  |  | Sell Rate | Sell Total |  |  |  |  | IB | [17 empty] | U_M_Sell | T_M_Sell | U_L_Sell | T_L_Sell | Total_Sell | T_M_Cost | T_L_Phr | Mat/Lab=1 |  |  | Sell Total
2 | No. |  | Item: 8.03199999999998 | 30.86 | 61.72 | ISELL |  |  |  | mu_A | ITEM | [7 empty] | mu :1.23 | [8 empty] | 11.08 | 22.16 | 19.78 | 39.56 | 61.72 | 18 | 1.17 | 38.34 |  | 2 | 66.12
|  |  | Presence detector points | [6 empty] | n
10 | m |  | Conduit PVC 20mm HG RATE |  | LSZH - Ramon | COPV_003 | 700 | GEN | 20mm |  |  |  |  | 1 | 2015-07-28 | 1.8 | 18 | 0.13 | 1.17 | [17 empty] | 10 | LSZH - Ramon
[17 empty] | 0 |  | 0
d> | 0 |  |  |  |  | ICOST |  |  |  | mu_A | ITEM | [5 empty] | 18 |  | 1.17 | [17 empty] | d>
|  |  |  | Sell Rate | Sell Total |  |  |  |  | IB | [17 empty] | U_M_Sell | T_M_Sell | U_L_Sell | T_L_Sell | Total_Sell | T_M_Cost | T_L_Phr | Mat/Lab=1 |  |  | Sell Total
2 | No. |  | Item: 8.03299999999998 | 18.52 | 37.04 | ISELL |  |  |  | mu_A | ITEM | [7 empty] | mu :1.23 | [8 empty] | 6.65 | 13.3 | 11.87 | 23.74 | 37.04 | 10.8 | 0.7 | 23 |  | 2 | 39.68
|  |  | Internal Security Sounder | [6 empty] | n
6 | m |  | Conduit PVC 20mm HG RATE |  | LSZH - Ramon | COPV_003 | 700 | GEN | 20mm |  |  |  |  | 1 | 2015-07-28 | 1.8 | 10.8 | 0.13 | 0.702 | [17 empty] | 6 | LSZH - Ramon
[17 empty] | 0 |  | 0
d> | 0 |  |  |  |  | ICOST |  |  |  | mu_A | ITEM | [5 empty] | 10.8 |  | 0.702 | [17 empty] | d>
TB
t
Wiring using appropriate cable enclosed in galvanised trunking and conduit including the supply of all cables and wiring accessories from main equipment to the following points
|  |  |  | Sell Rate | Sell Total |  |  |  |  | IB | [17 empty] | U_M_Sell | T_M_Sell | U_L_Sell | T_L_Sell | Total_Sell | T_M_Cost | T_L_Phr | Mat/Lab=1 |  |  | Sell Total
2 | No. |  | Item: 8.03399999999998 | 29.56 | 59.12 | ISELL |  |  |  | mu_B | ITEM | [7 empty] | mu: 1.13 | [8 empty] | 29.56 | 59.12 | 0 | 0 | 59.12 | 52.38 | 0 | 104.76 |  | 2 | 64.34
|  |  | Presence detector points | [6 empty] | n
2 | LS |  | SUBCONTRACTING WORKS |  | NAS Ltd - Security | SUBC_001 | 960 | MISC | [5 empty] | 4 | 2004-10-14 | 26.19 | 52.38 |  | 0 | [17 empty] | 2 | NAS Ltd.
[17 empty] | 0 |  | 0
d> | 0 |  |  |  |  | ICOST |  |  |  | mu_B | ITEM | [5 empty] | 52.38 |  | 0 | [17 empty] | d>
|  |  |  | Sell Rate | Sell Total |  |  |  |  | IB | [17 empty] | U_M_Sell | T_M_Sell | U_L_Sell | T_L_Sell | Total_Sell | T_M_Cost | T_L_Phr | Mat/Lab=1 |  |  | Sell Total
2 | No. |  | Item: 8.03499999999998 | 29.56 | 59.12 | ISELL |  |  |  | mu_B | ITEM | [7 empty] | mu: 1.13 | [8 empty] | 29.56 | 59.12 | 0 | 0 | 59.12 | 52.38 | 0 | 104.76 |  | 2 | 64.34
|  |  | Internal Security Sounder | [6 empty] | n
2 | LS |  | SUBCONTRACTING WORKS |  | NAS Ltd - Security | SUBC_001 | 960 | MISC | [5 empty] | 4 | 2004-10-14 | 26.19 | 52.38 |  | 0 | [17 empty] | 2 | NAS Ltd.
[17 empty] | 0 |  | 0
d> | 0 |  |  |  |  | ICOST |  |  |  | mu_B | ITEM | [5 empty] | 52.38 |  | 0 | [17 empty] | d>
TB
t
Supply, install and connect the following equipment:
|  |  |  | Sell Rate | Sell Total |  |  |  |  | IB | [17 empty] | U_M_Sell | T_M_Sell | U_L_Sell | T_L_Sell | Total_Sell | T_M_Cost | T_L_Phr | Mat/Lab=1 |  |  | Sell Total
2 | No. |  | Item: 8.03599999999998 | 44.34 | 88.68 | ISELL |  |  |  | mu_B | ITEM | [7 empty] | mu: 1.13 | [8 empty] | 44.34 | 88.68 | 0 | 0 | 88.68 | 78.57 | 0 | 157.14 |  | 2 | 96.5
|  |  | Presence detector points | [6 empty] | n
2 | LS |  | SUBCONTRACTING WORKS |  | NAS Ltd - Security | SUBC_001 | 960 | MISC | [5 empty] | 4 | 2004-10-14 | 39.285 | 78.57 |  | 0 | [17 empty] | 2 | NAS Ltd.
[17 empty] | 0 |  | 0
d> | 0 |  |  |  |  | ICOST |  |  |  | mu_B | ITEM | [5 empty] | 78.57 |  | 0 | [17 empty] | d>
|  |  |  | Sell Rate | Sell Total |  |  |  |  | IB | [17 empty] | U_M_Sell | T_M_Sell | U_L_Sell | T_L_Sell | Total_Sell | T_M_Cost | T_L_Phr | Mat/Lab=1 |  |  | Sell Total
2 | No. |  | Item: 8.03699999999998 | 31.53 | 63.06 | ISELL |  |  |  | mu_B | ITEM | [7 empty] | mu: 1.13 | [8 empty] | 31.53 | 63.06 | 0 | 0 | 63.06 | 55.87 | 0 | 111.74 |  | 2 | 68.62
|  |  | Internal Security Sounder | [6 empty] | n
2 | LS |  | SUBCONTRACTING WORKS |  | NAS Ltd - Security | SUBC_001 | 960 | MISC | [5 empty] | 4 | 2004-10-14 | 27.936 | 55.872 |  | 0 | [17 empty] | 2 | NAS Ltd.
[17 empty] | 0 |  | 0
d> | 0 |  |  |  |  | ICOST |  |  |  | mu_B | ITEM | [5 empty] | 55.872 |  | 0 | [17 empty] | d>
TB
t
WAREHOUSE - System 2
TB
t
Level 0
TB
t
Supply and install galvanised conduit surface mounted and via galvanised trunking from main equipment to each of the following points
|  |  |  | Sell Rate | Sell Total |  |  |  |  | IB | [17 empty] | U_M_Sell | T_M_Sell | U_L_Sell | T_L_Sell | Total_Sell | T_M_Cost | T_L_Phr | Mat/Lab=1 |  |  | Sell Total
3 | No. |  | Item: 8.03799999999998 | 116.47 | 349.41 | ISELL |  |  |  | mu_A | ITEM | [7 empty] | mu :1.23 | [8 empty] | 55.61 | 166.83 | 60.86 | 182.58 | 349.41 | 135.49 | 5.4 | 422.67 |  | 3 | 369.72
|  |  | External Security Sounder | [6 empty] | n
30 | m |  | Conduit Galv. 20mm RATE |  |  | COGV_011 | 690 | BAR | 20mm |  |  |  |  | 1 | 1994-12-01 | 3.03 | 90.9 | 0.2 | 5.4 | [17 empty] | 30
1 | LS |  | Crainage & Transportation |  | Scissors Lift | CRAI_002 | 962 | MISC | [5 empty] | 2 | 2004-05-22 | 36.9 | 36.9 |  | 0 | [17 empty] | 1 | Scissors Lift
1 | No |  | Diesel Fuel |  | Approx €25/daily - info from Godwin by phone | GENS_022 | 845 | (__) | [5 empty] | 3 | 2008-09-22 | 7.6875 | 7.6875 |  | 0 | [17 empty] | 1 | Approx €25/daily - info from Godwin by phone
[17 empty] | 0 |  | 0
d> | 0 |  |  |  |  | ICOST |  |  |  | mu_A | ITEM | [5 empty] | 135.4875 |  | 5.4 | [17 empty] | d>
TB
t
Wiring using appropriate cable enclosed in galvanised trunking and conduit including the supply of all cables and wiring accessories from main equipment to the following points
|  |  |  | Sell Rate | Sell Total |  |  |  |  | IB | [17 empty] | U_M_Sell | T_M_Sell | U_L_Sell | T_L_Sell | Total_Sell | T_M_Cost | T_L_Phr | Mat/Lab=1 |  |  | Sell Total
3 | No. |  | Item: 8.03899999999998 | 39.42 | 118.26 | ISELL |  |  |  | mu_B | ITEM | [7 empty] | mu: 1.13 | [8 empty] | 39.42 | 118.26 | 0 | 0 | 118.26 | 104.76 | 0 | 314.28 |  | 3 | 128.67
|  |  | External Security Sounder | [6 empty] | n
3 | LS |  | SUBCONTRACTING WORKS |  | NAS Ltd - Security | SUBC_001 | 960 | MISC | [5 empty] | 4 | 2004-10-14 | 34.92 | 104.76 |  | 0 | [17 empty] | 3 | NAS Ltd.
[17 empty] | 0 |  | 0
d> | 0 |  |  |  |  | ICOST |  |  |  | mu_B | ITEM | [5 empty] | 104.76 |  | 0 | [17 empty] | d>
TB
t
Supply, install and connect the following equipment:
|  |  |  | Sell Rate | Sell Total |  |  |  |  | IB | [17 empty] | U_M_Sell | T_M_Sell | U_L_Sell | T_L_Sell | Total_Sell | T_M_Cost | T_L_Phr | Mat/Lab=1 |  |  | Sell Total
3 | No. |  | Item: 8.03999999999998 | 64.05 | 192.15 | ISELL |  |  |  | mu_B | ITEM | [7 empty] | mu: 1.13 | [8 empty] | 64.05 | 192.15 | 0 | 0 | 192.15 | 170.24 | 0 | 510.72 |  | 3 | 209.1
|  |  | External Security Sounder | [6 empty] | n
3 | LS |  | SUBCONTRACTING WORKS |  | NAS Ltd - Security | SUBC_001 | 960 | MISC | [5 empty] | 4 | 2004-10-14 | 56.745 | 170.235 |  | 0 | [17 empty] | 3 | NAS Ltd.
[17 empty] | 0 |  | 0
d> | 0 |  |  |  |  | ICOST |  |  |  | mu_B | ITEM | [5 empty] | 170.235 |  | 0 | [17 empty] | d>
TB
t
Level 1
TB
t
Supply and install LSZH conduit recessed in wall or in screed under tiles and via galvanised trunking from main equipment to each of the following points
|  |  |  | Sell Rate | Sell Total |  |  |  |  | IB | [17 empty] | U_M_Sell | T_M_Sell | U_L_Sell | T_L_Sell | Total_Sell | T_M_Cost | T_L_Phr | Mat/Lab=1 |  |  | Sell Total
1 | No. |  | Item: 8.04099999999998 | 61.73 | 61.73 | ISELL |  |  |  | mu_A | ITEM | [7 empty] | mu :1.23 | [8 empty] | 22.16 | 22.16 | 39.57 | 39.57 | 61.73 | 18 | 1.17 | 19.17 |  | 1 | 66.12
|  |  | Presence detector points | [6 empty] | n
10 | m |  | Conduit PVC 20mm HG RATE |  | LSZH - Ramon | COPV_003 | 700 | GEN | 20mm |  |  |  |  | 1 | 2015-07-28 | 1.8 | 18 | 0.13 | 1.17 | [17 empty] | 10 | LSZH - Ramon
[17 empty] | 0 |  | 0
d> | 0 |  |  |  |  | ICOST |  |  |  | mu_A | ITEM | [5 empty] | 18 |  | 1.17 | [17 empty] | d>
|  |  |  | Sell Rate | Sell Total |  |  |  |  | IB | [17 empty] | U_M_Sell | T_M_Sell | U_L_Sell | T_L_Sell | Total_Sell | T_M_Cost | T_L_Phr | Mat/Lab=1 |  |  | Sell Total
1 | No. |  | Item: 8.04199999999998 | 67.9 | 67.9 | ISELL |  |  |  | mu_A | ITEM | [7 empty] | mu :1.23 | [8 empty] | 24.38 | 24.38 | 43.52 | 43.52 | 67.9 | 19.8 | 1.29 | 21.09 |  | 1 | 72.73
|  |  | Security Keypad | [6 empty] | n
11 | m |  | Conduit PVC 20mm HG RATE |  | LSZH - Ramon | COPV_003 | 700 | GEN | 20mm |  |  |  |  | 1 | 2015-07-28 | 1.8 | 19.8 | 0.13 | 1.287 | [17 empty] | 11 | LSZH - Ramon
[17 empty] | 0 |  | 0
d> | 0 |  |  |  |  | ICOST |  |  |  | mu_A | ITEM | [5 empty] | 19.8 |  | 1.287 | [17 empty] | d>
|  |  |  | Sell Rate | Sell Total |  |  |  |  | IB | [17 empty] | U_M_Sell | T_M_Sell | U_L_Sell | T_L_Sell | Total_Sell | T_M_Cost | T_L_Phr | Mat/Lab=1 |  |  | Sell Total
1 | No. |  | Item: 8.04299999999998 | 30.86 | 30.86 | ISELL |  |  |  | mu_A | ITEM | [7 empty] | mu :1.23 | [8 empty] | 11.08 | 11.08 | 19.78 | 19.78 | 30.86 | 9 | 0.59 | 9.59 |  | 1 | 33.06
|  |  | Autodialler | [6 empty] | n
5 | m |  | Conduit PVC 20mm HG RATE |  | LSZH - Ramon | COPV_003 | 700 | GEN | 20mm |  |  |  |  | 1 | 2015-07-28 | 1.8 | 9 | 0.13 | 0.585 | [17 empty] | 5 | LSZH - Ramon
[17 empty] | 0 |  | 0
d> | 0 |  |  |  |  | ICOST |  |  |  | mu_A | ITEM | [5 empty] | 9 |  | 0.585 | [17 empty] | d>
TB
t
Wiring using appropriate cable enclosed in galvanised trunking and conduit including the supply of all cables and wiring accessories from main equipment to the following points
|  |  |  | Sell Rate | Sell Total |  |  |  |  | IB | [17 empty] | U_M_Sell | T_M_Sell | U_L_Sell | T_L_Sell | Total_Sell | T_M_Cost | T_L_Phr | Mat/Lab=1 |  |  | Sell Total
1 | No. |  | Item: 8.04399999999998 | 29.56 | 29.56 | ISELL |  |  |  | mu_B | ITEM | [7 empty] | mu: 1.13 | [8 empty] | 29.56 | 29.56 | 0 | 0 | 29.56 | 26.19 | 0 | 26.19 |  | 1 | 32.17
|  |  | Presence detector points | [6 empty] | n
1 | LS |  | SUBCONTRACTING WORKS |  | NAS Ltd - Security | SUBC_001 | 960 | MISC | [5 empty] | 4 | 2004-10-14 | 26.19 | 26.19 |  | 0 | [17 empty] | 1 | NAS Ltd.
[17 empty] | 0 |  | 0
d> | 0 |  |  |  |  | ICOST |  |  |  | mu_B | ITEM | [5 empty] | 26.19 |  | 0 | [17 empty] | d>
|  |  |  | Sell Rate | Sell Total |  |  |  |  | IB | [17 empty] | U_M_Sell | T_M_Sell | U_L_Sell | T_L_Sell | Total_Sell | T_M_Cost | T_L_Phr | Mat/Lab=1 |  |  | Sell Total
1 | No. |  | Item: 8.04499999999998 | 29.56 | 29.56 | ISELL |  |  |  | mu_B | ITEM | [7 empty] | mu: 1.13 | [8 empty] | 29.56 | 29.56 | 0 | 0 | 29.56 | 26.19 | 0 | 26.19 |  | 1 | 32.17
|  |  | Security Keypad | [6 empty] | n
1 | LS |  | SUBCONTRACTING WORKS |  | NAS Ltd - Security | SUBC_001 | 960 | MISC | [5 empty] | 4 | 2004-10-14 | 26.19 | 26.19 |  | 0 | [17 empty] | 1 | NAS Ltd.
[17 empty] | 0 |  | 0
d> | 0 |  |  |  |  | ICOST |  |  |  | mu_B | ITEM | [5 empty] | 26.19 |  | 0 | [17 empty] | d>
|  |  |  | Sell Rate | Sell Total |  |  |  |  | IB | [17 empty] | U_M_Sell | T_M_Sell | U_L_Sell | T_L_Sell | Total_Sell | T_M_Cost | T_L_Phr | Mat/Lab=1 |  |  | Sell Total
1 | No. |  | Item: 8.04599999999997 | 14.78 | 14.78 | ISELL |  |  |  | mu_B | ITEM | [7 empty] | mu: 1.13 | [8 empty] | 14.78 | 14.78 | 0 | 0 | 14.78 | 13.1 | 0 | 13.1 |  | 1 | 16.08
|  |  | Autodialler | [6 empty] | n
1 | LS |  | SUBCONTRACTING WORKS |  | NAS Ltd - Security | SUBC_001 | 960 | MISC | [5 empty] | 4 | 2004-10-14 | 13.095 | 13.095 |  | 0 | [17 empty] | 1 | NAS Ltd.
[17 empty] | 0 |  | 0
d> | 0 |  |  |  |  | ICOST |  |  |  | mu_B | ITEM | [5 empty] | 13.095 |  | 0 | [17 empty] | d>
TB
t
Supply, install and connect the following equipment:
|  |  |  | Sell Rate | Sell Total |  |  |  |  | IB | [17 empty] | U_M_Sell | T_M_Sell | U_L_Sell | T_L_Sell | Total_Sell | T_M_Cost | T_L_Phr | Mat/Lab=1 |  |  | Sell Total
1 | No. |  | Item: 8.04699999999997 | 44.34 | 44.34 | ISELL |  |  |  | mu_B | ITEM | [7 empty] | mu: 1.13 | [8 empty] | 44.34 | 44.34 | 0 | 0 | 44.34 | 39.29 | 0 | 39.29 |  | 1 | 48.25
|  |  | Presence detector points | [6 empty] | n
1 | LS |  | SUBCONTRACTING WORKS |  | NAS Ltd - Security | SUBC_001 | 960 | MISC | [5 empty] | 4 | 2004-10-14 | 39.285 | 39.285 |  | 0 | [17 empty] | 1 | NAS Ltd.
[17 empty] | 0 |  | 0
d> | 0 |  |  |  |  | ICOST |  |  |  | mu_B | ITEM | [5 empty] | 39.285 |  | 0 | [17 empty] | d>
|  |  |  | Sell Rate | Sell Total |  |  |  |  | IB | [17 empty] | U_M_Sell | T_M_Sell | U_L_Sell | T_L_Sell | Total_Sell | T_M_Cost | T_L_Phr | Mat/Lab=1 |  |  | Sell Total
1 | No. |  | Item: 8.04799999999997 | 142.88 | 142.88 | ISELL |  |  |  | mu_B | ITEM | [7 empty] | mu: 1.13 | [8 empty] | 142.88 | 142.88 | 0 | 0 | 142.88 | 126.59 | 0 | 126.59 |  | 1 | 155.48
|  |  | Security Keypad | [6 empty] | n
1 | LS |  | SUBCONTRACTING WORKS |  | NAS Ltd - Security | SUBC_001 | 960 | MISC | [5 empty] | 4 | 2004-10-14 | 126.585 | 126.585 |  | 0 | [17 empty] | 1 | NAS Ltd.
[17 empty] | 0 |  | 0
d> | 0 |  |  |  |  | ICOST |  |  |  | mu_B | ITEM | [5 empty] | 126.585 |  | 0 | [17 empty] | d>
|  |  |  | Sell Rate | Sell Total |  |  |  |  | IB | [17 empty] | U_M_Sell | T_M_Sell | U_L_Sell | T_L_Sell | Total_Sell | T_M_Cost | T_L_Phr | Mat/Lab=1 |  |  | Sell Total
1 | No. |  | Item: 8.04899999999997 | 147.81 | 147.81 | ISELL |  |  |  | mu_B | ITEM | [7 empty] | mu: 1.13 | [8 empty] | 147.81 | 147.81 | 0 | 0 | 147.81 | 130.95 | 0 | 130.95 |  | 1 | 160.84
|  |  | Autodialler | [6 empty] | n
1 | LS |  | SUBCONTRACTING WORKS |  | NAS Ltd - Security | SUBC_001 | 960 | MISC | [5 empty] | 4 | 2004-10-14 | 130.95 | 130.95 |  | 0 | [17 empty] | 1 | NAS Ltd.
[17 empty] | 0 |  | 0
d> | 0 |  |  |  |  | ICOST |  |  |  | mu_B | ITEM | [5 empty] | 130.95 |  | 0 | [17 empty] | d>
|  |  |  | Sell Rate | Sell Total |  |  |  |  | IB | [17 empty] | U_M_Sell | T_M_Sell | U_L_Sell | T_L_Sell | Total_Sell | T_M_Cost | T_L_Phr | Mat/Lab=1 |  |  | Sell Total
1 | No. |  | Item: 8.04999999999997 | 739.04 | 739.04 | ISELL |  |  |  | mu_B | ITEM | [7 empty] | mu: 1.13 | [8 empty] | 739.04 | 739.04 | 0 | 0 | 739.04 | 654.75 | 0 | 654.75 |  | 1 | 804.22
|  |  | Security Panel as per specs | [6 empty] | n
1 | LS |  | SUBCONTRACTING WORKS |  | NAS Ltd - Security | SUBC_001 | 960 | MISC | [5 empty] | 4 | 2004-10-14 | 654.75 | 654.75 |  | 0 | [17 empty] | 1 | NAS Ltd.
[17 empty] | 0 |  | 0
d> | 0 |  |  |  |  | ICOST |  |  |  | mu_B | ITEM | [5 empty] | 654.75 |  | 0 | [17 empty] | d>
TB
t
General
|  |  |  | Sell Rate | Sell Total |  |  |  |  | IB | [17 empty] | U_M_Sell | T_M_Sell | U_L_Sell | T_L_Sell | Total_Sell | T_M_Cost | T_L_Phr | Mat/Lab=1 |  |  | Sell Total
1 | L.S. |  | Item: 8.05099999999997 | 492.69 | 492.69 | ISELL |  |  |  | mu_B | ITEM | [7 empty] | mu: 1.13 | [8 empty] | 492.69 | 492.69 | 0 | 0 | 492.69 | 436.5 | 0 | 436.5 |  | 1 | 536.15
|  |  | Test and commission system including the provision for all necessary testing as may be required | [6 empty] | n
1 | LS |  | SUBCONTRACTING WORKS |  | NAS Ltd - Security | SUBC_001 | 960 | MISC | [5 empty] | 4 | 2004-10-14 | 436.5 | 436.5 |  | 0 | [17 empty] | 1 | NAS Ltd.
[17 empty] | 0 |  | 0
d> | 0 |  |  |  |  | ICOST |  |  |  | mu_B | ITEM | [5 empty] | 436.5 |  | 0 | [17 empty] | d>
|  |  |  | Sell Rate | Sell Total |  |  |  |  | IB | [17 empty] | U_M_Sell | T_M_Sell | U_L_Sell | T_L_Sell | Total_Sell | T_M_Cost | T_L_Phr | Mat/Lab=1 |  |  | Sell Total
1 | Set |  | Item: 8.05199999999997 | 227.62 | 227.62 | ISELL |  |  |  | mu_A | ITEM | [7 empty] | mu :1.23 | [8 empty] | 105.9 | 105.9 | 121.72 | 121.72 | 227.62 | 86 | 3.6 | 89.6 |  | 1 | 241.15
Supply one full set of as fitted drawings (including 1 hard copy and a digital copy on 2 separate USBs) c/w all manuals etc..
7 | No |  | A0 "As Fitted Drawing" (Print) @2!Eents/sq.foot |  |  | DOCS_002 | 880 | (__) | [5 empty] | 3 | 1999-03-01 | 8 | 56 | 0.25 | 1.575 | [17 empty] | 7
1 | No |  | USB |  |  | DOCS_012 | 880 | (__) | [5 empty] | 3 |  | 10 | 10 | 0.25 | 0.225 | [17 empty] | 1
1 | No |  | Operating and Maintenance Manuals |  |  | DOCS_013 | 880 | (__) | [5 empty] | 3 |  | 20 | 20 | 2 | 1.8 | [17 empty] | 1
[17 empty] | 0 |  | 0
d> | 0 |  |  |  |  | ICOST |  |  |  | mu_A | ITEM | [5 empty] | 86 |  | 3.6 | [17 empty] | d>
SB | [36 empty] | SB
| -201.9242 |  | PAGE: |  | 3057.33 | [5 empty] | PAGE | [5 empty] | 2264.8295 |  | 13.914 | [18 empty] | 3305.51
| Discy: |  |  |  | PAGE SELL | [11 empty] | PAGE MAT |  | PAGE LAB | [18 empty] | PAGE SELL
SB | [36 empty] | SB
| -398.4188 |  | TOTAL FOR SECURITY SYSTEM |  | 5836.01 | [5 empty] | SECT | [5 empty] | 4361.4785 |  | 25.551 | [18 empty] | 6318.51
| Discy: |  |  |  | SECT SELL | [11 empty] | SECT MAT |  | SECT LAB | [18 empty] | SECT SELL
TB
|  | t | Item: 9
|  |  | ACCESSIBLE BATHROOM CALL SYSTEM |  | NAS Ltd. - Accessible Bathroom | [32 empty] | NAS Ltd.
TB
t
Level 0
TB
t
Supply and install LSZH conduit recessed in wall or in screed under tiles and via galvanised trunking for each of the following points
|  |  |  | Sell Rate | Sell Total |  |  |  |  | IB | [17 empty] | U_M_Sell | T_M_Sell | U_L_Sell | T_L_Sell | Total_Sell | T_M_Cost | T_L_Phr | Mat/Lab=1 |  |  | Sell Total
2 | No. |  | Item: 9.001 | 18.48 | 36.96 | ISELL |  |  |  | mu_A | ITEM | [7 empty] | mu :1.23 | [8 empty] | 6.65 | 13.3 | 11.83 | 23.66 | 36.96 | 10.8 | 0.7 | 23 |  | 2 | 39.68
|  |  | From Ceiling Pull Cord Switch to Reset Point | [6 empty] | n
|  | h | [E25_0062_Quintano_Foods_Elec_ELV_As_Awarded.xlsx]Elec_Rates!$D$1047 |  |  | RATE_AAA
2 | 1 | 2 | 095# LSZH Conduit points for Bathroom Alarm |  | Local Rate | RTLO_001 | [9 empty] | 5.4 | 10.8 | 0.35 | 0.7 | [17 empty] | 2 | Local Rate
[17 empty] | 0 |  | 0
d> | 0 |  |  |  |  | ICOST |  |  |  | mu_A | ITEM | [5 empty] | 10.8 |  | 0.7 | [17 empty] | d>
|  |  |  | Sell Rate | Sell Total |  |  |  |  | IB | [17 empty] | U_M_Sell | T_M_Sell | U_L_Sell | T_L_Sell | Total_Sell | T_M_Cost | T_L_Phr | Mat/Lab=1 |  |  | Sell Total
2 | No. |  | Item: 9.002 | 18.48 | 36.96 | ISELL |  |  |  | mu_A | ITEM | [7 empty] | mu :1.23 | [8 empty] | 6.65 | 13.3 | 11.83 | 23.66 | 36.96 | 10.8 | 0.7 | 23 |  | 2 | 39.68
|  |  | From Reset Point to Alarm Lamp | [6 empty] | n
|  | h | [E25_0062_Quintano_Foods_Elec_ELV_As_Awarded.xlsx]Elec_Rates!$D$1047 |  |  | RATE_AAA
2 | 1 | 2 | 095# LSZH Conduit points for Bathroom Alarm |  | Local Rate | RTLO_001 | [9 empty] | 5.4 | 10.8 | 0.35 | 0.7 | [17 empty] | 2 | Local Rate
[17 empty] | 0 |  | 0
d> | 0 |  |  |  |  | ICOST |  |  |  | mu_A | ITEM | [5 empty] | 10.8 |  | 0.7 | [17 empty] | d>
|  |  |  | Sell Rate | Sell Total |  |  |  |  | IB | [17 empty] | U_M_Sell | T_M_Sell | U_L_Sell | T_L_Sell | Total_Sell | T_M_Cost | T_L_Phr | Mat/Lab=1 |  |  | Sell Total
2 | No. |  | Item: 9.003 | 18.48 | 36.96 | ISELL |  |  |  | mu_A | ITEM | [7 empty] | mu :1.23 | [8 empty] | 6.65 | 13.3 | 11.83 | 23.66 | 36.96 | 10.8 | 0.7 | 23 |  | 2 | 39.68
|  |  | From Alarm Lamp to Alarm Panel | [6 empty] | n
|  | h | [E25_0062_Quintano_Foods_Elec_ELV_As_Awarded.xlsx]Elec_Rates!$D$1047 |  |  | RATE_AAA
2 | 1 | 2 | 095# LSZH Conduit points for Bathroom Alarm |  | Local Rate | RTLO_001 | [9 empty] | 5.4 | 10.8 | 0.35 | 0.7 | [17 empty] | 2 | Local Rate
[17 empty] | 0 |  | 0
d> | 0 |  |  |  |  | ICOST |  |  |  | mu_A | ITEM | [5 empty] | 10.8 |  | 0.7 | [17 empty] | d>
|  |  |  | Sell Rate | Sell Total |  |  |  |  | IB | [17 empty] | U_M_Sell | T_M_Sell | U_L_Sell | T_L_Sell | Total_Sell | T_M_Cost | T_L_Phr | Mat/Lab=1 |  |  | Sell Total
2 | No. |  | Item: 9.004 | 18.48 | 36.96 | ISELL |  |  |  | mu_A | ITEM | [7 empty] | mu :1.23 | [8 empty] | 6.65 | 13.3 | 11.83 | 23.66 | 36.96 | 10.8 | 0.7 | 23 |  | 2 | 39.68
|  |  | From Alarm Panel to Reception Main Alarm Panel | [6 empty] | n
|  | h | [E25_0062_Quintano_Foods_Elec_ELV_As_Awarded.xlsx]Elec_Rates!$D$1047 |  |  | RATE_AAA
2 | 1 | 2 | 095# LSZH Conduit points for Bathroom Alarm |  | Local Rate | RTLO_001 | [9 empty] | 5.4 | 10.8 | 0.35 | 0.7 | [17 empty] | 2 | Local Rate
[17 empty] | 0 |  | 0
d> | 0 |  |  |  |  | ICOST |  |  |  | mu_A | ITEM | [5 empty] | 10.8 |  | 0.7 | [17 empty] | d>
TB
t
Wiring using appropriate cable enclosed in galvanised trunking and conduit including the supply of all cables and wiring accessories from main equipment to the following points
|  |  |  | Sell Rate | Sell Total |  |  |  |  | IB | [17 empty] | U_M_Sell | T_M_Sell | U_L_Sell | T_L_Sell | Total_Sell | T_M_Cost | T_L_Phr | Mat/Lab=1 |  |  | Sell Total
2 | No. |  | Item: 9.005 | 14.78 | 29.56 | ISELL |  |  |  | mu_B | ITEM | [7 empty] | mu: 1.13 | [8 empty] | 14.78 | 29.56 | 0 | 0 | 29.56 | 26.19 | 0 | 52.38 |  | 2 | 32.16
|  |  | From Ceiling Pull Cord Switch to Reset Point | [6 empty] | n
2 | LS |  | SUBCONTRACTING WORKS |  | NAS Ltd. - Accessible Bathroom | SUBC_001 | 960 | MISC | [5 empty] | 4 | 2004-10-14 | 13.095 | 26.19 |  | 0 | [17 empty] | 2 | NAS Ltd.
[17 empty] | 0 |  | 0
d> | 0 |  |  |  |  | ICOST |  |  |  | mu_B | ITEM | [5 empty] | 26.19 |  | 0 | [17 empty] | d>
|  |  |  | Sell Rate | Sell Total |  |  |  |  | IB | [17 empty] | U_M_Sell | T_M_Sell | U_L_Sell | T_L_Sell | Total_Sell | T_M_Cost | T_L_Phr | Mat/Lab=1 |  |  | Sell Total
2 | No. |  | Item: 9.006 | 14.78 | 29.56 | ISELL |  |  |  | mu_B | ITEM | [7 empty] | mu: 1.13 | [8 empty] | 14.78 | 29.56 | 0 | 0 | 29.56 | 26.19 | 0 | 52.38 |  | 2 | 32.16
|  |  | From Reset Point to Alarm Lamp | [6 empty] | n
2 | LS |  | SUBCONTRACTING WORKS |  | NAS Ltd. - Accessible Bathroom | SUBC_001 | 960 | MISC | [5 empty] | 4 | 2004-10-14 | 13.095 | 26.19 |  | 0 | [17 empty] | 2 | NAS Ltd.
[17 empty] | 0 |  | 0
d> | 0 |  |  |  |  | ICOST |  |  |  | mu_B | ITEM | [5 empty] | 26.19 |  | 0 | [17 empty] | d>
|  |  |  | Sell Rate | Sell Total |  |  |  |  | IB | [17 empty] | U_M_Sell | T_M_Sell | U_L_Sell | T_L_Sell | Total_Sell | T_M_Cost | T_L_Phr | Mat/Lab=1 |  |  | Sell Total
2 | No. |  | Item: 9.007 | 14.78 | 29.56 | ISELL |  |  |  | mu_B | ITEM | [7 empty] | mu: 1.13 | [8 empty] | 14.78 | 29.56 | 0 | 0 | 29.56 | 26.19 | 0 | 52.38 |  | 2 | 32.16
|  |  | From Alarm Lamp to Alarm Panel | [6 empty] | n
2 | LS |  | SUBCONTRACTING WORKS |  | NAS Ltd. - Accessible Bathroom | SUBC_001 | 960 | MISC | [5 empty] | 4 | 2004-10-14 | 13.095 | 26.19 |  | 0 | [17 empty] | 2 | NAS Ltd.
[17 empty] | 0 |  | 0
d> | 0 |  |  |  |  | ICOST |  |  |  | mu_B | ITEM | [5 empty] | 26.19 |  | 0 | [17 empty] | d>
|  |  |  | Sell Rate | Sell Total |  |  |  |  | IB | [17 empty] | U_M_Sell | T_M_Sell | U_L_Sell | T_L_Sell | Total_Sell | T_M_Cost | T_L_Phr | Mat/Lab=1 |  |  | Sell Total
2 | No. |  | Item: 9.008 | 14.78 | 29.56 | ISELL |  |  |  | mu_B | ITEM | [7 empty] | mu: 1.13 | [8 empty] | 14.78 | 29.56 | 0 | 0 | 29.56 | 26.19 | 0 | 52.38 |  | 2 | 32.16
|  |  | From Alarm Panel to Reception Main Alarm Panel | [6 empty] | n
2 | LS |  | SUBCONTRACTING WORKS |  | NAS Ltd. - Accessible Bathroom | SUBC_001 | 960 | MISC | [5 empty] | 4 | 2004-10-14 | 13.095 | 26.19 |  | 0 | [17 empty] | 2 | NAS Ltd.
[17 empty] | 0 |  | 0
d> | 0 |  |  |  |  | ICOST |  |  |  | mu_B | ITEM | [5 empty] | 26.19 |  | 0 | [17 empty] | d>
TB
t
Supply, install and connect the following equipment:
|  |  |  | Sell Rate | Sell Total |  |  |  |  | IB | [17 empty] | U_M_Sell | T_M_Sell | U_L_Sell | T_L_Sell | Total_Sell | T_M_Cost | T_L_Phr | Mat/Lab=1 |  |  | Sell Total
2 | No. |  | Item: 9.009 | 73.9 | 147.8 | ISELL |  |  |  | mu_B | ITEM | [7 empty] | mu: 1.13 | [8 empty] | 73.9 | 147.8 | 0 | 0 | 147.8 | 130.95 | 0 | 261.9 |  | 2 | 160.84
|  |  | Pull cord call switch unit | [6 empty] | n
2 | LS |  | SUBCONTRACTING WORKS |  | NAS Ltd. - Accessible Bathroom | SUBC_001 | 960 | MISC | [5 empty] | 4 | 2004-10-14 | 65.475 | 130.95 |  | 0 | [17 empty] | 2 | NAS Ltd.
[17 empty] | 0 |  | 0
d> | 0 |  |  |  |  | ICOST |  |  |  | mu_B | ITEM | [5 empty] | 130.95 |  | 0 | [17 empty] | d>
|  |  |  | Sell Rate | Sell Total |  |  |  |  | IB | [17 empty] | U_M_Sell | T_M_Sell | U_L_Sell | T_L_Sell | Total_Sell | T_M_Cost | T_L_Phr | Mat/Lab=1 |  |  | Sell Total
1 | No. |  | Item: 9.00999999999999 | 98.54 | 98.54 | ISELL |  |  |  | mu_B | ITEM | [7 empty] | mu: 1.13 | [8 empty] | 98.54 | 98.54 | 0 | 0 | 98.54 | 87.3 | 0 | 87.3 |  | 1 | 107.23
|  |  | Over door alarm lamp & sounder unit, installed on the outer side | [6 empty] | n
1 | LS |  | SUBCONTRACTING WORKS |  | NAS Ltd. - Accessible Bathroom | SUBC_001 | 960 | MISC | [5 empty] | 4 | 2004-10-14 | 87.3 | 87.3 |  | 0 | [17 empty] | 1 | NAS Ltd.
[17 empty] | 0 |  | 0
d> | 0 |  |  |  |  | ICOST |  |  |  | mu_B | ITEM | [5 empty] | 87.3 |  | 0 | [17 empty] | d>
|  |  |  | Sell Rate | Sell Total |  |  |  |  | IB | [17 empty] | U_M_Sell | T_M_Sell | U_L_Sell | T_L_Sell | Total_Sell | T_M_Cost | T_L_Phr | Mat/Lab=1 |  |  | Sell Total
2 | No. |  | Item: 9.01099999999999 | 73.9 | 147.8 | ISELL |  |  |  | mu_B | ITEM | [7 empty] | mu: 1.13 | [8 empty] | 73.9 | 147.8 | 0 | 0 | 147.8 | 130.95 | 0 | 261.9 |  | 2 | 160.84
|  |  | Call and reset point, installed inside the bathroom | [6 empty] | n
2 | LS |  | SUBCONTRACTING WORKS |  | NAS Ltd. - Accessible Bathroom | SUBC_001 | 960 | MISC | [5 empty] | 4 | 2004-10-14 | 65.475 | 130.95 |  | 0 | [17 empty] | 2 | NAS Ltd.
[17 empty] | 0 |  | 0
d> | 0 |  |  |  |  | ICOST |  |  |  | mu_B | ITEM | [5 empty] | 130.95 |  | 0 | [17 empty] | d>
|  |  |  | Sell Rate | Sell Total |  |  |  |  | IB | [17 empty] | U_M_Sell | T_M_Sell | U_L_Sell | T_L_Sell | Total_Sell | T_M_Cost | T_L_Phr | Mat/Lab=1 |  |  | Sell Total
2 | No. |  | Item: 9.01199999999999 | 0 | 0 | ISELL |  |  |  | mu_B | ITEM |  |  |  |  | Included |  |  | 0.00 | [8 empty] | 0 | 0 | 0 | 0 | 0 | 0 | 0 | 0 |  | 2 | 0
|  |  | Accessible bathroom alarm panel | [6 empty] | n
2 | LS |  | SUBCONTRACTING WORKS |  | NAS Ltd. - Accessible Bathroom | SUBC_001 | 960 | MISC | [5 empty] | 4 | 2004-10-14 |  | 0 |  | 0 | NoMat? | [16 empty] | 2 | NAS Ltd.
[17 empty] | 0 |  | 0
d> | 0 |  |  |  |  | ICOST |  |  |  | mu_B | ITEM | [5 empty] | 0 |  | 0 | [17 empty] | d>
|  |  |  | Sell Rate | Sell Total |  |  |  |  | IB | [17 empty] | U_M_Sell | T_M_Sell | U_L_Sell | T_L_Sell | Total_Sell | T_M_Cost | T_L_Phr | Mat/Lab=1 |  |  | Sell Total
1 | No. |  | Item: 9.01299999999999 | 739.04 | 739.04 | ISELL |  |  |  | mu_B | ITEM | [7 empty] | mu: 1.13 | [8 empty] | 739.04 | 739.04 | 0 | 0 | 739.04 | 654.75 | 0 | 654.75 |  | 1 | 804.22
|  |  | Accessible Bathroom Call System Main Panel as per specs | [6 empty] | n
1 | LS |  | SUBCONTRACTING WORKS |  | NAS Ltd. - Accessible Bathroom | SUBC_001 | 960 | MISC | [5 empty] | 4 | 2004-10-14 | 654.75 | 654.75 |  | 0 | [17 empty] | 1 | NAS Ltd.
[17 empty] | 0 |  | 0
d> | 0 |  |  |  |  | ICOST |  |  |  | mu_B | ITEM | [5 empty] | 654.75 |  | 0 | [17 empty] | d>
TB
t
Level 1
TB
t
Supply and install LSZH conduit recessed in wall or in screed under tiles and via galvanised trunking for each of the following points
|  |  |  | Sell Rate | Sell Total |  |  |  |  | IB | [17 empty] | U_M_Sell | T_M_Sell | U_L_Sell | T_L_Sell | Total_Sell | T_M_Cost | T_L_Phr | Mat/Lab=1 |  |  | Sell Total
2 | No. |  | Item: 9.01399999999999 | 18.48 | 36.96 | ISELL |  |  |  | mu_A | ITEM | [7 empty] | mu :1.23 | [8 empty] | 6.65 | 13.3 | 11.83 | 23.66 | 36.96 | 10.8 | 0.7 | 23 |  | 2 | 39.68
|  |  | From Ceiling Pull Cord Switch to Reset Point | [6 empty] | n
|  | h | [E25_0062_Quintano_Foods_Elec_ELV_As_Awarded.xlsx]Elec_Rates!$D$1047 |  |  | RATE_AAA
2 | 1 | 2 | 095# LSZH Conduit points for Bathroom Alarm |  | Local Rate | RTLO_001 | [9 empty] | 5.4 | 10.8 | 0.35 | 0.7 | [17 empty] | 2 | Local Rate
[17 empty] | 0 |  | 0
d> | 0 |  |  |  |  | ICOST |  |  |  | mu_A | ITEM | [5 empty] | 10.8 |  | 0.7 | [17 empty] | d>
|  |  |  | Sell Rate | Sell Total |  |  |  |  | IB | [17 empty] | U_M_Sell | T_M_Sell | U_L_Sell | T_L_Sell | Total_Sell | T_M_Cost | T_L_Phr | Mat/Lab=1 |  |  | Sell Total
2 | No. |  | Item: 9.01499999999999 | 18.48 | 36.96 | ISELL |  |  |  | mu_A | ITEM | [7 empty] | mu :1.23 | [8 empty] | 6.65 | 13.3 | 11.83 | 23.66 | 36.96 | 10.8 | 0.7 | 23 |  | 2 | 39.68
|  |  | From Reset Point to Alarm Lamp | [6 empty] | n
|  | h | [E25_0062_Quintano_Foods_Elec_ELV_As_Awarded.xlsx]Elec_Rates!$D$1047 |  |  | RATE_AAA
2 | 1 | 2 | 095# LSZH Conduit points for Bathroom Alarm |  | Local Rate | RTLO_001 | [9 empty] | 5.4 | 10.8 | 0.35 | 0.7 | [17 empty] | 2 | Local Rate
[17 empty] | 0 |  | 0
d> | 0 |  |  |  |  | ICOST |  |  |  | mu_A | ITEM | [5 empty] | 10.8 |  | 0.7 | [17 empty] | d>
|  |  |  | Sell Rate | Sell Total |  |  |  |  | IB | [17 empty] | U_M_Sell | T_M_Sell | U_L_Sell | T_L_Sell | Total_Sell | T_M_Cost | T_L_Phr | Mat/Lab=1 |  |  | Sell Total
2 | No. |  | Item: 9.01599999999999 | 18.48 | 36.96 | ISELL |  |  |  | mu_A | ITEM | [7 empty] | mu :1.23 | [8 empty] | 6.65 | 13.3 | 11.83 | 23.66 | 36.96 | 10.8 | 0.7 | 23 |  | 2 | 39.68
|  |  | From Alarm Lamp to Alarm Panel | [6 empty] | n
|  | h | [E25_0062_Quintano_Foods_Elec_ELV_As_Awarded.xlsx]Elec_Rates!$D$1047 |  |  | RATE_AAA
2 | 1 | 2 | 095# LSZH Conduit points for Bathroom Alarm |  | Local Rate | RTLO_001 | [9 empty] | 5.4 | 10.8 | 0.35 | 0.7 | [17 empty] | 2 | Local Rate
[17 empty] | 0 |  | 0
d> | 0 |  |  |  |  | ICOST |  |  |  | mu_A | ITEM | [5 empty] | 10.8 |  | 0.7 | [17 empty] | d>
|  |  |  | Sell Rate | Sell Total |  |  |  |  | IB | [17 empty] | U_M_Sell | T_M_Sell | U_L_Sell | T_L_Sell | Total_Sell | T_M_Cost | T_L_Phr | Mat/Lab=1 |  |  | Sell Total
2 | No. |  | Item: 9.01699999999999 | 18.48 | 36.96 | ISELL |  |  |  | mu_A | ITEM | [7 empty] | mu :1.23 | [8 empty] | 6.65 | 13.3 | 11.83 | 23.66 | 36.96 | 10.8 | 0.7 | 23 |  | 2 | 39.68
|  |  | From Alarm Panel to Reception Main Alarm Panel | [6 empty] | n
|  | h | [E25_0062_Quintano_Foods_Elec_ELV_As_Awarded.xlsx]Elec_Rates!$D$1047 |  |  | RATE_AAA
2 | 1 | 2 | 095# LSZH Conduit points for Bathroom Alarm |  | Local Rate | RTLO_001 | [9 empty] | 5.4 | 10.8 | 0.35 | 0.7 | [17 empty] | 2 | Local Rate
[17 empty] | 0 |  | 0
d> | 0 |  |  |  |  | ICOST |  |  |  | mu_A | ITEM | [5 empty] | 10.8 |  | 0.7 | [17 empty] | d>
TB
t
Wiring using appropriate cable enclosed in galvanised trunking and conduit including the supply of all cables and wiring accessories from main equipment to the following points
|  |  |  | Sell Rate | Sell Total |  |  |  |  | IB | [17 empty] | U_M_Sell | T_M_Sell | U_L_Sell | T_L_Sell | Total_Sell | T_M_Cost | T_L_Phr | Mat/Lab=1 |  |  | Sell Total
2 | No. |  | Item: 9.01799999999999 | 14.78 | 29.56 | ISELL |  |  |  | mu_B | ITEM | [7 empty] | mu: 1.13 | [8 empty] | 14.78 | 29.56 | 0 | 0 | 29.56 | 26.19 | 0 | 52.38 |  | 2 | 32.16
|  |  | From Ceiling Pull Cord Switch to Reset Point | [6 empty] | n
2 | LS |  | SUBCONTRACTING WORKS |  | NAS Ltd. - Accessible Bathroom | SUBC_001 | 960 | MISC | [5 empty] | 4 | 2004-10-14 | 13.095 | 26.19 |  | 0 | [17 empty] | 2 | NAS Ltd.
[17 empty] | 0 |  | 0
d> | 0 |  |  |  |  | ICOST |  |  |  | mu_B | ITEM | [5 empty] | 26.19 |  | 0 | [17 empty] | d>
|  |  |  | Sell Rate | Sell Total |  |  |  |  | IB | [17 empty] | U_M_Sell | T_M_Sell | U_L_Sell | T_L_Sell | Total_Sell | T_M_Cost | T_L_Phr | Mat/Lab=1 |  |  | Sell Total
2 | No. |  | Item: 9.01899999999999 | 14.78 | 29.56 | ISELL |  |  |  | mu_B | ITEM | [7 empty] | mu: 1.13 | [8 empty] | 14.78 | 29.56 | 0 | 0 | 29.56 | 26.19 | 0 | 52.38 |  | 2 | 32.16
|  |  | From Reset Point to Alarm Lamp | [6 empty] | n
2 | LS |  | SUBCONTRACTING WORKS |  | NAS Ltd. - Accessible Bathroom | SUBC_001 | 960 | MISC | [5 empty] | 4 | 2004-10-14 | 13.095 | 26.19 |  | 0 | [17 empty] | 2 | NAS Ltd.
[17 empty] | 0 |  | 0
d> | 0 |  |  |  |  | ICOST |  |  |  | mu_B | ITEM | [5 empty] | 26.19 |  | 0 | [17 empty] | d>
|  |  |  | Sell Rate | Sell Total |  |  |  |  | IB | [17 empty] | U_M_Sell | T_M_Sell | U_L_Sell | T_L_Sell | Total_Sell | T_M_Cost | T_L_Phr | Mat/Lab=1 |  |  | Sell Total
2 | No. |  | Item: 9.01999999999999 | 14.78 | 29.56 | ISELL |  |  |  | mu_B | ITEM | [7 empty] | mu: 1.13 | [8 empty] | 14.78 | 29.56 | 0 | 0 | 29.56 | 26.19 | 0 | 52.38 |  | 2 | 32.16
|  |  | From Alarm Lamp to Alarm Panel | [6 empty] | n
2 | LS |  | SUBCONTRACTING WORKS |  | NAS Ltd. - Accessible Bathroom | SUBC_001 | 960 | MISC | [5 empty] | 4 | 2004-10-14 | 13.095 | 26.19 |  | 0 | [17 empty] | 2 | NAS Ltd.
[17 empty] | 0 |  | 0
d> | 0 |  |  |  |  | ICOST |  |  |  | mu_B | ITEM | [5 empty] | 26.19 |  | 0 | [17 empty] | d>
|  |  |  | Sell Rate | Sell Total |  |  |  |  | IB | [17 empty] | U_M_Sell | T_M_Sell | U_L_Sell | T_L_Sell | Total_Sell | T_M_Cost | T_L_Phr | Mat/Lab=1 |  |  | Sell Total
2 | No. |  | Item: 9.02099999999999 | 14.78 | 29.56 | ISELL |  |  |  | mu_B | ITEM | [7 empty] | mu: 1.13 | [8 empty] | 14.78 | 29.56 | 0 | 0 | 29.56 | 26.19 | 0 | 52.38 |  | 2 | 32.16
|  |  | From Alarm Panel to Reception Main Alarm Panel | [6 empty] | n
2 | LS |  | SUBCONTRACTING WORKS |  | NAS Ltd. - Accessible Bathroom | SUBC_001 | 960 | MISC | [5 empty] | 4 | 2004-10-14 | 13.095 | 26.19 |  | 0 | [17 empty] | 2 | NAS Ltd.
[17 empty] | 0 |  | 0
d> | 0 |  |  |  |  | ICOST |  |  |  | mu_B | ITEM | [5 empty] | 26.19 |  | 0 | [17 empty] | d>
TB
t
Supply, install and connect the following equipment:
|  |  |  | Sell Rate | Sell Total |  |  |  |  | IB | [17 empty] | U_M_Sell | T_M_Sell | U_L_Sell | T_L_Sell | Total_Sell | T_M_Cost | T_L_Phr | Mat/Lab=1 |  |  | Sell Total
2 | No. |  | Item: 9.02199999999999 | 73.9 | 147.8 | ISELL |  |  |  | mu_B | ITEM | [7 empty] | mu: 1.13 | [8 empty] | 73.9 | 147.8 | 0 | 0 | 147.8 | 130.95 | 0 | 261.9 |  | 2 | 160.84
|  |  | Pull cord call switch unit | [6 empty] | n
2 | LS |  | SUBCONTRACTING WORKS |  | NAS Ltd. - Accessible Bathroom | SUBC_001 | 960 | MISC | [5 empty] | 4 | 2004-10-14 | 65.475 | 130.95 |  | 0 | [17 empty] | 2 | NAS Ltd.
[17 empty] | 0 |  | 0
d> | 0 |  |  |  |  | ICOST |  |  |  | mu_B | ITEM | [5 empty] | 130.95 |  | 0 | [17 empty] | d>
|  |  |  | Sell Rate | Sell Total |  |  |  |  | IB | [17 empty] | U_M_Sell | T_M_Sell | U_L_Sell | T_L_Sell | Total_Sell | T_M_Cost | T_L_Phr | Mat/Lab=1 |  |  | Sell Total
1 | No. |  | Item: 9.02299999999999 | 98.54 | 98.54 | ISELL |  |  |  | mu_B | ITEM | [7 empty] | mu: 1.13 | [8 empty] | 98.54 | 98.54 | 0 | 0 | 98.54 | 87.3 | 0 | 87.3 |  | 1 | 107.23
|  |  | Over door alarm lamp & sounder unit, installed on the outer side | [6 empty] | n
1 | LS |  | SUBCONTRACTING WORKS |  | NAS Ltd. - Accessible Bathroom | SUBC_001 | 960 | MISC | [5 empty] | 4 | 2004-10-14 | 87.3 | 87.3 |  | 0 | [17 empty] | 1 | NAS Ltd.
[17 empty] | 0 |  | 0
d> | 0 |  |  |  |  | ICOST |  |  |  | mu_B | ITEM | [5 empty] | 87.3 |  | 0 | [17 empty] | d>
|  |  |  | Sell Rate | Sell Total |  |  |  |  | IB | [17 empty] | U_M_Sell | T_M_Sell | U_L_Sell | T_L_Sell | Total_Sell | T_M_Cost | T_L_Phr | Mat/Lab=1 |  |  | Sell Total
2 | No. |  | Item: 9.02399999999999 | 73.9 | 147.8 | ISELL |  |  |  | mu_B | ITEM | [7 empty] | mu: 1.13 | [8 empty] | 73.9 | 147.8 | 0 | 0 | 147.8 | 130.95 | 0 | 261.9 |  | 2 | 160.84
|  |  | Call and reset point, installed inside the bathroom | [6 empty] | n
2 | LS |  | SUBCONTRACTING WORKS |  | NAS Ltd. - Accessible Bathroom | SUBC_001 | 960 | MISC | [5 empty] | 4 | 2004-10-14 | 65.475 | 130.95 |  | 0 | [17 empty] | 2 | NAS Ltd.
[17 empty] | 0 |  | 0
d> | 0 |  |  |  |  | ICOST |  |  |  | mu_B | ITEM | [5 empty] | 130.95 |  | 0 | [17 empty] | d>
|  |  |  | Sell Rate | Sell Total |  |  |  |  | IB | [17 empty] | U_M_Sell | T_M_Sell | U_L_Sell | T_L_Sell | Total_Sell | T_M_Cost | T_L_Phr | Mat/Lab=1 |  |  | Sell Total
2 | No. |  | Item: 9.02499999999999 | 0 | 0 | ISELL |  |  |  | mu_B | ITEM |  |  |  |  | Included |  |  | 0.00 | [8 empty] | 0 | 0 | 0 | 0 | 0 | 0 | 0 | 0 |  | 2 | 0
|  |  | Accessible bathroom alarm panel | [6 empty] | n
2 | LS |  | SUBCONTRACTING WORKS |  | NAS Ltd. - Accessible Bathroom | SUBC_001 | 960 | MISC | [5 empty] | 4 | 2004-10-14 |  | 0 |  | 0 | NoMat? | [16 empty] | 2 | NAS Ltd.
[17 empty] | 0 |  | 0
d> | 0 |  |  |  |  | ICOST |  |  |  | mu_B | ITEM | [5 empty] | 0 |  | 0 | [17 empty] | d>
TB
t
Level 2
TB
t
Supply and install LSZH conduit recessed in wall or in screed under tiles and via galvanised trunking for each of the following points
|  |  |  | Sell Rate | Sell Total |  |  |  |  | IB | [17 empty] | U_M_Sell | T_M_Sell | U_L_Sell | T_L_Sell | Total_Sell | T_M_Cost | T_L_Phr | Mat/Lab=1 |  |  | Sell Total
1 | No. |  | Item: 9.02599999999999 | 18.48 | 18.48 | ISELL |  |  |  | mu_A | ITEM | [7 empty] | mu :1.23 | [8 empty] | 6.65 | 6.65 | 11.83 | 11.83 | 18.48 | 5.4 | 0.35 | 5.75 |  | 1 | 19.84
|  |  | From Ceiling Pull Cord Switch to Reset Point | [6 empty] | n
|  | h | [E25_0062_Quintano_Foods_Elec_ELV_As_Awarded.xlsx]Elec_Rates!$D$1047 |  |  | RATE_AAA
1 | 1 | 1 | 095# LSZH Conduit points for Bathroom Alarm |  | Local Rate | RTLO_001 | [9 empty] | 5.4 | 5.4 | 0.35 | 0.35 | [17 empty] | 1 | Local Rate
[17 empty] | 0 |  | 0
d> | 0 |  |  |  |  | ICOST |  |  |  | mu_A | ITEM | [5 empty] | 5.4 |  | 0.35 | [17 empty] | d>
|  |  |  | Sell Rate | Sell Total |  |  |  |  | IB | [17 empty] | U_M_Sell | T_M_Sell | U_L_Sell | T_L_Sell | Total_Sell | T_M_Cost | T_L_Phr | Mat/Lab=1 |  |  | Sell Total
1 | No. |  | Item: 9.02699999999999 | 18.48 | 18.48 | ISELL |  |  |  | mu_A | ITEM | [7 empty] | mu :1.23 | [8 empty] | 6.65 | 6.65 | 11.83 | 11.83 | 18.48 | 5.4 | 0.35 | 5.75 |  | 1 | 19.84
|  |  | From Reset Point to Alarm Lamp | [6 empty] | n
|  | h | [E25_0062_Quintano_Foods_Elec_ELV_As_Awarded.xlsx]Elec_Rates!$D$1047 |  |  | RATE_AAA
1 | 1 | 1 | 095# LSZH Conduit points for Bathroom Alarm |  | Local Rate | RTLO_001 | [9 empty] | 5.4 | 5.4 | 0.35 | 0.35 | [17 empty] | 1 | Local Rate
[17 empty] | 0 |  | 0
d> | 0 |  |  |  |  | ICOST |  |  |  | mu_A | ITEM | [5 empty] | 5.4 |  | 0.35 | [17 empty] | d>
|  |  |  | Sell Rate | Sell Total |  |  |  |  | IB | [17 empty] | U_M_Sell | T_M_Sell | U_L_Sell | T_L_Sell | Total_Sell | T_M_Cost | T_L_Phr | Mat/Lab=1 |  |  | Sell Total
1 | No. |  | Item: 9.02799999999998 | 18.48 | 18.48 | ISELL |  |  |  | mu_A | ITEM | [7 empty] | mu :1.23 | [8 empty] | 6.65 | 6.65 | 11.83 | 11.83 | 18.48 | 5.4 | 0.35 | 5.75 |  | 1 | 19.84
|  |  | From Alarm Lamp to Alarm Panel | [6 empty] | n
|  | h | [E25_0062_Quintano_Foods_Elec_ELV_As_Awarded.xlsx]Elec_Rates!$D$1047 |  |  | RATE_AAA
1 | 1 | 1 | 095# LSZH Conduit points for Bathroom Alarm |  | Local Rate | RTLO_001 | [9 empty] | 5.4 | 5.4 | 0.35 | 0.35 | [17 empty] | 1 | Local Rate
[17 empty] | 0 |  | 0
d> | 0 |  |  |  |  | ICOST |  |  |  | mu_A | ITEM | [5 empty] | 5.4 |  | 0.35 | [17 empty] | d>
|  |  |  | Sell Rate | Sell Total |  |  |  |  | IB | [17 empty] | U_M_Sell | T_M_Sell | U_L_Sell | T_L_Sell | Total_Sell | T_M_Cost | T_L_Phr | Mat/Lab=1 |  |  | Sell Total
1 | No. |  | Item: 9.02899999999998 | 18.48 | 18.48 | ISELL |  |  |  | mu_A | ITEM | [7 empty] | mu :1.23 | [8 empty] | 6.65 | 6.65 | 11.83 | 11.83 | 18.48 | 5.4 | 0.35 | 5.75 |  | 1 | 19.84
|  |  | From Alarm Panel to Reception Main Alarm Panel | [6 empty] | n
|  | h | [E25_0062_Quintano_Foods_Elec_ELV_As_Awarded.xlsx]Elec_Rates!$D$1047 |  |  | RATE_AAA
1 | 1 | 1 | 095# LSZH Conduit points for Bathroom Alarm |  | Local Rate | RTLO_001 | [9 empty] | 5.4 | 5.4 | 0.35 | 0.35 | [17 empty] | 1 | Local Rate
[17 empty] | 0 |  | 0
d> | 0 |  |  |  |  | ICOST |  |  |  | mu_A | ITEM | [5 empty] | 5.4 |  | 0.35 | [17 empty] | d>
TB
t
Wiring using appropriate cable enclosed in galvanised trunking and conduit including the supply of all cables and wiring accessories from main equipment to the following points
|  |  |  | Sell Rate | Sell Total |  |  |  |  | IB | [17 empty] | U_M_Sell | T_M_Sell | U_L_Sell | T_L_Sell | Total_Sell | T_M_Cost | T_L_Phr | Mat/Lab=1 |  |  | Sell Total
1 | No. |  | Item: 9.02999999999998 | 14.78 | 14.78 | ISELL |  |  |  | mu_B | ITEM | [7 empty] | mu: 1.13 | [8 empty] | 14.78 | 14.78 | 0 | 0 | 14.78 | 13.1 | 0 | 13.1 |  | 1 | 16.08
|  |  | From Ceiling Pull Cord Switch to Reset Point | [6 empty] | n
1 | LS |  | SUBCONTRACTING WORKS |  | NAS Ltd. - Accessible Bathroom | SUBC_001 | 960 | MISC | [5 empty] | 4 | 2004-10-14 | 13.095 | 13.095 |  | 0 | [17 empty] | 1 | NAS Ltd.
[17 empty] | 0 |  | 0
d> | 0 |  |  |  |  | ICOST |  |  |  | mu_B | ITEM | [5 empty] | 13.095 |  | 0 | [17 empty] | d>
|  |  |  | Sell Rate | Sell Total |  |  |  |  | IB | [17 empty] | U_M_Sell | T_M_Sell | U_L_Sell | T_L_Sell | Total_Sell | T_M_Cost | T_L_Phr | Mat/Lab=1 |  |  | Sell Total
1 | No. |  | Item: 9.03099999999998 | 14.78 | 14.78 | ISELL |  |  |  | mu_B | ITEM | [7 empty] | mu: 1.13 | [8 empty] | 14.78 | 14.78 | 0 | 0 | 14.78 | 13.1 | 0 | 13.1 |  | 1 | 16.08
|  |  | From Reset Point to Alarm Lamp | [6 empty] | n
1 | LS |  | SUBCONTRACTING WORKS |  | NAS Ltd. - Accessible Bathroom | SUBC_001 | 960 | MISC | [5 empty] | 4 | 2004-10-14 | 13.095 | 13.095 |  | 0 | [17 empty] | 1 | NAS Ltd.
[17 empty] | 0 |  | 0
d> | 0 |  |  |  |  | ICOST |  |  |  | mu_B | ITEM | [5 empty] | 13.095 |  | 0 | [17 empty] | d>
|  |  |  | Sell Rate | Sell Total |  |  |  |  | IB | [17 empty] | U_M_Sell | T_M_Sell | U_L_Sell | T_L_Sell | Total_Sell | T_M_Cost | T_L_Phr | Mat/Lab=1 |  |  | Sell Total
1 | No. |  | Item: 9.03199999999998 | 14.78 | 14.78 | ISELL |  |  |  | mu_B | ITEM | [7 empty] | mu: 1.13 | [8 empty] | 14.78 | 14.78 | 0 | 0 | 14.78 | 13.1 | 0 | 13.1 |  | 1 | 16.08
|  |  | From Alarm Lamp to Alarm Panel | [6 empty] | n
1 | LS |  | SUBCONTRACTING WORKS |  | NAS Ltd. - Accessible Bathroom | SUBC_001 | 960 | MISC | [5 empty] | 4 | 2004-10-14 | 13.095 | 13.095 |  | 0 | [17 empty] | 1 | NAS Ltd.
[17 empty] | 0 |  | 0
d> | 0 |  |  |  |  | ICOST |  |  |  | mu_B | ITEM | [5 empty] | 13.095 |  | 0 | [17 empty] | d>
|  |  |  | Sell Rate | Sell Total |  |  |  |  | IB | [17 empty] | U_M_Sell | T_M_Sell | U_L_Sell | T_L_Sell | Total_Sell | T_M_Cost | T_L_Phr | Mat/Lab=1 |  |  | Sell Total
1 | No. |  | Item: 9.03299999999998 | 14.78 | 14.78 | ISELL |  |  |  | mu_B | ITEM | [7 empty] | mu: 1.13 | [8 empty] | 14.78 | 14.78 | 0 | 0 | 14.78 | 13.1 | 0 | 13.1 |  | 1 | 16.08
|  |  | From Alarm Panel to Reception Main Alarm Panel | [6 empty] | n
1 | LS |  | SUBCONTRACTING WORKS |  | NAS Ltd. - Accessible Bathroom | SUBC_001 | 960 | MISC | [5 empty] | 4 | 2004-10-14 | 13.095 | 13.095 |  | 0 | [17 empty] | 1 | NAS Ltd.
[17 empty] | 0 |  | 0
d> | 0 |  |  |  |  | ICOST |  |  |  | mu_B | ITEM | [5 empty] | 13.095 |  | 0 | [17 empty] | d>
TB
t
Supply, install and connect the following equipment:
|  |  |  | Sell Rate | Sell Total |  |  |  |  | IB | [17 empty] | U_M_Sell | T_M_Sell | U_L_Sell | T_L_Sell | Total_Sell | T_M_Cost | T_L_Phr | Mat/Lab=1 |  |  | Sell Total
1 | No. |  | Item: 9.03399999999998 | 73.9 | 73.9 | ISELL |  |  |  | mu_B | ITEM | [7 empty] | mu: 1.13 | [8 empty] | 73.9 | 73.9 | 0 | 0 | 73.9 | 65.48 | 0 | 65.48 |  | 1 | 80.42
|  |  | Pull cord call switch unit | [6 empty] | n
1 | LS |  | SUBCONTRACTING WORKS |  | NAS Ltd. - Accessible Bathroom | SUBC_001 | 960 | MISC | [5 empty] | 4 | 2004-10-14 | 65.475 | 65.475 |  | 0 | [17 empty] | 1 | NAS Ltd.
[17 empty] | 0 |  | 0
d> | 0 |  |  |  |  | ICOST |  |  |  | mu_B | ITEM | [5 empty] | 65.475 |  | 0 | [17 empty] | d>
|  |  |  | Sell Rate | Sell Total |  |  |  |  | IB | [17 empty] | U_M_Sell | T_M_Sell | U_L_Sell | T_L_Sell | Total_Sell | T_M_Cost | T_L_Phr | Mat/Lab=1 |  |  | Sell Total
1 | No. |  | Item: 9.03499999999998 | 98.54 | 98.54 | ISELL |  |  |  | mu_B | ITEM | [7 empty] | mu: 1.13 | [8 empty] | 98.54 | 98.54 | 0 | 0 | 98.54 | 87.3 | 0 | 87.3 |  | 1 | 107.23
|  |  | Over door alarm lamp & sounder unit, installed on the outer side | [6 empty] | n
1 | LS |  | SUBCONTRACTING WORKS |  | NAS Ltd. - Accessible Bathroom | SUBC_001 | 960 | MISC | [5 empty] | 4 | 2004-10-14 | 87.3 | 87.3 |  | 0 | [17 empty] | 1 | NAS Ltd.
[17 empty] | 0 |  | 0
d> | 0 |  |  |  |  | ICOST |  |  |  | mu_B | ITEM | [5 empty] | 87.3 |  | 0 | [17 empty] | d>
|  |  |  | Sell Rate | Sell Total |  |  |  |  | IB | [17 empty] | U_M_Sell | T_M_Sell | U_L_Sell | T_L_Sell | Total_Sell | T_M_Cost | T_L_Phr | Mat/Lab=1 |  |  | Sell Total
1 | No. |  | Item: 9.03599999999998 | 73.9 | 73.9 | ISELL |  |  |  | mu_B | ITEM | [7 empty] | mu: 1.13 | [8 empty] | 73.9 | 73.9 | 0 | 0 | 73.9 | 65.48 | 0 | 65.48 |  | 1 | 80.42
|  |  | Call and reset point, installed inside the bathroom | [6 empty] | n
1 | LS |  | SUBCONTRACTING WORKS |  | NAS Ltd. - Accessible Bathroom | SUBC_001 | 960 | MISC | [5 empty] | 4 | 2004-10-14 | 65.475 | 65.475 |  | 0 | [17 empty] | 1 | NAS Ltd.
[17 empty] | 0 |  | 0
d> | 0 |  |  |  |  | ICOST |  |  |  | mu_B | ITEM | [5 empty] | 65.475 |  | 0 | [17 empty] | d>
|  |  |  | Sell Rate | Sell Total |  |  |  |  | IB | [17 empty] | U_M_Sell | T_M_Sell | U_L_Sell | T_L_Sell | Total_Sell | T_M_Cost | T_L_Phr | Mat/Lab=1 |  |  | Sell Total
1 | No. |  | Item: 9.03699999999998 | 0 | 0 | ISELL |  |  |  | mu_B | ITEM |  |  |  |  | Included |  |  | 0.00 | [8 empty] | 0 | 0 | 0 | 0 | 0 | 0 | 0 | 0 |  | 1 | 0
|  |  | Accessible bathroom alarm panel | [6 empty] | n
1 | LS |  | SUBCONTRACTING WORKS |  | NAS Ltd. - Accessible Bathroom | SUBC_001 | 960 | MISC | [5 empty] | 4 | 2004-10-14 |  | 0 |  | 0 | NoMat? | [16 empty] | 1 | NAS Ltd.
[17 empty] | 0 |  | 0
d> | 0 |  |  |  |  | ICOST |  |  |  | mu_B | ITEM | [5 empty] | 0 |  | 0 | [17 empty] | d>
SB | [36 empty] | SB
| -188.2371 |  | PAGE: |  | 2438.86 | [5 empty] | PAGE | [5 empty] | 1941.3 |  | 7 | [18 empty] | 2648.51
| Discy: |  |  |  | PAGE SELL | [11 empty] | PAGE MAT |  | PAGE LAB | [18 empty] | PAGE SELL
TB
t
Level 3
TB
t
Supply and install LSZH conduit recessed in wall or in screed under tiles and via galvanised trunking for each of the following points
|  |  |  | Sell Rate | Sell Total |  |  |  |  | IB | [17 empty] | U_M_Sell | T_M_Sell | U_L_Sell | T_L_Sell | Total_Sell | T_M_Cost | T_L_Phr | Mat/Lab=1 |  |  | Sell Total
1 | No. |  | Item: 9.03799999999998 | 18.48 | 18.48 | ISELL |  |  |  | mu_A | ITEM | [7 empty] | mu :1.23 | [8 empty] | 6.65 | 6.65 | 11.83 | 11.83 | 18.48 | 5.4 | 0.35 | 5.75 |  | 1 | 19.84
|  |  | From Ceiling Pull Cord Switch to Reset Point | [6 empty] | n
|  | h | [E25_0062_Quintano_Foods_Elec_ELV_As_Awarded.xlsx]Elec_Rates!$D$1047 |  |  | RATE_AAA
1 | 1 | 1 | 095# LSZH Conduit points for Bathroom Alarm |  | Local Rate | RTLO_001 | [9 empty] | 5.4 | 5.4 | 0.35 | 0.35 | [17 empty] | 1 | Local Rate
[17 empty] | 0 |  | 0
d> | 0 |  |  |  |  | ICOST |  |  |  | mu_A | ITEM | [5 empty] | 5.4 |  | 0.35 | [17 empty] | d>
|  |  |  | Sell Rate | Sell Total |  |  |  |  | IB | [17 empty] | U_M_Sell | T_M_Sell | U_L_Sell | T_L_Sell | Total_Sell | T_M_Cost | T_L_Phr | Mat/Lab=1 |  |  | Sell Total
1 | No. |  | Item: 9.03899999999998 | 18.48 | 18.48 | ISELL |  |  |  | mu_A | ITEM | [7 empty] | mu :1.23 | [8 empty] | 6.65 | 6.65 | 11.83 | 11.83 | 18.48 | 5.4 | 0.35 | 5.75 |  | 1 | 19.84
|  |  | From Reset Point to Alarm Lamp | [6 empty] | n
|  | h | [E25_0062_Quintano_Foods_Elec_ELV_As_Awarded.xlsx]Elec_Rates!$D$1047 |  |  | RATE_AAA
1 | 1 | 1 | 095# LSZH Conduit points for Bathroom Alarm |  | Local Rate | RTLO_001 | [9 empty] | 5.4 | 5.4 | 0.35 | 0.35 | [17 empty] | 1 | Local Rate
[17 empty] | 0 |  | 0
d> | 0 |  |  |  |  | ICOST |  |  |  | mu_A | ITEM | [5 empty] | 5.4 |  | 0.35 | [17 empty] | d>
|  |  |  | Sell Rate | Sell Total |  |  |  |  | IB | [17 empty] | U_M_Sell | T_M_Sell | U_L_Sell | T_L_Sell | Total_Sell | T_M_Cost | T_L_Phr | Mat/Lab=1 |  |  | Sell Total
1 | No. |  | Item: 9.03999999999998 | 18.48 | 18.48 | ISELL |  |  |  | mu_A | ITEM | [7 empty] | mu :1.23 | [8 empty] | 6.65 | 6.65 | 11.83 | 11.83 | 18.48 | 5.4 | 0.35 | 5.75 |  | 1 | 19.84
|  |  | From Alarm Lamp to Alarm Panel | [6 empty] | n
|  | h | [E25_0062_Quintano_Foods_Elec_ELV_As_Awarded.xlsx]Elec_Rates!$D$1047 |  |  | RATE_AAA
1 | 1 | 1 | 095# LSZH Conduit points for Bathroom Alarm |  | Local Rate | RTLO_001 | [9 empty] | 5.4 | 5.4 | 0.35 | 0.35 | [17 empty] | 1 | Local Rate
[17 empty] | 0 |  | 0
d> | 0 |  |  |  |  | ICOST |  |  |  | mu_A | ITEM | [5 empty] | 5.4 |  | 0.35 | [17 empty] | d>
|  |  |  | Sell Rate | Sell Total |  |  |  |  | IB | [17 empty] | U_M_Sell | T_M_Sell | U_L_Sell | T_L_Sell | Total_Sell | T_M_Cost | T_L_Phr | Mat/Lab=1 |  |  | Sell Total
1 | No. |  | Item: 9.04099999999998 | 18.48 | 18.48 | ISELL |  |  |  | mu_A | ITEM | [7 empty] | mu :1.23 | [8 empty] | 6.65 | 6.65 | 11.83 | 11.83 | 18.48 | 5.4 | 0.35 | 5.75 |  | 1 | 19.84
|  |  | From Alarm Panel to Reception Main Alarm Panel | [6 empty] | n
|  | h | [E25_0062_Quintano_Foods_Elec_ELV_As_Awarded.xlsx]Elec_Rates!$D$1047 |  |  | RATE_AAA
1 | 1 | 1 | 095# LSZH Conduit points for Bathroom Alarm |  | Local Rate | RTLO_001 | [9 empty] | 5.4 | 5.4 | 0.35 | 0.35 | [17 empty] | 1 | Local Rate
[17 empty] | 0 |  | 0
d> | 0 |  |  |  |  | ICOST |  |  |  | mu_A | ITEM | [5 empty] | 5.4 |  | 0.35 | [17 empty] | d>
TB
t
Wiring using appropriate cable enclosed in galvanised trunking and conduit including the supply of all cables and wiring accessories from main equipment to the following points
|  |  |  | Sell Rate | Sell Total |  |  |  |  | IB | [17 empty] | U_M_Sell | T_M_Sell | U_L_Sell | T_L_Sell | Total_Sell | T_M_Cost | T_L_Phr | Mat/Lab=1 |  |  | Sell Total
1 | No. |  | Item: 9.04199999999998 | 14.78 | 14.78 | ISELL |  |  |  | mu_B | ITEM | [7 empty] | mu: 1.13 | [8 empty] | 14.78 | 14.78 | 0 | 0 | 14.78 | 13.1 | 0 | 13.1 |  | 1 | 16.08
|  |  | From Ceiling Pull Cord Switch to Reset Point | [6 empty] | n
1 | LS |  | SUBCONTRACTING WORKS |  | NAS Ltd. - Accessible Bathroom | SUBC_001 | 960 | MISC | [5 empty] | 4 | 2004-10-14 | 13.095 | 13.095 |  | 0 | [17 empty] | 1 | NAS Ltd.
[17 empty] | 0 |  | 0
d> | 0 |  |  |  |  | ICOST |  |  |  | mu_B | ITEM | [5 empty] | 13.095 |  | 0 | [17 empty] | d>
|  |  |  | Sell Rate | Sell Total |  |  |  |  | IB | [17 empty] | U_M_Sell | T_M_Sell | U_L_Sell | T_L_Sell | Total_Sell | T_M_Cost | T_L_Phr | Mat/Lab=1 |  |  | Sell Total
1 | No. |  | Item: 9.04299999999998 | 14.78 | 14.78 | ISELL |  |  |  | mu_B | ITEM | [7 empty] | mu: 1.13 | [8 empty] | 14.78 | 14.78 | 0 | 0 | 14.78 | 13.1 | 0 | 13.1 |  | 1 | 16.08
|  |  | From Reset Point to Alarm Lamp | [6 empty] | n
1 | LS |  | SUBCONTRACTING WORKS |  | NAS Ltd. - Accessible Bathroom | SUBC_001 | 960 | MISC | [5 empty] | 4 | 2004-10-14 | 13.095 | 13.095 |  | 0 | [17 empty] | 1 | NAS Ltd.
[17 empty] | 0 |  | 0
d> | 0 |  |  |  |  | ICOST |  |  |  | mu_B | ITEM | [5 empty] | 13.095 |  | 0 | [17 empty] | d>
|  |  |  | Sell Rate | Sell Total |  |  |  |  | IB | [17 empty] | U_M_Sell | T_M_Sell | U_L_Sell | T_L_Sell | Total_Sell | T_M_Cost | T_L_Phr | Mat/Lab=1 |  |  | Sell Total
1 | No. |  | Item: 9.04399999999998 | 14.78 | 14.78 | ISELL |  |  |  | mu_B | ITEM | [7 empty] | mu: 1.13 | [8 empty] | 14.78 | 14.78 | 0 | 0 | 14.78 | 13.1 | 0 | 13.1 |  | 1 | 16.08
|  |  | From Alarm Lamp to Alarm Panel | [6 empty] | n
1 | LS |  | SUBCONTRACTING WORKS |  | NAS Ltd. - Accessible Bathroom | SUBC_001 | 960 | MISC | [5 empty] | 4 | 2004-10-14 | 13.095 | 13.095 |  | 0 | [17 empty] | 1 | NAS Ltd.
[17 empty] | 0 |  | 0
d> | 0 |  |  |  |  | ICOST |  |  |  | mu_B | ITEM | [5 empty] | 13.095 |  | 0 | [17 empty] | d>
|  |  |  | Sell Rate | Sell Total |  |  |  |  | IB | [17 empty] | U_M_Sell | T_M_Sell | U_L_Sell | T_L_Sell | Total_Sell | T_M_Cost | T_L_Phr | Mat/Lab=1 |  |  | Sell Total
1 | No. |  | Item: 9.04499999999998 | 14.78 | 14.78 | ISELL |  |  |  | mu_B | ITEM | [7 empty] | mu: 1.13 | [8 empty] | 14.78 | 14.78 | 0 | 0 | 14.78 | 13.1 | 0 | 13.1 |  | 1 | 16.08
|  |  | From Alarm Panel to Reception Main Alarm Panel | [6 empty] | n
1 | LS |  | SUBCONTRACTING WORKS |  | NAS Ltd. - Accessible Bathroom | SUBC_001 | 960 | MISC | [5 empty] | 4 | 2004-10-14 | 13.095 | 13.095 |  | 0 | [17 empty] | 1 | NAS Ltd.
[17 empty] | 0 |  | 0
d> | 0 |  |  |  |  | ICOST |  |  |  | mu_B | ITEM | [5 empty] | 13.095 |  | 0 | [17 empty] | d>
TB
t
Supply, install and connect the following equipment:
|  |  |  | Sell Rate | Sell Total |  |  |  |  | IB | [17 empty] | U_M_Sell | T_M_Sell | U_L_Sell | T_L_Sell | Total_Sell | T_M_Cost | T_L_Phr | Mat/Lab=1 |  |  | Sell Total
1 | No. |  | Item: 9.04599999999997 | 73.9 | 73.9 | ISELL |  |  |  | mu_B | ITEM | [7 empty] | mu: 1.13 | [8 empty] | 73.9 | 73.9 | 0 | 0 | 73.9 | 65.48 | 0 | 65.48 |  | 1 | 80.42
|  |  | Pull cord call switch unit | [6 empty] | n
1 | LS |  | SUBCONTRACTING WORKS |  | NAS Ltd. - Accessible Bathroom | SUBC_001 | 960 | MISC | [5 empty] | 4 | 2004-10-14 | 65.475 | 65.475 |  | 0 | [17 empty] | 1 | NAS Ltd.
[17 empty] | 0 |  | 0
d> | 0 |  |  |  |  | ICOST |  |  |  | mu_B | ITEM | [5 empty] | 65.475 |  | 0 | [17 empty] | d>
|  |  |  | Sell Rate | Sell Total |  |  |  |  | IB | [17 empty] | U_M_Sell | T_M_Sell | U_L_Sell | T_L_Sell | Total_Sell | T_M_Cost | T_L_Phr | Mat/Lab=1 |  |  | Sell Total
1 | No. |  | Item: 9.04699999999997 | 98.54 | 98.54 | ISELL |  |  |  | mu_B | ITEM | [7 empty] | mu: 1.13 | [8 empty] | 98.54 | 98.54 | 0 | 0 | 98.54 | 87.3 | 0 | 87.3 |  | 1 | 107.23
|  |  | Over door alarm lamp & sounder unit, installed on the outer side | [6 empty] | n
1 | LS |  | SUBCONTRACTING WORKS |  | NAS Ltd. - Accessible Bathroom | SUBC_001 | 960 | MISC | [5 empty] | 4 | 2004-10-14 | 87.3 | 87.3 |  | 0 | [17 empty] | 1 | NAS Ltd.
[17 empty] | 0 |  | 0
d> | 0 |  |  |  |  | ICOST |  |  |  | mu_B | ITEM | [5 empty] | 87.3 |  | 0 | [17 empty] | d>
|  |  |  | Sell Rate | Sell Total |  |  |  |  | IB | [17 empty] | U_M_Sell | T_M_Sell | U_L_Sell | T_L_Sell | Total_Sell | T_M_Cost | T_L_Phr | Mat/Lab=1 |  |  | Sell Total
1 | No. |  | Item: 9.04799999999997 | 73.9 | 73.9 | ISELL |  |  |  | mu_B | ITEM | [7 empty] | mu: 1.13 | [8 empty] | 73.9 | 73.9 | 0 | 0 | 73.9 | 65.48 | 0 | 65.48 |  | 1 | 80.42
|  |  | Call and reset point, installed inside the bathroom | [6 empty] | n
1 | LS |  | SUBCONTRACTING WORKS |  | NAS Ltd. - Accessible Bathroom | SUBC_001 | 960 | MISC | [5 empty] | 4 | 2004-10-14 | 65.475 | 65.475 |  | 0 | [17 empty] | 1 | NAS Ltd.
[17 empty] | 0 |  | 0
d> | 0 |  |  |  |  | ICOST |  |  |  | mu_B | ITEM | [5 empty] | 65.475 |  | 0 | [17 empty] | d>
|  |  |  | Sell Rate | Sell Total |  |  |  |  | IB | [17 empty] | U_M_Sell | T_M_Sell | U_L_Sell | T_L_Sell | Total_Sell | T_M_Cost | T_L_Phr | Mat/Lab=1 |  |  | Sell Total
1 | No. |  | Item: 9.04899999999997 | 0 | 0 | ISELL |  |  |  | mu_B | ITEM |  |  |  |  | Included |  |  | 0.00 | [8 empty] | 0 | 0 | 0 | 0 | 0 | 0 | 0 | 0 |  | 1 | 0
|  |  | Accessible bathroom alarm panel | [6 empty] | n
1 | LS |  | SUBCONTRACTING WORKS |  | NAS Ltd. - Accessible Bathroom | SUBC_001 | 960 | MISC | [5 empty] | 4 | 2004-10-14 |  | 0 |  | 0 | NoMat? | [16 empty] | 1 | NAS Ltd.
[17 empty] | 0 |  | 0
d> | 0 |  |  |  |  | ICOST |  |  |  | mu_B | ITEM | [5 empty] | 0 |  | 0 | [17 empty] | d>
TB
t
General
|  |  |  | Sell Rate | Sell Total |  |  |  |  | IB | [17 empty] | U_M_Sell | T_M_Sell | U_L_Sell | T_L_Sell | Total_Sell | T_M_Cost | T_L_Phr | Mat/Lab=1 |  |  | Sell Total
1 | L.S. |  | Item: 9.04999999999997 | 246.35 | 246.35 | ISELL |  |  |  | mu_B | ITEM | [7 empty] | mu: 1.13 | [8 empty] | 246.35 | 246.35 | 0 | 0 | 246.35 | 218.25 | 0 | 218.25 |  | 1 | 268.07
|  |  | Test and commission system including the provision for all necessary testing as may be required | [6 empty] | n
1 | LS |  | SUBCONTRACTING WORKS |  | NAS Ltd. - Accessible Bathroom | SUBC_001 | 960 | MISC | [5 empty] | 4 | 2004-10-14 | 218.25 | 218.25 |  | 0 | [17 empty] | 1 | NAS Ltd.
[17 empty] | 0 |  | 0
d> | 0 |  |  |  |  | ICOST |  |  |  | mu_B | ITEM | [5 empty] | 218.25 |  | 0 | [17 empty] | d>
|  |  |  | Sell Rate | Sell Total |  |  |  |  | IB | [17 empty] | U_M_Sell | T_M_Sell | U_L_Sell | T_L_Sell | Total_Sell | T_M_Cost | T_L_Phr | Mat/Lab=1 |  |  | Sell Total
1 | Set |  | Item: 9.05099999999997 | 227.62 | 227.62 | ISELL |  |  |  | mu_A | ITEM | [7 empty] | mu :1.23 | [8 empty] | 105.9 | 105.9 | 121.72 | 121.72 | 227.62 | 86 | 3.6 | 89.6 |  | 1 | 241.15
Supply one full set of as fitted drawings (including 1 hard copy and a digital copy on 2 separate USBs) c/w all manuals etc..
7 | No |  | A0 "As Fitted Drawing" (Print) @2!Eents/sq.foot |  |  | DOCS_002 | 880 | (__) | [5 empty] | 3 | 1999-03-01 | 8 | 56 | 0.25 | 1.575 | [17 empty] | 7
1 | No |  | USB |  |  | DOCS_012 | 880 | (__) | [5 empty] | 3 |  | 10 | 10 | 0.25 | 0.225 | [17 empty] | 1
1 | No |  | Operating and Maintenance Manuals |  |  | DOCS_013 | 880 | (__) | [5 empty] | 3 |  | 20 | 20 | 2 | 1.8 | [17 empty] | 1
[17 empty] | 0 |  | 0
d> | 0 |  |  |  |  | ICOST |  |  |  | mu_A | ITEM | [5 empty] | 86 |  | 3.6 | [17 empty] | d>
SB | [36 empty] | SB
| -50.1856 |  | PAGE: |  | 853.35 | [5 empty] | PAGE | [5 empty] | 596.48 |  | 5 | [18 empty] | 920.97
| Discy: |  |  |  | PAGE SELL | [11 empty] | PAGE MAT |  | PAGE LAB | [18 empty] | PAGE SELL
SB | [36 empty] | SB
| -238.4227 |  | TOTAL FOR ACCESSIBLE BATHROOM CALL SYSTEM |  | 3292.21 | [5 empty] | SECT | [5 empty] | 2537.78 |  | 12 | [18 empty] | 3569.48
| Discy: |  |  |  | SECT SELL | [11 empty] | SECT MAT |  | SECT LAB | [18 empty] | SECT SELL
TB
|  | t | Item: 11
FIRE STOPPING SYSTEMS
|  |  |  | Sell Rate | Sell Total |  |  |  |  | IB | [17 empty] | U_M_Sell | T_M_Sell | U_L_Sell | T_L_Sell | Total_Sell | T_M_Cost | T_L_Phr | Mat/Lab=1 |  |  | Sell Total
1 | L.S. |  | Item: 11.001 | 953.5 | 953.5 | ISELL |  |  |  | mu_A | ITEM |  |  |  |  | allowed for one third of the total value |  |  | mu :1.23 | [8 empty] | 461.52 | 461.52 | 491.98 | 491.98 | 953.5 | 374.81 | 14.55 | 389.36 |  | 1 | 1008.16
Fire stopping of all services through fire compartments including all supplies of fire stopping intumescent blocks, fire rated expanding foam, intumescent mastic, intumescent pillows, etc. for a complete installation as per specs. Fire stopping shall be done from both sides of the fire compartment.
0.66667 | LS |  | FIRE BARRIERS | 150 x 150 mm |  | FIBA_001 | 726 | (__) | [5 empty] | 3 |  | 9.24 | 6.16 | 1.5 | 0.9 |  |  | 2 | [14 empty] | 0.66667
0.33333 | LS |  | FIRE BARRIERS | 300 x 100 mm |  | FIBA_001 | 726 | (__) | [5 empty] | 3 |  | 12.309 | 4.103 | 1.5 | 0.45 |  |  | 2 | [14 empty] | 0.33333
1.3333 | LS |  | FIRE BARRIERS | 300 x 200 mm |  | FIBA_001 | 726 | (__) | [5 empty] | 3 |  | 24.629 | 32.8387 | 1.5 | 1.8 |  |  | 2 | [14 empty] | 1.3333
1.3333 | LS |  | FIRE BARRIERS | 400 x 100 mm |  | FIBA_001 | 726 | (__) | [5 empty] | 3 |  | 16.423 | 21.8973 | 2 | 2.4 |  |  | 3 | [14 empty] | 1.3333
1.6667 | LS |  | FIRE BARRIERS | 400 x 200 mm |  | FIBA_001 | 726 | (__) | [5 empty] | 3 |  | 32.835 | 54.725 | 2 | 3 |  |  | 3 | [14 empty] | 1.6667
0.66667 | LS |  | FIRE BARRIERS | 500 x 200 mm |  | FIBA_001 | 726 | (__) | [5 empty] | 3 |  | 41.041 | 27.3607 | 2.5 | 1.5 |  |  | 4 | [14 empty] | 0.66667
0.33333 | LS |  | FIRE BARRIERS | 500 x 300 mm |  | FIBA_001 | 726 | (__) | [5 empty] | 3 |  | 61.567 | 20.5223 | 2.5 | 0.75 |  |  | 4 | [14 empty] | 0.33333
0.66667 | LS |  | FIRE BARRIERS | 600 x 300 mm |  | FIBA_001 | 726 | (__) | [5 empty] | 3 |  | 73.876 | 49.2507 | 2.5 | 1.5 |  |  | 4 | [14 empty] | 0.66667
1 | LS |  | FIRE BARRIERS | 600 x 400 mm |  | FIBA_001 | 726 | (__) | [5 empty] | 3 |  | 98.505 | 98.505 | 2.5 | 2.25 |  |  | 4 | [14 empty] | 1
0.33333 | LS |  | Crainage & Transportation |  | Scissors Lift | CRAI_002 | 962 | MISC | [5 empty] | 2 | 2004-05-22 | 147.6 | 49.2 |  | 0 | [17 empty] | 0.33333 | Scissors Lift
0.33333 | No |  | Diesel Fuel |  | Approx €25/daily - info from Godwin by phone | GENS_022 | 845 | (__) | [5 empty] | 3 | 2008-09-22 | 30.75 | 10.25 |  | 0 | [17 empty] | 0.33333 | Approx €25/daily - info from Godwin by phone
[17 empty] | 0 |  | 0
d> | 0 |  |  |  |  | ICOST |  |  |  | mu_A | ITEM | [5 empty] | 374.8127 |  | 14.55 | [17 empty] | d>
|  |  |  | Sell Rate | Sell Total |  |  |  |  | IB | [17 empty] | U_M_Sell | T_M_Sell | U_L_Sell | T_L_Sell | Total_Sell | T_M_Cost | T_L_Phr | Mat/Lab=1 |  |  | Sell Total
1 | L.S. |  | Item: 11.002 | 0 | 0 | ISELL |  |  |  | mu_A | ITEM |  |  |  |  | Refer to covering letter |  |  | 0.00 | [8 empty] | 0 | 0 | 0 | 0 | 0 | 0 | 0 | 0 |  | 1 | 0
Supply and install fire collars to seal off pipework penetrations through fire compartments as per specs.
[17 empty] | 0 |  | 0
[17 empty] | 0 |  | 0
d> | 0 |  |  |  |  | ICOST |  |  |  | mu_A | ITEM | [5 empty] | 0 |  | 0 | [17 empty] | d>
TB
t
General
|  |  |  | Sell Rate | Sell Total |  |  |  |  | IB | [17 empty] | U_M_Sell | T_M_Sell | U_L_Sell | T_L_Sell | Total_Sell | T_M_Cost | T_L_Phr | Mat/Lab=1 |  |  | Sell Total
1 | Set |  | Item: 11.003 | 0 | 0 | ISELL |  |  |  | mu_A | ITEM |  |  |  |  | Included |  |  | 0.00 | [8 empty] | 0 | 0 | 0 | 0 | 0 | 0 | 0 | 0 |  | 1 | 0
Supply one full set of as fitted drawings (including 1 hard copy and a digital copy on 2 separate USBs) c/w all manuals etc..
[17 empty] | 0 |  | 0
[17 empty] | 0 |  | 0
d> | 0 |  |  |  |  | ICOST |  |  |  | mu_A | ITEM | [5 empty] | 0 |  | 0 | [17 empty] | d>
SB | [36 empty] | SB
| 0.001796 |  | PAGE: |  | 953.5 | [5 empty] | PAGE | [5 empty] | 374.8127 |  | 14.55 | [18 empty] | 1008.16
| Discy: |  |  |  | PAGE SELL | [11 empty] | PAGE MAT |  | PAGE LAB | [18 empty] | PAGE SELL
SB | [36 empty] | SB
| 0.001796 |  | TOTAL FOR FIRE STOPPING SYSTEMS |  | 953.5 | [5 empty] | SECT | [5 empty] | 374.8127 |  | 14.55 | [18 empty] | 1008.16
| Discy: |  |  |  | SECT SELL | [11 empty] | SECT MAT |  | SECT LAB | [18 empty] | SECT SELL
[29 empty] | 1304196.45 |  | 277420.46 | 1581616.91
| -2.7911 | cc |  | Electrical (mu_A) : | 657206.77 | [11 empty] | 349590.8201 |  | 6705.852 | [9 empty] | 430466.5588 |  | 226743.0023 | [6 empty] | 1305049.76
| -0.31921 | cc |  | ELV Installation (NAS Ltd) (mu_B) : | 149142.73 | [11 empty] | 131910.8432 |  | 8.1 | [9 empty] | 148891.9899 |  | 251.0593 | [6 empty] | 170703.51
| 1.7301 | cc |  | Lightning Protection System (MCE Ltd) (mu_C) : | 52217.64 | [11 empty] | 46260.68 |  | 0 | [9 empty] | 52215.9099 |  | 0 | [6 empty] | 37338.25
| -0.0068 | cc |  | Controls ECA (mu_D) : | 3350.33 | [11 empty] | 2486.95 |  | 5.4 | [9 empty] | 3062.291 |  | 288.0458 | [6 empty] | 3382.34
| -0.0042568 | cc |  | Testing and Commissiong (mu_E) : | 8855.61 | [11 empty] | 0 |  | 135.9 | [9 empty] | 0 |  | 8855.6143 | [6 empty] | 9839.57
| 0 | cc |  | Fire Stopping rates (mu_F) : | 0 | [11 empty] | 0 |  | 0 | [9 empty] | 0 |  | 0 | [6 empty] | 0
| 0.0037939 | cc |  | Main Equipment (Gen Set / Main Switchboards) (mu_G) : | 285994.6 | [11 empty] | 236420.24 |  | 216.324 | [9 empty] | 278984.8672 |  | 7009.729 | [6 empty] | 389382.16
| -0.019634 | cc |  | DBs and Changeover (mu_H) : | 71242.38 | [11 empty] | 50142.734 |  | 372.5505 | [9 empty] | 59170.3315 |  | 12072.0681 | [6 empty] | 0
| 1.1836 | cc |  | Armoured Cables (mu_I) : | 353606.85 | [11 empty] | 280841.95 |  | 685.15 | [9 empty] | 331404.173 |  | 22201.4934 | [6 empty] | 0
| 0 |  |  | Armoured Cables (mu_J) : | 0 | [11 empty] | 0 |  | 0 | [9 empty] | 0 |  | 0 | [6 empty] | 0
|  | MATERIAL SUMMARY |  | MU SUMMARY TOTAL | 1581616.91 | [11 empty] | 1097654.2173 |  | 8129.2765 | [9 empty] | 1304196.1212 |  | 277421.0122 | 1581617.1334 | [5 empty] | 1915695.59
[29 empty] | 0.32882 |  | -0.55222 | -0.2234
| Disc. with |  |  | MATERIAL ITEMS TOTAL | [6 empty] | COMP_GT | [5 empty] | 1097654.2173 |  | 8129.2765
equal MUs
| -44845.8613 |  |  | BOQ ITEMS TOTAL | 1581616.91 | [5 empty] | ITEM_GT | [5 empty] | 1097654.2173 |  | 8129.2765 | [18 empty] | 1915695.59
| -44845.8613 |  |  | PAGES TOTAL | 1581616.91 | [5 empty] | PAGE_GT | [5 empty] | 1097654.2173 |  | 8129.2765 | [18 empty] | 1915695.59
SB | -44845.8613 |  |  | SECTIONS TOTAL | 1581616.91 | [5 empty] | SECT_GT | [5 empty] | 1097654.2173 |  | 8129.2765 | [17 empty] | SB | 1915695.59
END! | [36 empty] | END!
| V:56 |  |  | COSTCODE TOTAL | [12 empty] | 1097666.1212 |  | 8116.1467
| 1 | cc | Erection materials |  | 501 | [9 empty] | 1 |  | 42863.2042 |  | 330.6747 | [18 empty] | 501
| 2 | cc | Busbar Trunking |  | 505 | [9 empty] | 1 |  | 0 |  | 0 | [18 empty] | 505
| 3 | cc | Switchgear |  | 510 | [9 empty] | 2 |  | 222629.1722 |  | 610.425 | [18 empty] | 510
| 4 | cc | MCC Equipment |  | 511 | [9 empty] | 2 |  | 0 |  | 0 | [18 empty] | 511
| 5 | cc | BMS Equipment |  | 512 | [9 empty] | 2 |  | 0 |  | 0 | [18 empty] | 512
| 6 | cc | PVC Pipes / Ducts |  | 520 | [9 empty] | 1 |  | 710 |  | 44.55 | [18 empty] | 520
| 7 | cc | High/medium voltage switchgear |  | 530 | [9 empty] | 2 |  | 0 |  | 0 | [18 empty] | 530
| 8 | cc | Power Transformers |  | 550 | [9 empty] | 2 |  | 0 |  | 0 | [18 empty] | 550
| 9 | cc | Control Panels |  | 570 | [9 empty] | 2 |  | 4094.63 |  | 27.225 | [18 empty] | 570
| 10 | cc | Electrical Single Core Cables |  | 615 | [9 empty] | 2 |  | 17360.5888 |  | 919.0151 | [18 empty] | 615
| 11 | cc | Electrical Multicore Cables |  | 616 | [9 empty] | 2 |  | 364666.0501 |  | 1035.5543 | [18 empty] | 616
| 12 | cc | ELV/BMS/Special Cables |  | 617 | [9 empty] | 2 |  | 359.9 |  | 12.348 | [18 empty] | 617
| 13 | cc | Cables accessories |  | 620 | [9 empty] | 2 |  | 6326.7219 |  | 326.7318 | [18 empty] | 620
| 14 | cc | Galv. Cable Trays |  | 650 | [9 empty] | 1 |  | 10458.0978 |  | 471.645 | [18 empty] | 650
| 15 | cc | PVC Cable Trays |  | 651 | [9 empty] | 1 |  | 0 |  | 0 | [18 empty] | 651
| 16 | cc | Galv. Cable Basket |  | 652 | [9 empty] | 1 |  | 0 |  | 0 | [18 empty] | 652
| 17 | cc | Galv. Cable Ladder |  | 654 | [9 empty] | 1 |  | 0 |  | 0 | [18 empty] | 654
| 18 | cc | Galv. Cable Trunking |  | 675 | [9 empty] | 1 |  | 12301.4904 |  | 548.5265 | [18 empty] | 675
| 19 | cc | Alum. Cable Trunking |  | 676 | [9 empty] | 1 |  | 0 |  | 0 | [18 empty] | 676
| 20 | cc | PVC Cable Trunking |  | 680 | [9 empty] | 1 |  | 0 |  | 0 | [18 empty] | 680
| 21 | cc | Underfloor Cable Trunking |  | 681 | [9 empty] | 1 |  | 0 |  | 0 | [18 empty] | 681
| 22 | cc | Galv. Conduit |  | 690 | [9 empty] | 1 |  | 56253.6858 |  | 1918.8186 | [18 empty] | 690
| 23 | cc | PVC Conduit |  | 700 | [9 empty] | 1 |  | 8563.4639 |  | 596.1277 | [18 empty] | 700
| 24 | cc | Wiring Accessories |  | 705 | [9 empty] | 3 |  | 17670.3652 |  | 313.3863 | [18 empty] | 705
| 25 | cc | Dimming Equipment |  | 706 | [9 empty] | 3 |  | 0 |  | 0 | [18 empty] | 706
| 26 | cc | Fire Alarm Equipment |  | 725 | [9 empty] | 3 |  | 0 |  | 0 | [18 empty] | 725
| 27 | cc | Fire Barriers |  | 726 | [9 empty] | 3 |  | 946.088 |  | 43.65 | [18 empty] | 726
| 28 | cc | Security Alarm System |  | 750 | [9 empty] | 3 |  | 0 |  | 0 | [18 empty] | 750
| 29 | cc | Access Control |  | 751 | [9 empty] | 3 |  | 0 |  | 0 | [18 empty] | 751
| 30 | cc | Hotel Electronic Lock |  | 752 | [9 empty] | 3 |  | 0 |  | 0 | [18 empty] | 752
| 31 | cc | Sub-Contracting Installation Elec |  | 753 | [9 empty] | 3 |  | 0 |  | 0 | [18 empty] | 753
| 32 | cc | Timing Equipment |  | 770 | [9 empty] | 3 |  | 0 |  | 0 | [18 empty] | 770
| 33 | cc | Public Address |  | 790 | [9 empty] | 3 |  | 0 |  | 0 | [18 empty] | 790
| 34 | cc | Voice Alarm Equipment |  | 791 | [9 empty] | 3 |  | 0 |  | 0 | [18 empty] | 791
| 35 | cc | Lightning / Bonding System |  | 810 | [9 empty] | 3 |  | 1650 |  | 3.6 | [18 empty] | 810
| 36 | cc | T.V System |  | 815 | [9 empty] | 3 |  | 0 |  | 0 | [18 empty] | 815
| 37 | cc | UPS/Voltage Stabilisers |  | 820 | [9 empty] | 2 |  | 0 |  | 0 | [18 empty] | 820
| 38 | cc | Data Network Equipment |  | 821 | [9 empty] | 3 |  | 380 |  | 1.98 | [18 empty] | 821
| 39 | cc | Light Fittings |  | 835 | [9 empty] | 3 |  | 45769.904 |  | 417.06 | [18 empty] | 835
| 40 | cc | Generators, AMF Panels |  | 845 | [9 empty] | 2 |  | 73226.9207 |  | 0 | [18 empty] | 845
| 41 | cc | Telephone Equipment |  | 855 | [9 empty] | 3 |  | 0 |  | 0 | [18 empty] | 855
| 42 | cc | Intercom |  | 856 | [9 empty] | 3 |  | 0 |  | 0 | [18 empty] | 856
| 43 | cc | Mechanical for Electrical |  | 857 | [9 empty] | 4 |  | 13860 |  | 8.1 | [18 empty] | 857
| 44 | cc | Nurse Call |  | 858 | [9 empty] | 3 |  | 0 |  | 0 | [18 empty] | 858
| 45 | cc | C.C.T.V. Equipment |  | 865 | [9 empty] | 3 |  | 0 |  | 0 | [18 empty] | 865
| 46 | cc | Tools and Instruments |  | 870 | [9 empty] | 4 |  | 0 |  | 0 | [18 empty] | 870
| 47 | cc | Consumbles |  | 875 | [9 empty] | 1 |  | 7255.3582 |  | 16.3305 | [18 empty] | 875
| 48 | cc | Drawings/Manuals |  | 880 | [9 empty] | 3 |  | 7244.474 |  | 60.075 | [18 empty] | 880
| 49 | cc | Spare Parts |  | 885 | [9 empty] | 4 |  | 0 |  | 0 | [18 empty] | 885
| 50 | cc | Labour |  | 900 | [9 empty] | 3 |  | 0 |  | 209.6232 | [18 empty] | 900
| 51 | cc | Dismantling (Labour Only) |  | 901 | [9 empty] | 1 |  | 0 |  | 0 | [18 empty] | 901
| 52 | cc | Testing & Commissioning |  | 902 | [9 empty] | 3 |  | 0 |  | 135.9 | [18 empty] | 902
| 53 | cc | Sub-Contracting Works |  | 960 | [9 empty] | 4 |  | 166831.5232 |  | 36 | [18 empty] | 960
| 54 | cc | Enemalta Application |  | 961 | [9 empty] | 3 |  | 0 |  | 0 | [18 empty] | 961
| 55 | cc | Crainage and Transportation |  | 962 | [9 empty] | 1 |  | 16244.4826 |  | 28.8 | [18 empty] | 962
| 56 | cc | Provisional Sum |  | 970 | [9 empty] | 4 |  | 0 |  | 0 | [18 empty] | 970
|  | cc |  |  | Fix 1 |  | 1 | [9 empty] | 154649.783 |  | 3955.473 | [18 empty] | Fix 1
|  | cc |  |  | Fix 2 |  | 2 | [9 empty] | 688663.9838 |  | 2931.2992 | [18 empty] | Fix 2
|  | cc |  |  | Fix 3 |  | 2 | [9 empty] | 73660.8312 |  | 1185.2746 | [18 empty] | Fix 3
|  | cc |  |  | Others |  | 3 | [9 empty] | 180691.5232 |  | 44.1 | [18 empty] | Others
[5 empty] | TOTAL | [11 empty] | 1097666.1212 |  | 8116.1467 | [18 empty] | TOTAL
| RATE TOTALS IN CURRENT SHEET | RATE TOTALS IN CURRENT SHEET
| 225 |  | 001# Light Point Rate (LSZH Conduit)
| 22 |  | 002# Maintaned Emergency Light point rate (LSZH Conduit)
| 315 |  | 003# Power Point Rate (LSZH Conduit)
| 208.5 |  | 004# Light point rate (Galvanised Conduit)
| 43 |  | 005# Externall Light point rate (Galvanised Conduit)
| 77 |  | 006# Light point rate (Galvanised Conduit) in Warehouse
| 140 |  | 007# Bracketing for Lighting in Warehouse
| 65 |  | 008# Maintained Emergency Light point rate (Galvanised Conduit)
| 58 |  | 009# Power points rate (Galvanised conduit)
| 14 |  | 010# Power points rate galvanised conduit (CWZ LSZH Cable)
| 5 |  | 011# Power points rate LSZH conduit (CWZ LSZH Cable)
| 45 |  | 012# Single phase isolator / socket outlet point Galvanised conduit
| 12 |  | 013# Single phase isolator / socket outlet point Stainless Steel conduit
| 16 |  | 014# 3Pin 16Amp IP67 Unswitched Socket outlet
| 20 |  | 015# 3Pin 16Amp IP67 Interlocked Socket outlet
| 29 |  | 016# 5Pin 16Amp IP67 Interlocked Socket outlet
| 20 |  | 017# 5Pin 32Amp IP67 Interlocked Socket outlet
| 34 |  | 018# 1-Phase 25/32A Isolator
| 1 |  | 019# 3-Phase 16A Isolator
| 15 |  | 020# 3-Phase 20/25/32A Isolator
| 10 |  | 021# 3-Phase 40A Isolator
| 1 |  | 022# 3-Phase 63A Isolator
| 100 |  | 023# 5 x 300mm2 F120 Fire Resistant Cable (BS7846) - XLPE/SWA/LSZH
| 300 |  | 024# 5 x 240mm2 F120 Fire Resistant Cable (BS7846) - XLPE/SWA/LSZH
| 330 |  | 025# 5 x 185mm2 XLPE/SWA/LSZH
| 155 |  | 026# 5 x 150mm2 XLPE/SWA/LSZH
| 445 |  | 027# 5 x 120mm2 F120 Fire Resistant Cable (BS7846) - XLPE/SWA/LSZH
| 15 |  | 028# 5 x 120mm2 XLPE/SWA/LSZH
| 290 |  | 029# 5 x 95mm2 F120 Fire Resistant Cable (BS7846) - XLPE/SWA/LSZH
| 290 |  | 030# 5 x 95mm2 XLPE/SWA/LSZH
| 155 |  | 031# 5 x 70mm2 F120 Fire Resistant Cable (BS7846) - XLPE/SWA/LSZH
| 365 |  | 032# 5 x 50mm2 F120 Fire Resistant Cable (BS7846) - XLPE/SWA/LSZH
| 150 |  | 033# 5 x 35mm2 F120 Fire Resistant Cable (BS7846) - XLPE/SWA/LSZH
| 290 |  | 034# 5 x 35mm2 XLPE/SWA/LSZH
| 295 |  | 035# 5 x 25mm2 F120 Fire Resistant Cable (BS7846) - XLPE/SWA/LSZH
| 60 |  | 036# 5 x 25mm2 XLPE/SWA/LSZH
| 575 |  | 037# 5 x 16mm2 F120 Fire Resistant Cable (BS7846) - XLPE/SWA/LSZH
| 190 |  | 038# 5 x 16mm2 XLPE/SWA/LSZH
| 240 |  | 039# 5 x 10mm2 F120 Fire Resistant Cable (BS7846) - XLPE/SWA/LSZH
| 200 |  | 040# 5 x 10mm2 XLPE/SWA/LSZH
| 5 |  | 041# 3 x 10mm2 LSZH/LSZH
| 1810 |  | 042# 5 x 6mm2 XLPE/SWA/LSZH
| 20 |  | 043# 3 x 6mm2 LSZH/LSZH
| 150 |  | 044# 5 x 4mm2 F120 Fire Resistant Cable (BS7846) - XLPE/SWA/LSZH
| 280 |  | 045# 5 x 4mm2 XLPE/SWA/LSZH
| 865 |  | 046# 3 x 4mm2 XLPE/SWA/LSZH
| 675 |  | 047# 5 x 2.5mm2 F120 Fire Resistant Cable (BS7846) - XLPE/SWA/LSZH
| 795 |  | 047# 5 x 2.5mm2 F120 Fire Resistant Cable (BS7846) - XLPE/SWA/LSZH - at high level
| 745 |  | 048# 5 x 2.5mm2 XLPE/SWA/LSZH
| 470 |  | 049# 5 x 2.5mm2 XLPE/SWA/LSZH in stainless steel sleeves at warehouse level 0
| 60 |  | 050# Install only Light fitting Type A1
| 25 |  | 051# Install only Light fitting Type A2
| 169 |  | 052# Install only Light fitting Type B1
| 103 |  | 053# Install only Light fitting Type B2
| 6 |  | 054# Install only Light fitting Type C2
| 50 |  | 055# Install only Light fitting Type D1
| 51 |  | 056# Install only Light fitting Type E1
| 1 |  | 057# Install only Light fitting Type E2
| 2 |  | 058# Install only Light fitting Type F1
| 12 |  | 059# Install only Light fitting Type F2
| 17 |  | 060# Install only Light fitting Type G1
| 6 |  | 061# Install only Light fitting Type G2
| 44 |  | 062# Install only Light fitting Type G3
| 22 |  | 063# Install only Light fitting Type G4
| 20 |  | 064# Install only Light fitting Type H1
| 108 |  | 065# Install only Light fitting Type I1
| 97 |  | 066# Install only Light fitting Type J1
| 14 |  | 067# Install only Light fitting Type J2
| 31 |  | 068# Install only Light fitting Type J3
| 43 |  | 069# Install only Light fitting Type L1
| 35 |  | 070# Install only Light fitting Type M1
| 435 |  | 071# 500mm cable Tray
| 90 |  | 072# 400mm cable Tray
| 300 |  | 073# 300mm cable Tray
| 105 |  | 074# 200mm cable Tray
| 425 |  | 075# 100mm cable Tray
| 40 |  | 076# 50mm Galvanised Steel Cable tray
| 355 |  | 077# 75x50mm galvanised steel cable trunking
| 1133.0435 |  | 078# 75x75mm galvanised steel cable trunking
| 115 |  | 079# 100x75mm galvanised steel cable trunking
| 105 |  | 080# 150x75mm galvanised steel cable trunking
| 45 |  | 081# 200x100mm galvanised steel cable trunking
| 10 |  | 082# 250x75mm galvanised steel cable trunking
| 10 |  | 083# 400x100mm galvanised steel cable trunking
| 1498.0435 |  | 084# Bracket for 50-150mm cable tray/basket/trunking
| 390 |  | 085# Bracket for 200-300mm cable tray/basket
| 465 |  | 086# Bracket for 400-600mm cable tray/basket
| 927 |  | 087# Bracket for Cable containment in warehouse
| 927 |  | 088# Scissors lift in Warehouse for cable tray and trunking (Excluding bracketing)
| 67 |  | 089# Galvanised Conduit point for Data at level 0
| 61 |  | 089# Galvanised Conduit point for Data at level -1
| 192 |  | 090# LSZH Conduit point for Data
| 266 |  | 091# Galvanised Conduit points for Fire alarm devices
| 105 |  | 092# LSZH Conduit points for Fire alarm devices
| 4 |  | 093# Galvanised Conduit points for access control
| 15 |  | 094# LSZH Conduit points for access control
| 24 |  | 095# LSZH Conduit points for Bathroom Alarm
New rate
| 55 |  | 024# 5 x 185mm2 F120 Fire Resistant Cable (BS7846) - XLPE/SWA/LSZH
Note on S144: Thomas Sammut: Two pairs two days
Note on A150: Thomas Sammut: Original quantity in C
Note on AR150: Thomas Sammut: Original quantity in C
Note on A157: Michael Vella: DO NOT insert a new subitem block here or further down. Go up to a hatched marker cell to do this.
Note on AR157: Michael Vella: DO NOT insert a new subitem block here or further down. Go up to a hatched marker cell to do this.
Note on A172: Michael Vella: DO NOT insert a new subitem block here or further down. Go up to a hatched marker cell to do this.
Note on AR172: Michael Vella: DO NOT insert a new subitem block here or further down. Go up to a hatched marker cell to do this.
Note on Q184: Thomas Sammut: Updated as advised by Clint
Note on A187: Michael Vella: DO NOT insert a new subitem block here or further down. Go up to a hatched marker cell to do this.
Note on AR187: Michael Vella: DO NOT insert a new subitem block here or further down. Go up to a hatched marker cell to do this.
Note on A488: Michael Vella: DO NOT insert a new subitem block here or further down. Go up to a hatched marker cell to do this.
Note on AR488: Michael Vella: DO NOT insert a new subitem block here or further down. Go up to a hatched marker cell to do this.
Note on A509: Michael Vella: DO NOT insert a new subitem block here or further down. Go up to a hatched marker cell to do this.
Note on AR509: Michael Vella: DO NOT insert a new subitem block here or further down. Go up to a hatched marker cell to do this.
Note on A591: Michael Vella: DO NOT insert a new subitem block here or further down. Go up to a hatched marker cell to do this.
Note on AR591: Michael Vella: DO NOT insert a new subitem block here or further down. Go up to a hatched marker cell to do this.
Note on A2163: Thomas Sammut: Quantities in column C
Note on AR2163: Thomas Sammut: Quantities in column C
Note on Q5885: Thomas Sammut: Price from FBP - 1.6mm thickness
Note on Q5886: Thomas Sammut: Price from FBP
Note on Q5887: Thomas Sammut: Price from FBP
Note on A7073: Thomas Sammut: New take offs by Umut - Original quantities in column C
Note on AR7073: Thomas Sammut: New take offs by Umut - Original quantities in column C
Note on A7131: Michael Vella: DO NOT insert a new subitem block here or further down. Go up to a hatched marker cell to do this.
Note on AR7131: Michael Vella: DO NOT insert a new subitem block here or further down. Go up to a hatched marker cell to do this.
Note on A7145: Michael Vella: DO NOT insert a new subitem block here or further down. Go up to a hatched marker cell to do this.
Note on AR7145: Michael Vella: DO NOT insert a new subitem block here or further down. Go up to a hatched marker cell to do this.
Note on A7758: Michael Vella: DO NOT insert a new subitem block here or further down. Go up to a hatched marker cell to do this.
Note on AR7758: Michael Vella: DO NOT insert a new subitem block here or further down. Go up to a hatched marker cell to do this.
Note on Q10869: Thomas Sammut: See items at level 2 in green for lbour hours of cable containment
Note on AK11461: Michael Vella: This cell should be exactly equal to the MU SUMMARY TOTAL.
Note on AH11473: Michael Vella: This discrepancy must be small
Note on AJ11473: Michael Vella: This discrepancy must be small
Note on AK11473: Michael Vella: This discrepancy must be small

## Fire_Stopping_Est
| CLIENT: | 1 | Quintano Foods Ltd. |  | 0 |  |  | 1 | 1 | 1 | 1 | 1 | 1 | 1 |  | € | R/Lab Cont | R | 0.9 | BOQ | INCL | MULT | AREA | BOQ | TDWG | ACT | DIFF
| PROJECT: | 1 | Warehouse at tal-Handaq, Qormi |  | Electrical |  |  | 2 | 1 | 1 | 1 | 1 | 1 | 1 |  | 0 | mu_A | 1.2313 | 33.8127
| JOB DESC: | 1 | Electrical and ELV installations (Rev A) |  | ELV Installation (NAS Ltd) |  |  | 3 | 1 | 1 | 1 | 1 | 1 | 1 |  | 0 | mu_B | 1.1287 | 30.995
| QUOTE No: | 1 | EL25-0062A |  | Lightning Protection System (MCE Ltd) |  |  | 4 | 1 | 1 | 1 | 1 | 1 | 1 |  | 0 | mu_C | 1.1287 | 30.995
| CLIENTs REF: | 1 | Tender |  | Controls ECA |  |  | 5 | 1 | 1 | 1 | 1 | 1 | 1 |  | 0 | mu_D | 1.2313 | 53.3418
| VAT/DUTIES: | 1 | VAT EXCL. |  | Testing and Commissiong |  |  | 6 | 1 | 1 | 1 | 1 | 1 | 1 |  | 0 | mu_E | 1.2313 | 65.1627
| SAVED ON: | 1 | 2007-10-09 |  | Fire Stopping rates |  |  | 7 | 1 | 1 | 1 | 1 | 1 | 0 |  | 0 | mu_F | 1.2313 | 33.8127
| ESTIMATOR: | 1 | T.Sammut |  | Main Equipment (Gen Set / Main Switchboards) |  |  | 8 | 1 | 1 | 1 | 1 | 1 | 0 |  | 0 | mu_G | 1.18 | 32.4038
| LABOUR RATE: | 1 | 27.46 |  | DBs and Changeover |  |  | 9 | 1 | 1 | 1 | 1 | 1 | 0 |  | 0 | mu_H | 1.18 | 32.4038
|  | 1 |  |  | Armoured Cables |  |  | 10 | 1 | 1 | 1 | 1 | 1 | 1 |  | 0 | mu_I | 1.18 | 32.4038
|  | 1 |  |  | 0 | [10 empty] | 0 | mu_J | 0 | 0
|  | 1 |  |  | 0 | [10 empty] | 0 | MIXED | MAT MU | LAB RATE
[6 empty] | ISELL | C_CODE | MAKE | PART_NO | MARKUP | TYPE | LIST_P | P_FACT | FIX | DATE | %Dsct in BOQ | MU TYPE | MAT MU | LAB RATE | [13 empty] | Tot Mat Cost | Unit Lab phr. | Tot Lab phr. | < for ELM / MEE
TB
|  | t | Item: 2
|  |  | FIRE STOPPING | Rates quoted by Gledys updated by 50%
TB
|  | t | Item: 2
Fire stopping of all services through fire compartments including all supplies of firestopping intumescent blocks, fire rated expanding foam, intumescent mastic, intumescent pillows, etc. for a complete installation. Fire stopping shall be done from both sides of the fire compartment.
|  |  |  | Sell Rate | Sell Total |  |  |  |  | IB | [17 empty] | U_M_Sell | T_M_Sell | U_L_Sell | T_L_Sell | Total_Sell | T_M_Cost | T_L_Phr | Mat/Lab=1
5 | No |  | Item: 2.001 | 57.02 | 285.1 | ISELL |  |  |  | mu_F | ITEM | [7 empty] | mu: 1.23 | [8 empty] | 11.38 | 56.9 | 45.64 | 228.2 | 285.1 | 46.2 | 6.75 | 264.75
|  |  | 150 x 150 mm | [6 empty] | n
5 | LS |  | FIRE BARRIERS | 150 x 150 mm |  | FIBA_001 | 726 | (__) | [5 empty] | 3 |  | 9.24 | 46.2 | 1.5 | 6.75 |  |  | 2
[17 empty] | 0 |  | 0
d> | 0 |  |  |  |  | ICOST |  |  |  | mu_F | ITEM | [5 empty] | 46.2 |  | 6.75
|  |  |  | Sell Rate | Sell Total |  |  |  |  | IB | [17 empty] | U_M_Sell | T_M_Sell | U_L_Sell | T_L_Sell | Total_Sell | T_M_Cost | T_L_Phr | Mat/Lab=1
5 | No |  | Item: 2.002 | 55.75 | 278.75 | ISELL |  |  |  | mu_F | ITEM | [7 empty] | mu: 1.23 | [8 empty] | 10.1 | 50.5 | 45.65 | 228.25 | 278.75 | 41.03 | 6.75 | 238.9
|  |  | 200 x 100 mm | [6 empty] | n
5 | LS |  | FIRE BARRIERS | 200 x 100 mm |  | FIBA_001 | 726 | (__) | [5 empty] | 3 |  | 8.206 | 41.03 | 1.5 | 6.75 |  |  | 2
[17 empty] | 0 |  | 0
d> | 0 |  |  |  |  | ICOST |  |  |  | mu_F | ITEM | [5 empty] | 41.03 |  | 6.75
|  |  |  | Sell Rate | Sell Total |  |  |  |  | IB | [17 empty] | U_M_Sell | T_M_Sell | U_L_Sell | T_L_Sell | Total_Sell | T_M_Cost | T_L_Phr | Mat/Lab=1
5 | No |  | Item: 2.003 | 65.87 | 329.35 | ISELL |  |  |  | mu_F | ITEM | [7 empty] | mu: 1.23 | [8 empty] | 20.22 | 101.1 | 45.65 | 228.25 | 329.35 | 82.12 | 6.75 | 444.35
|  |  | 200 x 200 mm | [6 empty] | n
5 | LS |  | FIRE BARRIERS | 200 x 200 mm |  | FIBA_001 | 726 | (__) | [5 empty] | 3 |  | 16.423 | 82.115 | 1.5 | 6.75 |  |  | 2
[17 empty] | 0 |  | 0
d> | 0 |  |  |  |  | ICOST |  |  |  | mu_F | ITEM | [5 empty] | 82.115 |  | 6.75
|  |  |  | Sell Rate | Sell Total |  |  |  |  | IB | [17 empty] | U_M_Sell | T_M_Sell | U_L_Sell | T_L_Sell | Total_Sell | T_M_Cost | T_L_Phr | Mat/Lab=1
5 | No |  | Item: 2.004 | 60.8 | 304 | ISELL |  |  |  | mu_F | ITEM | [7 empty] | mu: 1.23 | [8 empty] | 15.16 | 75.8 | 45.64 | 228.2 | 304 | 61.55 | 6.75 | 341.5
|  |  | 300 x 100 mm | [6 empty] | n
5 | LS |  | FIRE BARRIERS | 300 x 100 mm |  | FIBA_001 | 726 | (__) | [5 empty] | 3 |  | 12.309 | 61.545 | 1.5 | 6.75 |  |  | 2
[17 empty] | 0 |  | 0
d> | 0 |  |  |  |  | ICOST |  |  |  | mu_F | ITEM | [5 empty] | 61.545 |  | 6.75
|  |  |  | Sell Rate | Sell Total |  |  |  |  | IB | [17 empty] | U_M_Sell | T_M_Sell | U_L_Sell | T_L_Sell | Total_Sell | T_M_Cost | T_L_Phr | Mat/Lab=1
5 | No |  | Item: 2.005 | 75.97 | 379.85 | ISELL |  |  |  | mu_F | ITEM | [7 empty] | mu: 1.23 | [8 empty] | 30.33 | 151.65 | 45.64 | 228.2 | 379.85 | 123.15 | 6.75 | 649.5
|  |  | 300 x 200 mm | [6 empty] | n
5 | LS |  | FIRE BARRIERS | 300 x 200 mm |  | FIBA_001 | 726 | (__) | [5 empty] | 3 |  | 24.629 | 123.145 | 1.5 | 6.75 |  |  | 2
[17 empty] | 0 |  | 0
d> | 0 |  |  |  |  | ICOST |  |  |  | mu_F | ITEM | [5 empty] | 123.145 |  | 6.75
|  |  |  | Sell Rate | Sell Total |  |  |  |  | IB | [17 empty] | U_M_Sell | T_M_Sell | U_L_Sell | T_L_Sell | Total_Sell | T_M_Cost | T_L_Phr | Mat/Lab=1
5 | No |  | Item: 2.006 | 91.13 | 455.65 | ISELL |  |  |  | mu_F | ITEM | [7 empty] | mu: 1.23 | [8 empty] | 45.48 | 227.4 | 45.65 | 228.25 | 455.65 | 184.69 | 6.75 | 957.2
|  |  | 300 x 300 mm | [6 empty] | n
5 | LS |  | FIRE BARRIERS | 300 x 300 mm |  | FIBA_001 | 726 | (__) | [5 empty] | 3 |  | 36.938 | 184.69 | 1.5 | 6.75 |  |  | 2
[17 empty] | 0 |  | 0
d> | 0 |  |  |  |  | ICOST |  |  |  | mu_F | ITEM | [5 empty] | 184.69 |  | 6.75
|  |  |  | Sell Rate | Sell Total |  |  |  |  | IB | [17 empty] | U_M_Sell | T_M_Sell | U_L_Sell | T_L_Sell | Total_Sell | T_M_Cost | T_L_Phr | Mat/Lab=1
5 | No |  | Item: 2.007 | 65.87 | 329.35 | ISELL |  |  |  | mu_F | ITEM | [7 empty] | mu: 1.23 | [8 empty] | 20.22 | 101.1 | 45.65 | 228.25 | 329.35 | 82.12 | 6.75 | 444.35
|  |  | 400 x 100 mm | [6 empty] | n
5 | LS |  | FIRE BARRIERS | 400 x 100 mm |  | FIBA_001 | 726 | (__) | [5 empty] | 3 |  | 16.423 | 82.115 | 1.5 | 6.75 |  |  | 2
[17 empty] | 0 |  | 0
d> | 0 |  |  |  |  | ICOST |  |  |  | mu_F | ITEM | [5 empty] | 82.115 |  | 6.75
|  |  |  | Sell Rate | Sell Total |  |  |  |  | IB | [17 empty] | U_M_Sell | T_M_Sell | U_L_Sell | T_L_Sell | Total_Sell | T_M_Cost | T_L_Phr | Mat/Lab=1
5 | No |  | Item: 2.008 | 86.08 | 430.4 | ISELL |  |  |  | mu_F | ITEM | [7 empty] | mu: 1.23 | [8 empty] | 40.43 | 202.15 | 45.65 | 228.25 | 430.4 | 164.18 | 6.75 | 854.65
|  |  | 400 x 200 mm | [6 empty] | n
5 | LS |  | FIRE BARRIERS | 400 x 200 mm |  | FIBA_001 | 726 | (__) | [5 empty] | 3 |  | 32.835 | 164.175 | 1.5 | 6.75 |  |  | 2
[17 empty] | 0 |  | 0
d> | 0 |  |  |  |  | ICOST |  |  |  | mu_F | ITEM | [5 empty] | 164.175 |  | 6.75
|  |  |  | Sell Rate | Sell Total |  |  |  |  | IB | [17 empty] | U_M_Sell | T_M_Sell | U_L_Sell | T_L_Sell | Total_Sell | T_M_Cost | T_L_Phr | Mat/Lab=1
5 | No |  | Item: 2.009 | 106.3 | 531.5 | ISELL |  |  |  | mu_F | ITEM | [7 empty] | mu: 1.23 | [8 empty] | 60.65 | 303.25 | 45.65 | 228.25 | 531.5 | 246.29 | 6.75 | 1265.2
|  |  | 400 x 300 mm | [6 empty] | n
5 | LS |  | FIRE BARRIERS | 400 x 300 mm |  | FIBA_001 | 726 | (__) | [5 empty] | 3 |  | 49.258 | 246.29 | 1.5 | 6.75 |  |  | 2
[17 empty] | 0 |  | 0
d> | 0 |  |  |  |  | ICOST |  |  |  | mu_F | ITEM | [5 empty] | 246.29 |  | 6.75
|  |  |  | Sell Rate | Sell Total |  |  |  |  | IB | [17 empty] | U_M_Sell | T_M_Sell | U_L_Sell | T_L_Sell | Total_Sell | T_M_Cost | T_L_Phr | Mat/Lab=1
5 | No |  | Item: 2.01 | 126.51 | 632.55 | ISELL |  |  |  | mu_F | ITEM | [7 empty] | mu: 1.23 | [8 empty] | 80.86 | 404.3 | 45.65 | 228.25 | 632.55 | 328.35 | 6.75 | 1675.5
|  |  | 400 x 400 mm | [6 empty] | n
5 | LS |  | FIRE BARRIERS | 400 x 400 mm |  | FIBA_001 | 726 | (__) | [5 empty] | 3 |  | 65.67 | 328.35 | 1.5 | 6.75 |  |  | 2
[17 empty] | 0 |  | 0
d> | 0 |  |  |  |  | ICOST |  |  |  | mu_F | ITEM | [5 empty] | 328.35 |  | 6.75
|  |  |  | Sell Rate | Sell Total |  |  |  |  | IB | [17 empty] | U_M_Sell | T_M_Sell | U_L_Sell | T_L_Sell | Total_Sell | T_M_Cost | T_L_Phr | Mat/Lab=1
5 | No |  | Item: 2.011 | 70.92 | 354.6 | ISELL |  |  |  | mu_F | ITEM | [7 empty] | mu: 1.23 | [8 empty] | 25.27 | 126.35 | 45.65 | 228.25 | 354.6 | 102.63 | 6.75 | 546.9
|  |  | 500 x 100 mm | [6 empty] | n
5 | LS |  | FIRE BARRIERS | 500 x 100 mm |  | FIBA_001 | 726 | (__) | [5 empty] | 3 |  | 20.526 | 102.63 | 1.5 | 6.75 |  |  | 2
[17 empty] | 0 |  | 0
d> | 0 |  |  |  |  | ICOST |  |  |  | mu_F | ITEM | [5 empty] | 102.63 |  | 6.75
|  |  |  | Sell Rate | Sell Total |  |  |  |  | IB | [17 empty] | U_M_Sell | T_M_Sell | U_L_Sell | T_L_Sell | Total_Sell | T_M_Cost | T_L_Phr | Mat/Lab=1
5 | No |  | Item: 2.012 | 96.18 | 480.9 | ISELL |  |  |  | mu_F | ITEM | [7 empty] | mu: 1.23 | [8 empty] | 50.54 | 252.7 | 45.64 | 228.2 | 480.9 | 205.21 | 6.75 | 1059.8
|  |  | 500 x 200 mm | [6 empty] | n
5 | LS |  | FIRE BARRIERS | 500 x 200 mm |  | FIBA_001 | 726 | (__) | [5 empty] | 3 |  | 41.041 | 205.205 | 1.5 | 6.75 |  |  | 2
[17 empty] | 0 |  | 0
d> | 0 |  |  |  |  | ICOST |  |  |  | mu_F | ITEM | [5 empty] | 205.205 |  | 6.75
|  |  |  | Sell Rate | Sell Total |  |  |  |  | IB | [17 empty] | U_M_Sell | T_M_Sell | U_L_Sell | T_L_Sell | Total_Sell | T_M_Cost | T_L_Phr | Mat/Lab=1
5 | No |  | Item: 2.013 | 121.46 | 607.3 | ISELL |  |  |  | mu_F | ITEM | [7 empty] | mu: 1.23 | [8 empty] | 75.81 | 379.05 | 45.65 | 228.25 | 607.3 | 307.84 | 6.75 | 1572.95
|  |  | 500 x 300 mm | [6 empty] | n
5 | LS |  | FIRE BARRIERS | 500 x 300 mm |  | FIBA_001 | 726 | (__) | [5 empty] | 3 |  | 61.567 | 307.835 | 1.5 | 6.75 |  |  | 2
[17 empty] | 0 |  | 0
d> | 0 |  |  |  |  | ICOST |  |  |  | mu_F | ITEM | [5 empty] | 307.835 |  | 6.75
|  |  |  | Sell Rate | Sell Total |  |  |  |  | IB | [17 empty] | U_M_Sell | T_M_Sell | U_L_Sell | T_L_Sell | Total_Sell | T_M_Cost | T_L_Phr | Mat/Lab=1
5 | No |  | Item: 2.014 | 146.73 | 733.65 | ISELL |  |  |  | mu_F | ITEM | [7 empty] | mu: 1.23 | [8 empty] | 101.08 | 505.4 | 45.65 | 228.25 | 733.65 | 410.47 | 6.75 | 2086.1
|  |  | 500 x 400 mm | [6 empty] | n
5 | LS |  | FIRE BARRIERS | 500 x 400 mm |  | FIBA_001 | 726 | (__) | [5 empty] | 3 |  | 82.093 | 410.465 | 1.5 | 6.75 |  |  | 2
[17 empty] | 0 |  | 0
d> | 0 |  |  |  |  | ICOST |  |  |  | mu_F | ITEM | [5 empty] | 410.465 |  | 6.75
|  |  |  | Sell Rate | Sell Total |  |  |  |  | IB | [17 empty] | U_M_Sell | T_M_Sell | U_L_Sell | T_L_Sell | Total_Sell | T_M_Cost | T_L_Phr | Mat/Lab=1
5 | No |  | Item: 2.015 | 171.99 | 859.95 | ISELL |  |  |  | mu_F | ITEM | [7 empty] | mu: 1.23 | [8 empty] | 126.35 | 631.75 | 45.64 | 228.2 | 859.95 | 513.04 | 6.75 | 2598.95
|  |  | 500 x 500 mm | [6 empty] | n
5 | LS |  | FIRE BARRIERS | 500 x 500 mm |  | FIBA_001 | 726 | (__) | [5 empty] | 3 |  | 102.608 | 513.04 | 1.5 | 6.75 |  |  | 2
[17 empty] | 0 |  | 0
d> | 0 |  |  |  |  | ICOST |  |  |  | mu_F | ITEM | [5 empty] | 513.04 |  | 6.75
|  |  |  | Sell Rate | Sell Total |  |  |  |  | IB | [17 empty] | U_M_Sell | T_M_Sell | U_L_Sell | T_L_Sell | Total_Sell | T_M_Cost | T_L_Phr | Mat/Lab=1
5 | No |  | Item: 2.016 | 91.19 | 455.95 | ISELL |  |  |  | mu_F | ITEM | [7 empty] | mu: 1.23 | [8 empty] | 30.33 | 151.65 | 60.86 | 304.3 | 455.95 | 123.15 | 9 | 660.75
|  |  | 600 x 100 mm | [6 empty] | n
5 | LS |  | FIRE BARRIERS | 600 x 100 mm |  | FIBA_001 | 726 | (__) | [5 empty] | 3 |  | 24.629 | 123.145 | 2 | 9 |  |  | 3
[17 empty] | 0 |  | 0
d> | 0 |  |  |  |  | ICOST |  |  |  | mu_F | ITEM | [5 empty] | 123.145 |  | 9
|  |  |  | Sell Rate | Sell Total |  |  |  |  | IB | [17 empty] | U_M_Sell | T_M_Sell | U_L_Sell | T_L_Sell | Total_Sell | T_M_Cost | T_L_Phr | Mat/Lab=1
5 | No |  | Item: 2.017 | 121.52 | 607.6 | ISELL |  |  |  | mu_F | ITEM | [7 empty] | mu: 1.23 | [8 empty] | 60.65 | 303.25 | 60.87 | 304.35 | 607.6 | 246.29 | 9 | 1276.45
|  |  | 600 x 200 mm | [6 empty] | n
5 | LS |  | FIRE BARRIERS | 600 x 200 mm |  | FIBA_001 | 726 | (__) | [5 empty] | 3 |  | 49.258 | 246.29 | 2 | 9 |  |  | 3
[17 empty] | 0 |  | 0
d> | 0 |  |  |  |  | ICOST |  |  |  | mu_F | ITEM | [5 empty] | 246.29 |  | 9
|  |  |  | Sell Rate | Sell Total |  |  |  |  | IB | [17 empty] | U_M_Sell | T_M_Sell | U_L_Sell | T_L_Sell | Total_Sell | T_M_Cost | T_L_Phr | Mat/Lab=1
5 | No |  | Item: 2.018 | 151.83 | 759.15 | ISELL |  |  |  | mu_F | ITEM | [7 empty] | mu: 1.23 | [8 empty] | 90.97 | 454.85 | 60.86 | 304.3 | 759.15 | 369.38 | 9 | 1891.9
|  |  | 600 x 300 mm | [6 empty] | n
5 | LS |  | FIRE BARRIERS | 600 x 300 mm |  | FIBA_001 | 726 | (__) | [5 empty] | 3 |  | 73.876 | 369.38 | 2 | 9 |  |  | 3
[17 empty] | 0 |  | 0
d> | 0 |  |  |  |  | ICOST |  |  |  | mu_F | ITEM | [5 empty] | 369.38 |  | 9
|  |  |  | Sell Rate | Sell Total |  |  |  |  | IB | [17 empty] | U_M_Sell | T_M_Sell | U_L_Sell | T_L_Sell | Total_Sell | T_M_Cost | T_L_Phr | Mat/Lab=1
5 | No |  | Item: 2.019 | 182.16 | 910.8 | ISELL |  |  |  | mu_F | ITEM | [7 empty] | mu: 1.23 | [8 empty] | 121.29 | 606.45 | 60.87 | 304.35 | 910.8 | 492.53 | 9 | 2507.65
|  |  | 600 x 400 mm | [6 empty] | n
5 | LS |  | FIRE BARRIERS | 600 x 400 mm |  | FIBA_001 | 726 | (__) | [5 empty] | 3 |  | 98.505 | 492.525 | 2 | 9 |  |  | 3
[17 empty] | 0 |  | 0
d> | 0 |  |  |  |  | ICOST |  |  |  | mu_F | ITEM | [5 empty] | 492.525 |  | 9
|  |  |  | Sell Rate | Sell Total |  |  |  |  | IB | [17 empty] | U_M_Sell | T_M_Sell | U_L_Sell | T_L_Sell | Total_Sell | T_M_Cost | T_L_Phr | Mat/Lab=1
5 | No |  | Item: 2.02 | 212.48 | 1062.4 | ISELL |  |  |  | mu_F | ITEM | [7 empty] | mu: 1.23 | [8 empty] | 151.62 | 758.1 | 60.86 | 304.3 | 1062.4 | 615.67 | 9 | 3123.35
|  |  | 600 x 500 mm | [6 empty] | n
5 | LS |  | FIRE BARRIERS | 600 x 500 mm |  | FIBA_001 | 726 | (__) | [5 empty] | 3 |  | 123.134 | 615.67 | 2 | 9 |  |  | 3
[17 empty] | 0 |  | 0
d> | 0 |  |  |  |  | ICOST |  |  |  | mu_F | ITEM | [5 empty] | 615.67 |  | 9
|  |  |  | Sell Rate | Sell Total |  |  |  |  | IB | [17 empty] | U_M_Sell | T_M_Sell | U_L_Sell | T_L_Sell | Total_Sell | T_M_Cost | T_L_Phr | Mat/Lab=1
5 | No |  | Item: 2.021 | 242.81 | 1214.05 | ISELL |  |  |  | mu_F | ITEM | [7 empty] | mu: 1.23 | [8 empty] | 181.95 | 909.75 | 60.86 | 304.3 | 1214.05 | 738.82 | 9 | 3739.1
|  |  | 600 x 600 mm | [6 empty] | n
5 | LS |  | FIRE BARRIERS | 600 x 600 mm |  | FIBA_001 | 726 | (__) | [5 empty] | 3 |  | 147.763 | 738.815 | 2 | 9 |  |  | 3
[17 empty] | 0 |  | 0
d> | 0 |  |  |  |  | ICOST |  |  |  | mu_F | ITEM | [5 empty] | 738.815 |  | 9
|  |  |  | Sell Rate | Sell Total |  |  |  |  | IB | [17 empty] | U_M_Sell | T_M_Sell | U_L_Sell | T_L_Sell | Total_Sell | T_M_Cost | T_L_Phr | Mat/Lab=1
5 | No |  | Item: 2.022 | 96.24 | 481.2 | ISELL |  |  |  | mu_F | ITEM | [7 empty] | mu: 1.23 | [8 empty] | 35.38 | 176.9 | 60.86 | 304.3 | 481.2 | 143.66 | 9 | 763.3
|  |  | 700 x 100 mm | [6 empty] | n
5 | LS |  | FIRE BARRIERS | 700 x 100 mm |  | FIBA_001 | 726 | (__) | [5 empty] | 3 |  | 28.732 | 143.66 | 2 | 9 |  |  | 3
[17 empty] | 0 |  | 0
d> | 0 |  |  |  |  | ICOST |  |  |  | mu_F | ITEM | [5 empty] | 143.66 |  | 9
|  |  |  | Sell Rate | Sell Total |  |  |  |  | IB | [17 empty] | U_M_Sell | T_M_Sell | U_L_Sell | T_L_Sell | Total_Sell | T_M_Cost | T_L_Phr | Mat/Lab=1
5 | No |  | Item: 2.023 | 131.62 | 658.1 | ISELL |  |  |  | mu_F | ITEM | [7 empty] | mu: 1.23 | [8 empty] | 70.76 | 353.8 | 60.86 | 304.3 | 658.1 | 287.32 | 9 | 1481.6
|  |  | 700 x 200 mm | [6 empty] | n
5 | LS |  | FIRE BARRIERS | 700 x 200 mm |  | FIBA_001 | 726 | (__) | [5 empty] | 3 |  | 57.464 | 287.32 | 2 | 9 |  |  | 3
[17 empty] | 0 |  | 0
d> | 0 |  |  |  |  | ICOST |  |  |  | mu_F | ITEM | [5 empty] | 287.32 |  | 9
|  |  |  | Sell Rate | Sell Total |  |  |  |  | IB | [17 empty] | U_M_Sell | T_M_Sell | U_L_Sell | T_L_Sell | Total_Sell | T_M_Cost | T_L_Phr | Mat/Lab=1
5 | No |  | Item: 2.024 | 205.6 | 1028 | ISELL |  |  |  | mu_F | ITEM | [7 empty] | mu: 1.23 | [8 empty] | 144.73 | 723.65 | 60.87 | 304.35 | 1028 | 587.7 | 9 | 2983.5
|  |  | 700 x 300 mm | [6 empty] | n
5 | LS |  | FIRE BARRIERS | 700 x 300 mm |  | FIBA_001 | 726 | (__) | [5 empty] | 3 |  | 117.54 | 587.7 | 2 | 9 |  |  | 3
[17 empty] | 0 |  | 0
d> | 0 |  |  |  |  | ICOST |  |  |  | mu_F | ITEM | [5 empty] | 587.7 |  | 9
|  |  |  | Sell Rate | Sell Total |  |  |  |  | IB | [17 empty] | U_M_Sell | T_M_Sell | U_L_Sell | T_L_Sell | Total_Sell | T_M_Cost | T_L_Phr | Mat/Lab=1
5 | No |  | Item: 2.025 | 253.84 | 1269.2 | ISELL |  |  |  | mu_F | ITEM | [7 empty] | mu: 1.23 | [8 empty] | 192.98 | 964.9 | 60.86 | 304.3 | 1269.2 | 783.6 | 9 | 3963
|  |  | 700 x 400 mm | [6 empty] | n
5 | LS |  | FIRE BARRIERS | 700 x 400 mm |  | FIBA_001 | 726 | (__) | [5 empty] | 3 |  | 156.72 | 783.6 | 2 | 9 |  |  | 3
[17 empty] | 0 |  | 0
d> | 0 |  |  |  |  | ICOST |  |  |  | mu_F | ITEM | [5 empty] | 783.6 |  | 9
|  |  |  | Sell Rate | Sell Total |  |  |  |  | IB | [17 empty] | U_M_Sell | T_M_Sell | U_L_Sell | T_L_Sell | Total_Sell | T_M_Cost | T_L_Phr | Mat/Lab=1
5 | No |  | Item: 2.026 | 302.06 | 1510.3 | ISELL |  |  |  | mu_F | ITEM | [7 empty] | mu: 1.23 | [8 empty] | 241.2 | 1206 | 60.86 | 304.3 | 1510.3 | 979.43 | 9 | 4942.15
|  |  | 700 x 500 mm | [6 empty] | n
5 | LS |  | FIRE BARRIERS | 700 x 500 mm |  | FIBA_001 | 726 | (__) | [5 empty] | 3 |  | 195.885 | 979.425 | 2 | 9 |  |  | 3
[17 empty] | 0 |  | 0
d> | 0 |  |  |  |  | ICOST |  |  |  | mu_F | ITEM | [5 empty] | 979.425 |  | 9
|  |  |  | Sell Rate | Sell Total |  |  |  |  | IB | [17 empty] | U_M_Sell | T_M_Sell | U_L_Sell | T_L_Sell | Total_Sell | T_M_Cost | T_L_Phr | Mat/Lab=1
5 | No |  | Item: 2.027 | 273.12 | 1365.6 | ISELL |  |  |  | mu_F | ITEM | [7 empty] | mu: 1.23 | [8 empty] | 212.26 | 1061.3 | 60.86 | 304.3 | 1365.6 | 861.91 | 9 | 4354.55
|  |  | 700 x 600 mm | [6 empty] | n
5 | LS |  | FIRE BARRIERS | 700 x 600 mm |  | FIBA_001 | 726 | (__) | [5 empty] | 3 |  | 172.381 | 861.905 | 2 | 9 |  |  | 3
[17 empty] | 0 |  | 0
d> | 0 |  |  |  |  | ICOST |  |  |  | mu_F | ITEM | [5 empty] | 861.905 |  | 9
|  |  |  | Sell Rate | Sell Total |  |  |  |  | IB | [17 empty] | U_M_Sell | T_M_Sell | U_L_Sell | T_L_Sell | Total_Sell | T_M_Cost | T_L_Phr | Mat/Lab=1
5 | No |  | Item: 2.028 | 141.73 | 708.65 | ISELL |  |  |  | mu_F | ITEM | [7 empty] | mu: 1.23 | [8 empty] | 80.86 | 404.3 | 60.87 | 304.35 | 708.65 | 328.35 | 9 | 1686.75
|  |  | 800 x 200 mm | [6 empty] | n
5 | LS |  | FIRE BARRIERS | 800 x 200 mm |  | FIBA_001 | 726 | (__) | [5 empty] | 3 |  | 65.67 | 328.35 | 2 | 9 |  |  | 3
[17 empty] | 0 |  | 0
d> | 0 |  |  |  |  | ICOST |  |  |  | mu_F | ITEM | [5 empty] | 328.35 |  | 9
|  |  |  | Sell Rate | Sell Total |  |  |  |  | IB | [17 empty] | U_M_Sell | T_M_Sell | U_L_Sell | T_L_Sell | Total_Sell | T_M_Cost | T_L_Phr | Mat/Lab=1
5 | No |  | Item: 2.029 | 182.16 | 910.8 | ISELL |  |  |  | mu_F | ITEM | [7 empty] | mu: 1.23 | [8 empty] | 121.29 | 606.45 | 60.87 | 304.35 | 910.8 | 492.53 | 9 | 2507.65
|  |  | 800 x 300 mm | [6 empty] | n
5 | LS |  | FIRE BARRIERS | 800 x 300 mm |  | FIBA_001 | 726 | (__) | [5 empty] | 3 |  | 98.505 | 492.525 | 2 | 9 |  |  | 3
[17 empty] | 0 |  | 0
d> | 0 |  |  |  |  | ICOST |  |  |  | mu_F | ITEM | [5 empty] | 492.525 |  | 9
|  |  |  | Sell Rate | Sell Total |  |  |  |  | IB | [17 empty] | U_M_Sell | T_M_Sell | U_L_Sell | T_L_Sell | Total_Sell | T_M_Cost | T_L_Phr | Mat/Lab=1
5 | No |  | Item: 2.03 | 222.59 | 1112.95 | ISELL |  |  |  | mu_F | ITEM | [7 empty] | mu: 1.23 | [8 empty] | 161.72 | 808.6 | 60.87 | 304.35 | 1112.95 | 656.7 | 9 | 3328.5
|  |  | 800 x 400 mm | [6 empty] | n
5 | LS |  | FIRE BARRIERS | 800 x 400 mm |  | FIBA_001 | 726 | (__) | [5 empty] | 3 |  | 131.34 | 656.7 | 2 | 9 |  |  | 3
[17 empty] | 0 |  | 0
d> | 0 |  |  |  |  | ICOST |  |  |  | mu_F | ITEM | [5 empty] | 656.7 |  | 9
|  |  |  | Sell Rate | Sell Total |  |  |  |  | IB | [17 empty] | U_M_Sell | T_M_Sell | U_L_Sell | T_L_Sell | Total_Sell | T_M_Cost | T_L_Phr | Mat/Lab=1
5 | No |  | Item: 2.031 | 263.02 | 1315.1 | ISELL |  |  |  | mu_F | ITEM | [7 empty] | mu: 1.23 | [8 empty] | 202.16 | 1010.8 | 60.86 | 304.3 | 1315.1 | 820.88 | 9 | 4149.4
|  |  | 800 x 500 mm | [6 empty] | n
5 | LS |  | FIRE BARRIERS | 800 x 500 mm |  | FIBA_001 | 726 | (__) | [5 empty] | 3 |  | 164.175 | 820.875 | 2 | 9 |  |  | 3
[17 empty] | 0 |  | 0
d> | 0 |  |  |  |  | ICOST |  |  |  | mu_F | ITEM | [5 empty] | 820.875 |  | 9
|  |  |  | Sell Rate | Sell Total |  |  |  |  | IB | [17 empty] | U_M_Sell | T_M_Sell | U_L_Sell | T_L_Sell | Total_Sell | T_M_Cost | T_L_Phr | Mat/Lab=1
5 | No |  | Item: 2.032 | 167.05 | 835.25 | ISELL |  |  |  | mu_F | ITEM | [7 empty] | mu: 1.23 | [8 empty] | 90.97 | 454.85 | 76.08 | 380.4 | 835.25 | 369.38 | 11.25 | 1903.15
|  |  | 900 x 200 mm | [6 empty] | n
5 | LS |  | FIRE BARRIERS | 900 x 200 mm |  | FIBA_001 | 726 | (__) | [5 empty] | 3 |  | 73.876 | 369.38 | 2.5 | 11.25 |  |  | 4
[17 empty] | 0 |  | 0
d> | 0 |  |  |  |  | ICOST |  |  |  | mu_F | ITEM | [5 empty] | 369.38 |  | 11.25
|  |  |  | Sell Rate | Sell Total |  |  |  |  | IB | [17 empty] | U_M_Sell | T_M_Sell | U_L_Sell | T_L_Sell | Total_Sell | T_M_Cost | T_L_Phr | Mat/Lab=1
5 | No |  | Item: 2.033 | 212.53 | 1062.65 | ISELL |  |  |  | mu_F | ITEM | [7 empty] | mu: 1.23 | [8 empty] | 136.45 | 682.25 | 76.08 | 380.4 | 1062.65 | 554.07 | 11.25 | 2826.6
|  |  | 900 x 300 mm | [6 empty] | n
5 | LS |  | FIRE BARRIERS | 900 x 300 mm |  | FIBA_001 | 726 | (__) | [5 empty] | 3 |  | 110.814 | 554.07 | 2.5 | 11.25 |  |  | 4
[17 empty] | 0 |  | 0
d> | 0 |  |  |  |  | ICOST |  |  |  | mu_F | ITEM | [5 empty] | 554.07 |  | 11.25
|  |  |  | Sell Rate | Sell Total |  |  |  |  | IB | [17 empty] | U_M_Sell | T_M_Sell | U_L_Sell | T_L_Sell | Total_Sell | T_M_Cost | T_L_Phr | Mat/Lab=1
5 | No |  | Item: 2.034 | 258.03 | 1290.15 | ISELL |  |  |  | mu_F | ITEM | [7 empty] | mu: 1.23 | [8 empty] | 181.95 | 909.75 | 76.08 | 380.4 | 1290.15 | 738.82 | 11.25 | 3750.35
|  |  | 900 x 400 mm | [6 empty] | n
5 | LS |  | FIRE BARRIERS | 900 x 400 mm |  | FIBA_001 | 726 | (__) | [5 empty] | 3 |  | 147.763 | 738.815 | 2.5 | 11.25 |  |  | 4
[17 empty] | 0 |  | 0
d> | 0 |  |  |  |  | ICOST |  |  |  | mu_F | ITEM | [5 empty] | 738.815 |  | 11.25
|  |  |  | Sell Rate | Sell Total |  |  |  |  | IB | [17 empty] | U_M_Sell | T_M_Sell | U_L_Sell | T_L_Sell | Total_Sell | T_M_Cost | T_L_Phr | Mat/Lab=1
5 | No |  | Item: 2.035 | 303.51 | 1517.55 | ISELL |  |  |  | mu_F | ITEM | [7 empty] | mu: 1.23 | [8 empty] | 227.43 | 1137.15 | 76.08 | 380.4 | 1517.55 | 923.51 | 11.25 | 4673.8
|  |  | 900 x 500 mm | [6 empty] | n
5 | LS |  | FIRE BARRIERS | 900 x 500 mm |  | FIBA_001 | 726 | (__) | [5 empty] | 3 |  | 184.701 | 923.505 | 2.5 | 11.25 |  |  | 4
[17 empty] | 0 |  | 0
d> | 0 |  |  |  |  | ICOST |  |  |  | mu_F | ITEM | [5 empty] | 923.505 |  | 11.25
|  |  |  | Sell Rate | Sell Total |  |  |  |  | IB | [17 empty] | U_M_Sell | T_M_Sell | U_L_Sell | T_L_Sell | Total_Sell | T_M_Cost | T_L_Phr | Mat/Lab=1
5 | No |  | Item: 2.036 | 177.16 | 885.8 | ISELL |  |  |  | mu_F | ITEM | [7 empty] | mu: 1.23 | [8 empty] | 101.08 | 505.4 | 76.08 | 380.4 | 885.8 | 410.47 | 11.25 | 2108.6
|  |  | 1000 x 200 mm | [6 empty] | n
5 | LS |  | FIRE BARRIERS | 1000 x 200 mm |  | FIBA_001 | 726 | (__) | [5 empty] | 3 |  | 82.093 | 410.465 | 2.5 | 11.25 |  |  | 4
[17 empty] | 0 |  | 0
d> | 0 |  |  |  |  | ICOST |  |  |  | mu_F | ITEM | [5 empty] | 410.465 |  | 11.25
|  |  |  | Sell Rate | Sell Total |  |  |  |  | IB | [17 empty] | U_M_Sell | T_M_Sell | U_L_Sell | T_L_Sell | Total_Sell | T_M_Cost | T_L_Phr | Mat/Lab=1
5 | No |  | Item: 2.037 | 227.7 | 1138.5 | ISELL |  |  |  | mu_F | ITEM | [7 empty] | mu: 1.23 | [8 empty] | 151.62 | 758.1 | 76.08 | 380.4 | 1138.5 | 615.67 | 11.25 | 3134.6
|  |  | 1000 x 300 mm | [6 empty] | n
5 | LS |  | FIRE BARRIERS | 1000 x 300 mm |  | FIBA_001 | 726 | (__) | [5 empty] | 3 |  | 123.134 | 615.67 | 2.5 | 11.25 |  |  | 4
[17 empty] | 0 |  | 0
d> | 0 |  |  |  |  | ICOST |  |  |  | mu_F | ITEM | [5 empty] | 615.67 |  | 11.25
|  |  |  | Sell Rate | Sell Total |  |  |  |  | IB | [17 empty] | U_M_Sell | T_M_Sell | U_L_Sell | T_L_Sell | Total_Sell | T_M_Cost | T_L_Phr | Mat/Lab=1
5 | No |  | Item: 2.038 | 278.23 | 1391.15 | ISELL |  |  |  | mu_F | ITEM | [7 empty] | mu: 1.23 | [8 empty] | 202.16 | 1010.8 | 76.07 | 380.35 | 1391.15 | 820.88 | 11.25 | 4160.65
|  |  | 1000 x 400 mm | [6 empty] | n
5 | LS |  | FIRE BARRIERS | 1000 x 400 mm |  | FIBA_001 | 726 | (__) | [5 empty] | 3 |  | 164.175 | 820.875 | 2.5 | 11.25 |  |  | 4
[17 empty] | 0 |  | 0
d> | 0 |  |  |  |  | ICOST |  |  |  | mu_F | ITEM | [5 empty] | 820.875 |  | 11.25
|  |  |  | Sell Rate | Sell Total |  |  |  |  | IB | [17 empty] | U_M_Sell | T_M_Sell | U_L_Sell | T_L_Sell | Total_Sell | T_M_Cost | T_L_Phr | Mat/Lab=1
5 | No |  | Item: 2.039 | 328.77 | 1643.85 | ISELL |  |  |  | mu_F | ITEM | [7 empty] | mu: 1.23 | [8 empty] | 252.69 | 1263.45 | 76.08 | 380.4 | 1643.85 | 1026.08 | 11.25 | 5186.65
|  |  | 1000 x 500 mm | [6 empty] | n
5 | LS |  | FIRE BARRIERS | 1000 x 500 mm |  | FIBA_001 | 726 | (__) | [5 empty] | 3 |  | 205.216 | 1026.08 | 2.5 | 11.25 |  |  | 4
[17 empty] | 0 |  | 0
d> | 0 |  |  |  |  | ICOST |  |  |  | mu_F | ITEM | [5 empty] | 1026.08 |  | 11.25
|  |  |  | Sell Rate | Sell Total |  |  |  |  | IB | [17 empty] | U_M_Sell | T_M_Sell | U_L_Sell | T_L_Sell | Total_Sell | T_M_Cost | T_L_Phr | Mat/Lab=1
5 | No |  | Item: 2.04 | 202.48 | 1012.4 | ISELL |  |  |  | mu_F | ITEM | [7 empty] | mu: 1.23 | [8 empty] | 111.19 | 555.95 | 91.29 | 456.45 | 1012.4 | 451.5 | 13.5 | 2325
|  |  | 1100 x 200 mm | [6 empty] | n
5 | LS |  | FIRE BARRIERS | 1100 x 200 mm |  | FIBA_001 | 726 | (__) | [5 empty] | 3 |  | 90.299 | 451.495 | 3 | 13.5 |  |  | 5
[17 empty] | 0 |  | 0
d> | 0 |  |  |  |  | ICOST |  |  |  | mu_F | ITEM | [5 empty] | 451.495 |  | 13.5
|  |  |  | Sell Rate | Sell Total |  |  |  |  | IB | [17 empty] | U_M_Sell | T_M_Sell | U_L_Sell | T_L_Sell | Total_Sell | T_M_Cost | T_L_Phr | Mat/Lab=1
5 | No |  | Item: 2.041 | 258.07 | 1290.35 | ISELL |  |  |  | mu_F | ITEM | [7 empty] | mu: 1.23 | [8 empty] | 166.78 | 833.9 | 91.29 | 456.45 | 1290.35 | 677.22 | 13.5 | 3453.6
|  |  | 1100 x 300 mm | [6 empty] | n
5 | LS |  | FIRE BARRIERS | 1100 x 300 mm |  | FIBA_001 | 726 | (__) | [5 empty] | 3 |  | 135.443 | 677.215 | 3 | 13.5 |  |  | 5
[17 empty] | 0 |  | 0
d> | 0 |  |  |  |  | ICOST |  |  |  | mu_F | ITEM | [5 empty] | 677.215 |  | 13.5
|  |  |  | Sell Rate | Sell Total |  |  |  |  | IB | [17 empty] | U_M_Sell | T_M_Sell | U_L_Sell | T_L_Sell | Total_Sell | T_M_Cost | T_L_Phr | Mat/Lab=1
5 | No |  | Item: 2.042 | 313.67 | 1568.35 | ISELL |  |  |  | mu_F | ITEM | [7 empty] | mu: 1.23 | [8 empty] | 222.38 | 1111.9 | 91.29 | 456.45 | 1568.35 | 902.99 | 13.5 | 4582.45
|  |  | 1100 x 400 mm | [6 empty] | n
5 | LS |  | FIRE BARRIERS | 1100 x 400 mm |  | FIBA_001 | 726 | (__) | [5 empty] | 3 |  | 180.598 | 902.99 | 3 | 13.5 |  |  | 5
[17 empty] | 0 |  | 0
d> | 0 |  |  |  |  | ICOST |  |  |  | mu_F | ITEM | [5 empty] | 902.99 |  | 13.5
|  |  |  | Sell Rate | Sell Total |  |  |  |  | IB | [17 empty] | U_M_Sell | T_M_Sell | U_L_Sell | T_L_Sell | Total_Sell | T_M_Cost | T_L_Phr | Mat/Lab=1
5 | No |  | Item: 2.043 | 369.26 | 1846.3 | ISELL |  |  |  | mu_F | ITEM | [7 empty] | mu: 1.23 | [8 empty] | 277.97 | 1389.85 | 91.29 | 456.45 | 1846.3 | 1128.71 | 13.5 | 5711.05
|  |  | 1100 x 500 mm | [6 empty] | n
5 | LS |  | FIRE BARRIERS | 1100 x 500 mm |  | FIBA_001 | 726 | (__) | [5 empty] | 3 |  | 225.742 | 1128.71 | 3 | 13.5 |  |  | 5
[17 empty] | 0 |  | 0
d> | 0 |  |  |  |  | ICOST |  |  |  | mu_F | ITEM | [5 empty] | 1128.71 |  | 13.5
|  |  |  | Sell Rate | Sell Total |  |  |  |  | IB | [17 empty] | U_M_Sell | T_M_Sell | U_L_Sell | T_L_Sell | Total_Sell | T_M_Cost | T_L_Phr | Mat/Lab=1
5 | No |  | Item: 2.044 | 243.02 | 1215.1 | ISELL |  |  |  | mu_F | ITEM | [7 empty] | mu: 1.23 | [8 empty] | 121.29 | 606.45 | 121.73 | 608.65 | 1215.1 | 492.53 | 18 | 2552.65
|  |  | 1200 x 200 mm | [6 empty] | n
5 | LS |  | FIRE BARRIERS | 1200 x 200 mm |  | FIBA_001 | 726 | (__) | [5 empty] | 3 |  | 98.505 | 492.525 | 4 | 18 |  |  | 6
[17 empty] | 0 |  | 0
d> | 0 |  |  |  |  | ICOST |  |  |  | mu_F | ITEM | [5 empty] | 492.525 |  | 18
|  |  |  | Sell Rate | Sell Total |  |  |  |  | IB | [17 empty] | U_M_Sell | T_M_Sell | U_L_Sell | T_L_Sell | Total_Sell | T_M_Cost | T_L_Phr | Mat/Lab=1
5 | No |  | Item: 2.045 | 303.67 | 1518.35 | ISELL |  |  |  | mu_F | ITEM | [7 empty] | mu: 1.23 | [8 empty] | 181.95 | 909.75 | 121.72 | 608.6 | 1518.35 | 738.82 | 18 | 3784.1
|  |  | 1200 x 300 mm | [6 empty] | n
5 | LS |  | FIRE BARRIERS | 1200 x 300 mm |  | FIBA_001 | 726 | (__) | [5 empty] | 3 |  | 147.763 | 738.815 | 4 | 18 |  |  | 6
[17 empty] | 0 |  | 0
d> | 0 |  |  |  |  | ICOST |  |  |  | mu_F | ITEM | [5 empty] | 738.815 |  | 18
|  |  |  | Sell Rate | Sell Total |  |  |  |  | IB | [17 empty] | U_M_Sell | T_M_Sell | U_L_Sell | T_L_Sell | Total_Sell | T_M_Cost | T_L_Phr | Mat/Lab=1
5 | No |  | Item: 2.04599999999999 | 364.31 | 1821.55 | ISELL |  |  |  | mu_F | ITEM | [7 empty] | mu: 1.23 | [8 empty] | 242.59 | 1212.95 | 121.72 | 608.6 | 1821.55 | 985.05 | 18 | 5015.25
|  |  | 1200 x 400 mm | [6 empty] | n
5 | LS |  | FIRE BARRIERS | 1200 x 400 mm |  | FIBA_001 | 726 | (__) | [5 empty] | 3 |  | 197.01 | 985.05 | 4 | 18 |  |  | 6
[17 empty] | 0 |  | 0
d> | 0 |  |  |  |  | ICOST |  |  |  | mu_F | ITEM | [5 empty] | 985.05 |  | 18
|  |  |  | Sell Rate | Sell Total |  |  |  |  | IB | [17 empty] | U_M_Sell | T_M_Sell | U_L_Sell | T_L_Sell | Total_Sell | T_M_Cost | T_L_Phr | Mat/Lab=1
5 | No |  | Item: 2.04699999999999 | 253.12 | 1265.6 | ISELL |  |  |  | mu_F | ITEM | [7 empty] | mu: 1.23 | [8 empty] | 131.4 | 657 | 121.72 | 608.6 | 1265.6 | 533.56 | 18 | 2757.8
|  |  | 1300 x 200 mm | [6 empty] | n
5 | LS |  | FIRE BARRIERS | 1300 x 200 mm |  | FIBA_001 | 726 | (__) | [5 empty] | 3 |  | 106.711 | 533.555 | 4 | 18 |  |  | 6
[17 empty] | 0 |  | 0
d> | 0 |  |  |  |  | ICOST |  |  |  | mu_F | ITEM | [5 empty] | 533.555 |  | 18
|  |  |  | Sell Rate | Sell Total |  |  |  |  | IB | [17 empty] | U_M_Sell | T_M_Sell | U_L_Sell | T_L_Sell | Total_Sell | T_M_Cost | T_L_Phr | Mat/Lab=1
5 | No |  | Item: 2.04799999999999 | 318.83 | 1594.15 | ISELL |  |  |  | mu_F | ITEM | [7 empty] | mu: 1.23 | [8 empty] | 197.1 | 985.5 | 121.73 | 608.65 | 1594.15 | 800.36 | 18 | 4091.8
|  |  | 1300 x 300 mm | [6 empty] | n
5 | LS |  | FIRE BARRIERS | 1300 x 300 mm |  | FIBA_001 | 726 | (__) | [5 empty] | 3 |  | 160.072 | 800.36 | 4 | 18 |  |  | 6
[17 empty] | 0 |  | 0
d> | 0 |  |  |  |  | ICOST |  |  |  | mu_F | ITEM | [5 empty] | 800.36 |  | 18
|  |  |  | Sell Rate | Sell Total |  |  |  |  | IB | [17 empty] | U_M_Sell | T_M_Sell | U_L_Sell | T_L_Sell | Total_Sell | T_M_Cost | T_L_Phr | Mat/Lab=1
5 | No |  | Item: 2.04899999999999 | 384.54 | 1922.7 | ISELL |  |  |  | mu_F | ITEM | [7 empty] | mu: 1.23 | [8 empty] | 262.81 | 1314.05 | 121.73 | 608.65 | 1922.7 | 1067.17 | 18 | 5425.85
|  |  | 1300 x 400 mm | [6 empty] | n
5 | LS |  | FIRE BARRIERS | 1300 x 400 mm |  | FIBA_001 | 726 | (__) | [5 empty] | 3 |  | 213.433 | 1067.165 | 4 | 18 |  |  | 6
[17 empty] | 0 |  | 0
d> | 0 |  |  |  |  | ICOST |  |  |  | mu_F | ITEM | [5 empty] | 1067.165 |  | 18
|  |  |  | Sell Rate | Sell Total |  |  |  |  | IB | [17 empty] | U_M_Sell | T_M_Sell | U_L_Sell | T_L_Sell | Total_Sell | T_M_Cost | T_L_Phr | Mat/Lab=1
5 | No |  | Item: 2.04999999999999 | 263.24 | 1316.2 | ISELL |  |  |  | mu_F | ITEM | [7 empty] | mu: 1.23 | [8 empty] | 141.52 | 707.6 | 121.72 | 608.6 | 1316.2 | 574.64 | 18 | 2963.2
|  |  | 1400 x 200 mm | [6 empty] | n
5 | LS |  | FIRE BARRIERS | 1400 x 200 mm |  | FIBA_001 | 726 | (__) | [5 empty] | 3 |  | 114.928 | 574.64 | 4 | 18 |  |  | 6
[17 empty] | 0 |  | 0
d> | 0 |  |  |  |  | ICOST |  |  |  | mu_F | ITEM | [5 empty] | 574.64 |  | 18
|  |  |  | Sell Rate | Sell Total |  |  |  |  | IB | [17 empty] | U_M_Sell | T_M_Sell | U_L_Sell | T_L_Sell | Total_Sell | T_M_Cost | T_L_Phr | Mat/Lab=1
5 | No |  | Item: 2.05099999999999 | 333.99 | 1669.95 | ISELL |  |  |  | mu_F | ITEM | [7 empty] | mu: 1.23 | [8 empty] | 212.26 | 1061.3 | 121.73 | 608.65 | 1669.95 | 861.91 | 18 | 4399.55
|  |  | 1400 x 300 mm | [6 empty] | n
5 | LS |  | FIRE BARRIERS | 1400 x 300 mm |  | FIBA_001 | 726 | (__) | [5 empty] | 3 |  | 172.381 | 861.905 | 4 | 18 |  |  | 6
[17 empty] | 0 |  | 0
d> | 0 |  |  |  |  | ICOST |  |  |  | mu_F | ITEM | [5 empty] | 861.905 |  | 18
|  |  |  | Sell Rate | Sell Total |  |  |  |  | IB | [17 empty] | U_M_Sell | T_M_Sell | U_L_Sell | T_L_Sell | Total_Sell | T_M_Cost | T_L_Phr | Mat/Lab=1
5 | No |  | Item: 2.05199999999999 | 404.74 | 2023.7 | ISELL |  |  |  | mu_F | ITEM | [7 empty] | mu: 1.23 | [8 empty] | 283.02 | 1415.1 | 121.72 | 608.6 | 2023.7 | 1149.23 | 18 | 5836.15
|  |  | 1400 x 400 mm | [6 empty] | n
5 | LS |  | FIRE BARRIERS | 1400 x 400 mm |  | FIBA_001 | 726 | (__) | [5 empty] | 3 |  | 229.845 | 1149.225 | 4 | 18 |  |  | 6
[17 empty] | 0 |  | 0
d> | 0 |  |  |  |  | ICOST |  |  |  | mu_F | ITEM | [5 empty] | 1149.225 |  | 18
|  |  |  | Sell Rate | Sell Total |  |  |  |  | IB | [17 empty] | U_M_Sell | T_M_Sell | U_L_Sell | T_L_Sell | Total_Sell | T_M_Cost | T_L_Phr | Mat/Lab=1
5 | No |  | Item: 2.05299999999999 | 273.35 | 1366.75 | ISELL |  |  |  | mu_F | ITEM | [7 empty] | mu: 1.23 | [8 empty] | 151.62 | 758.1 | 121.73 | 608.65 | 1366.75 | 615.67 | 18 | 3168.35
|  |  | 1500 x 200 mm | [6 empty] | n
5 | LS |  | FIRE BARRIERS | 1500 x 200 mm |  | FIBA_001 | 726 | (__) | [5 empty] | 3 |  | 123.134 | 615.67 | 4 | 18 |  |  | 6
[17 empty] | 0 |  | 0
d> | 0 |  |  |  |  | ICOST |  |  |  | mu_F | ITEM | [5 empty] | 615.67 |  | 18
|  |  |  | Sell Rate | Sell Total |  |  |  |  | IB | [17 empty] | U_M_Sell | T_M_Sell | U_L_Sell | T_L_Sell | Total_Sell | T_M_Cost | T_L_Phr | Mat/Lab=1
5 | No |  | Item: 2.05399999999999 | 349.16 | 1745.8 | ISELL |  |  |  | mu_F | ITEM | [7 empty] | mu: 1.23 | [8 empty] | 227.43 | 1137.15 | 121.73 | 608.65 | 1745.8 | 923.51 | 18 | 4707.55
|  |  | 1500 x 300 mm | [6 empty] | n
5 | LS |  | FIRE BARRIERS | 1500 x 300 mm |  | FIBA_001 | 726 | (__) | [5 empty] | 3 |  | 184.701 | 923.505 | 4 | 18 |  |  | 6
[17 empty] | 0 |  | 0
d> | 0 |  |  |  |  | ICOST |  |  |  | mu_F | ITEM | [5 empty] | 923.505 |  | 18
|  |  |  | Sell Rate | Sell Total |  |  |  |  | IB | [17 empty] | U_M_Sell | T_M_Sell | U_L_Sell | T_L_Sell | Total_Sell | T_M_Cost | T_L_Phr | Mat/Lab=1
5 | No |  | Item: 2.05499999999999 | 0 | 0 | ISELL |  |  |  | mu_F | ITEM | [7 empty] | 0.00 | [8 empty] | 0 | 0 | 0 | 0 | 0 | 0 | 0 | 0
|  |  | dia. 175 mm | [6 empty] | n
5 | LS |  | FIRE BARRIERS | dia. 175 mm |  | FIBA_001 | 726 | (__) | [5 empty] | 3 |  |  | 0 |  | 0
[17 empty] | 0 |  | 0
d> | 0 |  |  |  |  | ICOST |  |  |  | mu_F | ITEM | [5 empty] | 0 |  | 0
|  |  |  | Sell Rate | Sell Total |  |  |  |  | IB | [17 empty] | U_M_Sell | T_M_Sell | U_L_Sell | T_L_Sell | Total_Sell | T_M_Cost | T_L_Phr | Mat/Lab=1
5 | No |  | Item: 2.05599999999999 | 0 | 0 | ISELL |  |  |  | mu_F | ITEM | [7 empty] | 0.00 | [8 empty] | 0 | 0 | 0 | 0 | 0 | 0 | 0 | 0
|  |  | dia. 200 mm | [6 empty] | n
5 | LS |  | FIRE BARRIERS | dia. 200 mm |  | FIBA_001 | 726 | (__) | [5 empty] | 3 |  |  | 0 |  | 0
[17 empty] | 0 |  | 0
d> | 0 |  |  |  |  | ICOST |  |  |  | mu_F | ITEM | [5 empty] | 0 |  | 0
|  |  |  | Sell Rate | Sell Total |  |  |  |  | IB | [17 empty] | U_M_Sell | T_M_Sell | U_L_Sell | T_L_Sell | Total_Sell | T_M_Cost | T_L_Phr | Mat/Lab=1
5 | No |  | Item: 2.05699999999999 | 0 | 0 | ISELL |  |  |  | mu_F | ITEM | [7 empty] | 0.00 | [8 empty] | 0 | 0 | 0 | 0 | 0 | 0 | 0 | 0
|  |  | dia. 250 mm | [6 empty] | n
5 | LS |  | FIRE BARRIERS | dia. 250 mm |  | FIBA_001 | 726 | (__) | [5 empty] | 3 |  |  | 0 |  | 0
[17 empty] | 0 |  | 0
d> | 0 |  |  |  |  | ICOST |  |  |  | mu_F | ITEM | [5 empty] | 0 |  | 0
|  |  |  | Sell Rate | Sell Total |  |  |  |  | IB | [17 empty] | U_M_Sell | T_M_Sell | U_L_Sell | T_L_Sell | Total_Sell | T_M_Cost | T_L_Phr | Mat/Lab=1
5 | No |  | Item: 2.05799999999999 | 0 | 0 | ISELL |  |  |  | mu_F | ITEM | [7 empty] | 0.00 | [8 empty] | 0 | 0 | 0 | 0 | 0 | 0 | 0 | 0
|  |  | dia. 300 mm | [6 empty] | n
5 | LS |  | FIRE BARRIERS | dia. 300 mm |  | FIBA_001 | 726 | (__) | [5 empty] | 3 |  |  | 0 |  | 0
[17 empty] | 0 |  | 0
d> | 0 |  |  |  |  | ICOST |  |  |  | mu_F | ITEM | [5 empty] | 0 |  | 0
|  |  |  | Sell Rate | Sell Total |  |  |  |  | IB | [17 empty] | U_M_Sell | T_M_Sell | U_L_Sell | T_L_Sell | Total_Sell | T_M_Cost | T_L_Phr | Mat/Lab=1
5 | No |  | Item: 2.05899999999999 | 0 | 0 | ISELL |  |  |  | mu_F | ITEM | [7 empty] | 0.00 | [8 empty] | 0 | 0 | 0 | 0 | 0 | 0 | 0 | 0
|  |  | dia. 350 mm | [6 empty] | n
5 | LS |  | FIRE BARRIERS | dia. 350 mm |  | FIBA_001 | 726 | (__) | [5 empty] | 3 |  |  | 0 |  | 0
[17 empty] | 0 |  | 0
d> | 0 |  |  |  |  | ICOST |  |  |  | mu_F | ITEM | [5 empty] | 0 |  | 0
|  |  |  | Sell Rate | Sell Total |  |  |  |  | IB | [17 empty] | U_M_Sell | T_M_Sell | U_L_Sell | T_L_Sell | Total_Sell | T_M_Cost | T_L_Phr | Mat/Lab=1
1 | L.S. |  | Item: 2.05999999999999 | 0 | 0 | ISELL |  |  |  | mu_F | ITEM |  |  |  |  | Included with fire barriers above |  |  | 0.00 | [8 empty] | 0 | 0 | 0 | 0 | 0 | 0 | 0 | 0
Provision for inspecting of all fire compartmentation walls as indicated on drawings to ensure that all penetrations, openings etc. are filled with fire stopping material, c/w all necessary fire stopping materials for the making good of any encountered penetrations/openings.
1 | LS |  | FIRE BARRIERS | Provision for inspecting of all fire compartmentation walls as indicated on drawings to ensure that all penetrations, openings etc. are filled with fire stopping material, c/w all necessary fire stopping materials for the making good of any encountered penetrations/openings. |  | FIBA_001 | 726 | (__) | [5 empty] | 3 |  |  | 0 |  | 0
[17 empty] | 0 |  | 0
d> | 0 |  |  |  |  | ICOST |  |  |  | mu_F | ITEM | [5 empty] | 0 |  | 0
|  |  |  | Sell Rate | Sell Total |  |  |  |  | IB | [17 empty] | U_M_Sell | T_M_Sell | U_L_Sell | T_L_Sell | Total_Sell | T_M_Cost | T_L_Phr | Mat/Lab=1
5 | L.S. |  | Item: 2.06099999999999 | 0 | 0 | ISELL |  |  |  | mu_F | ITEM |  |  |  |  | Refer to covering letter |  |  | 0.00 | [8 empty] | 0 | 0 | 0 | 0 | 0 | 0 | 0 | 0
Certification of all fire compartments walls and ceilings to meet the fire rating specified in the fire report
5 | LS |  | FIRE BARRIERS | Certification of all fire compartments walls and ceilings to meet the fire rating specified in the fire report |  | FIBA_001 | 726 | (__) | [5 empty] | 3 |  |  | 0 |  | 0
[17 empty] | 0 |  | 0
d> | 0 |  |  |  |  | ICOST |  |  |  | mu_F | ITEM | [5 empty] | 0 |  | 0
SB
| -0.035349 |  | PAGE: |  | 55304.9 | [5 empty] | PAGE | [5 empty] | 28788.4 |  | 587.25
| Discy: |  |  |  | PAGE SELL | [11 empty] | PAGE MAT |  | PAGE LAB
SB
TOTAL FOR FIRE STOPPING
| -0.035349 |  | SECTION: |  | 55304.9 | [5 empty] | SECT | [5 empty] | 28788.4 |  | 587.25
| Discy: |  |  |  | SECT SELL | [11 empty] | SECT MAT |  | SECT LAB
[29 empty] | 35448.45 |  | 19856.45 | 55304.9
| 0 | cc |  | Electrical (mu_A) : | 0 | [11 empty] | 0 |  | 0 | [9 empty] | 0 |  | 0
| 0 | cc |  | ELV Installation (NAS Ltd) (mu_B) : | 0 | [11 empty] | 0 |  | 0 | [9 empty] | 0 |  | 0
| 0 | cc |  | Lightning Protection System (MCE Ltd) (mu_C) : | 0 | [11 empty] | 0 |  | 0 | [9 empty] | 0 |  | 0
| 0 | cc |  | Controls ECA (mu_D) : | 0 | [11 empty] | 0 |  | 0 | [9 empty] | 0 |  | 0
| 0 | cc |  | Testing and Commissiong (mu_E) : | 0 | [11 empty] | 0 |  | 0 | [9 empty] | 0 |  | 0
| -0.035349 | cc |  | Fire Stopping rates (mu_F) : | 55304.9 | [11 empty] | 28788.4 |  | 587.25 | [9 empty] | 35448.4236 |  | 19856.5117
| 0 | cc |  | Main Equipment (Gen Set / Main Switchboards) (mu_G) : | 0 | [11 empty] | 0 |  | 0 | [9 empty] | 0 |  | 0
| 0 | cc |  | DBs and Changeover (mu_H) : | 0 | [11 empty] | 0 |  | 0 | [9 empty] | 0 |  | 0
| 0 | cc |  | Armoured Cables (mu_I) : | 0 | [11 empty] | 0 |  | 0 | [9 empty] | 0 |  | 0
| 0 |  |  | Armoured Cables (mu_J) : | 0 | [11 empty] | 0 |  | 0 | [9 empty] | 0 |  | 0
|  | MATERIAL SUMMARY |  | MU SUMMARY TOTAL | 55304.9 | [11 empty] | 28788.4 |  | 587.25 | [9 empty] | 35448.4236 |  | 19856.5117 | 55304.9353
[29 empty] | 0.02639 |  | -0.061739 | -0.035349
| Disc. with |  |  | MATERIAL ITEMS TOTAL | [6 empty] | COMP_GT | [5 empty] | 28788.4 |  | 587.25
equal MUs
| -0.035349 |  |  | BOQ ITEMS TOTAL | 55304.9 | [5 empty] | ITEM_GT | [5 empty] | 28788.4 |  | 587.25
| -0.035349 |  |  | PAGES TOTAL | 55304.9 | [5 empty] | PAGE_GT | [5 empty] | 28788.4 |  | 587.25
SB | -0.035349 |  |  | SECTIONS TOTAL | 55304.9 | [5 empty] | SECT_GT | [5 empty] | 28788.4 |  | 587.25
END!
| V:56 |  |  | COSTCODE TOTAL | [12 empty] | 28788.4 |  | 587.25
| 1 | cc | Erection materials |  | 501 | [9 empty] | 1 |  | 0 |  | 0
| 2 | cc | Busbar Trunking |  | 505 | [9 empty] | 1 |  | 0 |  | 0
| 3 | cc | Switchgear |  | 510 | [9 empty] | 2 |  | 0 |  | 0
| 4 | cc | MCC Equipment |  | 511 | [9 empty] | 2 |  | 0 |  | 0
| 5 | cc | BMS Equipment |  | 512 | [9 empty] | 2 |  | 0 |  | 0
| 6 | cc | PVC Pipes / Ducts |  | 520 | [9 empty] | 1 |  | 0 |  | 0
| 7 | cc | High/medium voltage switchgear |  | 530 | [9 empty] | 2 |  | 0 |  | 0
| 8 | cc | Power Transformers |  | 550 | [9 empty] | 2 |  | 0 |  | 0
| 9 | cc | Control Panels |  | 570 | [9 empty] | 2 |  | 0 |  | 0
| 10 | cc | Electrical Single Core Cables |  | 615 | [9 empty] | 2 |  | 0 |  | 0
| 11 | cc | Electrical Multicore Cables |  | 616 | [9 empty] | 2 |  | 0 |  | 0
| 12 | cc | ELV/BMS/Special Cables |  | 617 | [9 empty] | 2 |  | 0 |  | 0
| 13 | cc | Cables accessories |  | 620 | [9 empty] | 2 |  | 0 |  | 0
| 14 | cc | Galv. Cable Trays |  | 650 | [9 empty] | 1 |  | 0 |  | 0
| 15 | cc | PVC Cable Trays |  | 651 | [9 empty] | 1 |  | 0 |  | 0
| 16 | cc | Galv. Cable Basket |  | 652 | [9 empty] | 1 |  | 0 |  | 0
| 17 | cc | Galv. Cable Ladder |  | 654 | [9 empty] | 1 |  | 0 |  | 0
| 18 | cc | Galv. Cable Trunking |  | 675 | [9 empty] | 1 |  | 0 |  | 0
| 19 | cc | Alum. Cable Trunking |  | 676 | [9 empty] | 1 |  | 0 |  | 0
| 20 | cc | PVC Cable Trunking |  | 680 | [9 empty] | 1 |  | 0 |  | 0
| 21 | cc | Underfloor Cable Trunking |  | 681 | [9 empty] | 1 |  | 0 |  | 0
| 22 | cc | Galv. Conduit |  | 690 | [9 empty] | 1 |  | 0 |  | 0
| 23 | cc | PVC Conduit |  | 700 | [9 empty] | 1 |  | 0 |  | 0
| 24 | cc | Wiring Accessories |  | 705 | [9 empty] | 3 |  | 0 |  | 0
| 25 | cc | Dimming Equipment |  | 706 | [9 empty] | 3 |  | 0 |  | 0
| 26 | cc | Fire Alarm Equipment |  | 725 | [9 empty] | 3 |  | 0 |  | 0
| 27 | cc | Fire Barriers |  | 726 | [9 empty] | 3 |  | 28788.4 |  | 587.25
| 28 | cc | Security Alarm System |  | 750 | [9 empty] | 3 |  | 0 |  | 0
| 29 | cc | Access Control |  | 751 | [9 empty] | 3 |  | 0 |  | 0
| 30 | cc | Hotel Electronic Lock |  | 752 | [9 empty] | 3 |  | 0 |  | 0
| 31 | cc | Sub-Contracting Installation Elec |  | 753 | [9 empty] | 3 |  | 0 |  | 0
| 32 | cc | Timing Equipment |  | 770 | [9 empty] | 3 |  | 0 |  | 0
| 33 | cc | Public Address |  | 790 | [9 empty] | 3 |  | 0 |  | 0
| 34 | cc | Voice Alarm Equipment |  | 791 | [9 empty] | 3 |  | 0 |  | 0
| 35 | cc | Lightning / Bonding System |  | 810 | [9 empty] | 3 |  | 0 |  | 0
| 36 | cc | T.V System |  | 815 | [9 empty] | 3 |  | 0 |  | 0
| 37 | cc | UPS/Voltage Stabilisers |  | 820 | [9 empty] | 2 |  | 0 |  | 0
| 38 | cc | Data Network Equipment |  | 821 | [9 empty] | 3 |  | 0 |  | 0
| 39 | cc | Light Fittings |  | 835 | [9 empty] | 3 |  | 0 |  | 0
| 40 | cc | Generators, AMF Panels |  | 845 | [9 empty] | 2 |  | 0 |  | 0
| 41 | cc | Telephone Equipment |  | 855 | [9 empty] | 3 |  | 0 |  | 0
| 42 | cc | Intercom |  | 856 | [9 empty] | 3 |  | 0 |  | 0
| 43 | cc | Mechanical for Electrical |  | 857 | [9 empty] | 4 |  | 0 |  | 0
| 44 | cc | Nurse Call |  | 858 | [9 empty] | 3 |  | 0 |  | 0
| 45 | cc | C.C.T.V. Equipment |  | 865 | [9 empty] | 3 |  | 0 |  | 0
| 46 | cc | Tools and Instruments |  | 870 | [9 empty] | 4 |  | 0 |  | 0
| 47 | cc | Consumbles |  | 875 | [9 empty] | 1 |  | 0 |  | 0
| 48 | cc | Drawings/Manuals |  | 880 | [9 empty] | 3 |  | 0 |  | 0
| 49 | cc | Spare Parts |  | 885 | [9 empty] | 4 |  | 0 |  | 0
| 50 | cc | Labour |  | 900 | [9 empty] | 3 |  | 0 |  | 0
| 51 | cc | Dismantling (Labour Only) |  | 901 | [9 empty] | 1 |  | 0 |  | 0
| 52 | cc | Testing & Commissioning |  | 902 | [9 empty] | 3 |  | 0 |  | 0
| 53 | cc | Sub-Contracting Works |  | 960 | [9 empty] | 4 |  | 0 |  | 0
| 54 | cc | Enemalta Application |  | 961 | [9 empty] | 3 |  | 0 |  | 0
| 55 | cc | Crainage and Transportation |  | 962 | [9 empty] | 1 |  | 0 |  | 0
| 56 | cc | Provisional Sum |  | 970 | [9 empty] | 4 |  | 0 |  | 0
|  | cc |  |  | Fix 1 |  | 1 | [9 empty] | 0 |  | 0
|  | cc |  |  | Fix 2 |  | 2 | [9 empty] | 0 |  | 0
|  | cc |  |  | Fix 3 |  | 2 | [9 empty] | 28788.4 |  | 587.25
|  | cc |  |  | Others |  | 3 | [9 empty] | 0 |  | 0
[5 empty] | TOTAL | [11 empty] | 28788.4 |  | 587.25
[29 empty] | #REF! |  | #REF! | #REF!
| 0 | cc |  | Electrical (mu_A) : | 0 | [11 empty] | 0 |  | 0 | [9 empty] | 0 |  | 0
| 0 | cc |  | ELV Installation (NAS Ltd) (mu_B) : | 0 | [11 empty] | 0 |  | 0 | [9 empty] | 0 |  | 0
| 0 | cc |  | Lightning Protection System (MCE Ltd) (mu_C) : | 0 | [11 empty] | 0 |  | 0 | [9 empty] | 0 |  | 0
| 0 | cc |  | Controls ECA (mu_D) : | 0 | [11 empty] | 0 |  | 0 | [9 empty] | 0 |  | 0
| 0 | cc |  | Testing and Commissiong (mu_E) : | 0 | [11 empty] | 0 |  | 0 | [9 empty] | 0 |  | 0
| -0.035349 | cc |  | Fire Stopping rates (mu_F) : | 55304.9 | [11 empty] | 28788.4 |  | 587.25 | [9 empty] | 35448.4236 |  | 19856.5117
| 0 | cc |  | Main Equipment (Gen Set / Main Switchboards) (mu_G) : | 0 | [11 empty] | 0 |  | 0 | [9 empty] | 0 |  | 0
| 0 | cc |  | DBs and Changeover (mu_H) : | 0 | [11 empty] | 0 |  | 0 | [9 empty] | 0 |  | 0
| 0 | cc |  | Armoured Cables (mu_I) : | 0 | [11 empty] | 0 |  | 0 | [9 empty] | 0 |  | 0
| 0 |  |  | Armoured Cables (mu_J) : | 0 | [11 empty] | 0 |  | 0 | [9 empty] | 0 |  | 0
|  | MATERIAL SUMMARY |  | MU SUMMARY TOTAL | 55304.9 | [11 empty] | 28788.4 |  | 587.25 | [9 empty] | 35448.4236 |  | 19856.5117 | 55304.9353
[29 empty] | #REF! |  | #REF! | #REF!
| Disc. with |  |  | MATERIAL ITEMS TOTAL | [6 empty] | COMP_GT | [5 empty] | 201518.8 |  | 4110.75
equal MUs
| -0.035349 |  |  | BOQ ITEMS TOTAL | 55304.9 | [5 empty] | ITEM_GT | [5 empty] | 28788.4 |  | 587.25
| -0.035349 |  |  | PAGES TOTAL | 55304.9 | [5 empty] | PAGE_GT | [5 empty] | 28788.4 |  | 587.25
SB | -0.035349 |  |  | SECTIONS TOTAL | 55304.9 | [5 empty] | SECT_GT | [5 empty] | 28788.4 |  | 587.25
END!
| V:56 |  |  | COSTCODE TOTAL | [12 empty] | 28788.4 |  | 587.25
| 1 | cc | Erection materials |  | 501 | [9 empty] | 1 |  | 0 |  | 0
| 2 | cc | Busbar Trunking |  | 505 | [9 empty] | 1 |  | 0 |  | 0
| 3 | cc | Switchgear |  | 510 | [9 empty] | 2 |  | 0 |  | 0
| 4 | cc | MCC Equipment |  | 511 | [9 empty] | 2 |  | 0 |  | 0
| 5 | cc | BMS Equipment |  | 512 | [9 empty] | 2 |  | 0 |  | 0
| 6 | cc | PVC Pipes / Ducts |  | 520 | [9 empty] | 1 |  | 0 |  | 0
| 7 | cc | High/medium voltage switchgear |  | 530 | [9 empty] | 2 |  | 0 |  | 0
| 8 | cc | Power Transformers |  | 550 | [9 empty] | 2 |  | 0 |  | 0
| 9 | cc | Control Panels |  | 570 | [9 empty] | 2 |  | 0 |  | 0
| 10 | cc | Electrical Single Core Cables |  | 615 | [9 empty] | 2 |  | 0 |  | 0
| 11 | cc | Electrical Multicore Cables |  | 616 | [9 empty] | 2 |  | 0 |  | 0
| 12 | cc | ELV/BMS/Special Cables |  | 617 | [9 empty] | 2 |  | 0 |  | 0
| 13 | cc | Cables accessories |  | 620 | [9 empty] | 2 |  | 0 |  | 0
| 14 | cc | Galv. Cable Trays |  | 650 | [9 empty] | 1 |  | 0 |  | 0
| 15 | cc | PVC Cable Trays |  | 651 | [9 empty] | 1 |  | 0 |  | 0
| 16 | cc | Galv. Cable Basket |  | 652 | [9 empty] | 1 |  | 0 |  | 0
| 17 | cc | Galv. Cable Ladder |  | 654 | [9 empty] | 1 |  | 0 |  | 0
| 18 | cc | Galv. Cable Trunking |  | 675 | [9 empty] | 1 |  | 0 |  | 0
| 19 | cc | Alum. Cable Trunking |  | 676 | [9 empty] | 1 |  | 0 |  | 0
| 20 | cc | PVC Cable Trunking |  | 680 | [9 empty] | 1 |  | 0 |  | 0
| 21 | cc | Underfloor Cable Trunking |  | 681 | [9 empty] | 1 |  | 0 |  | 0
| 22 | cc | Galv. Conduit |  | 690 | [9 empty] | 1 |  | 0 |  | 0
| 23 | cc | PVC Conduit |  | 700 | [9 empty] | 1 |  | 0 |  | 0
| 24 | cc | Wiring Accessories |  | 705 | [9 empty] | 3 |  | 0 |  | 0
| 25 | cc | Dimming Equipment |  | 706 | [9 empty] | 3 |  | 0 |  | 0
| 26 | cc | Fire Alarm Equipment |  | 725 | [9 empty] | 3 |  | 0 |  | 0
| 27 | cc | Fire Barriers |  | 726 | [9 empty] | 3 |  | 28788.4 |  | 587.25
| 28 | cc | Security Alarm System |  | 750 | [9 empty] | 3 |  | 0 |  | 0
| 29 | cc | Access Control |  | 751 | [9 empty] | 3 |  | 0 |  | 0
| 30 | cc | Hotel Electronic Lock |  | 752 | [9 empty] | 3 |  | 0 |  | 0
| 31 | cc | Sub-Contracting Installation Elec |  | 753 | [9 empty] | 3 |  | 0 |  | 0
| 32 | cc | Timing Equipment |  | 770 | [9 empty] | 3 |  | 0 |  | 0
| 33 | cc | Public Address |  | 790 | [9 empty] | 3 |  | 0 |  | 0
| 34 | cc | Voice Alarm Equipment |  | 791 | [9 empty] | 3 |  | 0 |  | 0
| 35 | cc | Lightning / Bonding System |  | 810 | [9 empty] | 3 |  | 0 |  | 0
| 36 | cc | T.V System |  | 815 | [9 empty] | 3 |  | 0 |  | 0
| 37 | cc | UPS/Voltage Stabilisers |  | 820 | [9 empty] | 2 |  | 0 |  | 0
| 38 | cc | Data Network Equipment |  | 821 | [9 empty] | 3 |  | 0 |  | 0
| 39 | cc | Light Fittings |  | 835 | [9 empty] | 3 |  | 0 |  | 0
| 40 | cc | Generators, AMF Panels |  | 845 | [9 empty] | 2 |  | 0 |  | 0
| 41 | cc | Telephone Equipment |  | 855 | [9 empty] | 3 |  | 0 |  | 0
| 42 | cc | Intercom |  | 856 | [9 empty] | 3 |  | 0 |  | 0
| 43 | cc | Mechanical for Electrical |  | 857 | [9 empty] | 4 |  | 0 |  | 0
| 44 | cc | Nurse Call |  | 858 | [9 empty] | 3 |  | 0 |  | 0
| 45 | cc | C.C.T.V. Equipment |  | 865 | [9 empty] | 3 |  | 0 |  | 0
| 46 | cc | Tools and Instruments |  | 870 | [9 empty] | 4 |  | 0 |  | 0
| 47 | cc | Consumbles |  | 875 | [9 empty] | 1 |  | 0 |  | 0
| 48 | cc | Drawings/Manuals |  | 880 | [9 empty] | 3 |  | 0 |  | 0
| 49 | cc | Spare Parts |  | 885 | [9 empty] | 4 |  | 0 |  | 0
| 50 | cc | Labour |  | 900 | [9 empty] | 3 |  | 0 |  | 0
| 51 | cc | Dismantling (Labour Only) |  | 901 | [9 empty] | 1 |  | 0 |  | 0
| 52 | cc | Testing & Commissioning |  | 902 | [9 empty] | 3 |  | 0 |  | 0
| 53 | cc | Sub-Contracting Works |  | 960 | [9 empty] | 4 |  | 0 |  | 0
| 54 | cc | Enemalta Application |  | 961 | [9 empty] | 3 |  | 0 |  | 0
| 55 | cc | Crainage and Transportation |  | 962 | [9 empty] | 1 |  | 0 |  | 0
| 56 | cc | Provisional Sum |  | 970 | [9 empty] | 4 |  | 0 |  | 0
|  | cc |  |  | Fix 1 |  | 1 | [9 empty] | 0 |  | 0
|  | cc |  |  | Fix 2 |  | 2 | [9 empty] | 0 |  | 0
|  | cc |  |  | Fix 3 |  | 2 | [9 empty] | 28788.4 |  | 587.25
|  | cc |  |  | Others |  | 3 | [9 empty] | 0 |  | 0
[5 empty] | TOTAL | [11 empty] | 28788.4 |  | 587.25
| RATE TOTALS IN CURRENT SHEET | RATE TOTALS IN CURRENT SHEET
| 0 |  | 001# Light Point Rate (LSZH Conduit)
| 0 |  | 002# Maintaned Emergency Light point rate (LSZH Conduit)
| 0 |  | 003# Power Point Rate (LSZH Conduit)
| 0 |  | 004# Light point rate (Galvanised Conduit)
| 0 |  | 005# Externall Light point rate (Galvanised Conduit)
| 0 |  | 006# Light point rate (Galvanised Conduit) in Warehouse
| 0 |  | 007# Bracketing for Lighting in Warehouse
| 0 |  | 008# Maintained Emergency Light point rate (Galvanised Conduit)
| 0 |  | 009# Power points rate (Galvanised conduit)
| 0 |  | 010# Power points rate galvanised conduit (CWZ LSZH Cable)
| 0 |  | 011# Power points rate LSZH conduit (CWZ LSZH Cable)
| 0 |  | 012# Single phase isolator / socket outlet point Galvanised conduit
| 0 |  | 013# Single phase isolator / socket outlet point Stainless Steel conduit
| 0 |  | 014# 3Pin 16Amp IP67 Unswitched Socket outlet
| 0 |  | 015# 3Pin 16Amp IP67 Interlocked Socket outlet
| 0 |  | 016# 5Pin 16Amp IP67 Interlocked Socket outlet
| 0 |  | 017# 5Pin 32Amp IP67 Interlocked Socket outlet
| 0 |  | 018# 1-Phase 25/32A Isolator
| 0 |  | 019# 3-Phase 16A Isolator
| 0 |  | 020# 3-Phase 20/25/32A Isolator
| 0 |  | 021# 3-Phase 40A Isolator
| 0 |  | 022# 3-Phase 63A Isolator
| 0 |  | 023# 5 x 300mm2 F120 Fire Resistant Cable (BS7846) - XLPE/SWA/LSZH
| 0 |  | 024# 5 x 240mm2 F120 Fire Resistant Cable (BS7846) - XLPE/SWA/LSZH
| 0 |  | 025# 5 x 185mm2 XLPE/SWA/LSZH
| 0 |  | 026# 5 x 150mm2 XLPE/SWA/LSZH
| 0 |  | 027# 5 x 120mm2 F120 Fire Resistant Cable (BS7846) - XLPE/SWA/LSZH
| 0 |  | 028# 5 x 120mm2 XLPE/SWA/LSZH
| 0 |  | 029# 5 x 95mm2 F120 Fire Resistant Cable (BS7846) - XLPE/SWA/LSZH
| 0 |  | 030# 5 x 95mm2 XLPE/SWA/LSZH
| 0 |  | 031# 5 x 70mm2 F120 Fire Resistant Cable (BS7846) - XLPE/SWA/LSZH
| 0 |  | 032# 5 x 50mm2 F120 Fire Resistant Cable (BS7846) - XLPE/SWA/LSZH
| 0 |  | 033# 5 x 35mm2 F120 Fire Resistant Cable (BS7846) - XLPE/SWA/LSZH
| 0 |  | 034# 5 x 35mm2 XLPE/SWA/LSZH
| 0 |  | 035# 5 x 25mm2 F120 Fire Resistant Cable (BS7846) - XLPE/SWA/LSZH
| 0 |  | 036# 5 x 25mm2 XLPE/SWA/LSZH
| 0 |  | 037# 5 x 16mm2 F120 Fire Resistant Cable (BS7846) - XLPE/SWA/LSZH
| 0 |  | 038# 5 x 16mm2 XLPE/SWA/LSZH
| 0 |  | 039# 5 x 10mm2 F120 Fire Resistant Cable (BS7846) - XLPE/SWA/LSZH
| 0 |  | 040# 5 x 10mm2 XLPE/SWA/LSZH
| 0 |  | 041# 3 x 10mm2 LSZH/LSZH
| 0 |  | 042# 5 x 6mm2 XLPE/SWA/LSZH
| 0 |  | 043# 3 x 6mm2 LSZH/LSZH
| 0 |  | 044# 5 x 4mm2 F120 Fire Resistant Cable (BS7846) - XLPE/SWA/LSZH
| 0 |  | 045# 5 x 4mm2 XLPE/SWA/LSZH
| 0 |  | 046# 3 x 4mm2 XLPE/SWA/LSZH
| 0 |  | 047# 5 x 2.5mm2 F120 Fire Resistant Cable (BS7846) - XLPE/SWA/LSZH
| 0 |  | 048# 5 x 2.5mm2 XLPE/SWA/LSZH
| 0 |  | 049# 5 x 2.5mm2 XLPE/SWA/LSZH in stainless steel sleeves at warehouse level 0
| 0 |  | 050# Install only Light fitting Type A1
| 0 |  | 051# Install only Light fitting Type A2
| 0 |  | 052# Install only Light fitting Type B1
| 0 |  | 053# Install only Light fitting Type B2
| 0 |  | 054# Install only Light fitting Type C2
| 0 |  | 055# Install only Light fitting Type D1
| 0 |  | 056# Install only Light fitting Type E1
| 0 |  | 057# Install only Light fitting Type E2
| 0 |  | 058# Install only Light fitting Type F1
| 0 |  | 059# Install only Light fitting Type F2
| 0 |  | 060# Install only Light fitting Type G1
| 0 |  | 061# Install only Light fitting Type G2
| 0 |  | 062# Install only Light fitting Type G3
| 0 |  | 063# Install only Light fitting Type G4
| 0 |  | 064# Install only Light fitting Type H1
| 0 |  | 065# Install only Light fitting Type I1
| 0 |  | 066# Install only Light fitting Type J1
| 0 |  | 067# Install only Light fitting Type J2
| 0 |  | 068# Install only Light fitting Type J3
| 0 |  | 069# Install only Light fitting Type L1
| 0 |  | 070# Install only Light fitting Type M1
| 0 |  | 071# 500mm cable Tray
| 0 |  | 072# 400mm cable Tray
| 0 |  | 073# 300mm cable Tray
| 0 |  | 074# 200mm cable Tray
| 0 |  | 075# 100mm cable Tray
| 0 |  | 076# 50mm Galvanised Steel Cable tray
| 0 |  | 077# 75x50mm galvanised steel cable trunking
| 0 |  | 078# 75x75mm galvanised steel cable trunking
| 0 |  | 079# 100x75mm galvanised steel cable trunking
| 0 |  | 080# 150x75mm galvanised steel cable trunking
| 0 |  | 081# 200x100mm galvanised steel cable trunking
| 0 |  | 082# 250x75mm galvanised steel cable trunking
| 0 |  | 083# 400x100mm galvanised steel cable trunking
| 0 |  | 084# Bracket for 50-150mm cable tray/basket/trunking
| 0 |  | 085# Bracket for 200-300mm cable tray/basket
| 0 |  | 086# Bracket for 400-600mm cable tray/basket
| 0 |  | 087# Bracket for Cable containment in warehouse
| 0 |  | 088# Scissors lift in Warehouse for cable tray and trunking (Excluding bracketing)
| 0 |  | 089# Galvanised Conduit point for Data at level 0
| 0 |  | 090# LSZH Conduit point for Data
| 0 |  | 091# Galvanised Conduit points for Fire alarm devices
| 0 |  | 092# LSZH Conduit points for Fire alarm devices
Note on AK400: Michael Vella: This cell should be exactly equal to the MU SUMMARY TOTAL.
Note on AH412: Michael Vella: This discrepancy must be small
Note on AJ412: Michael Vella: This discrepancy must be small
Note on AK412: Michael Vella: This discrepancy must be small
Note on AK2311: Michael Vella: This cell should be exactly equal to the MU SUMMARY TOTAL.
Note on AH2323: Michael Vella: This discrepancy must be small
Note on AJ2323: Michael Vella: This discrepancy must be small
Note on AK2323: Michael Vella: This discrepancy must be small

## MEP_BOQ
SECTION 1 - MECHANICAL, ELECTRICAL AND PLUMBING
ITEM | DESCRIPTION | QTY | UNIT | RATE Euro (Exc of VAT) | TOTAL Euro (Exc of VAT)
1 | PRELIMINARIES
All equipment to be used within this contract is to be approved prior to delivery to site.
1.001 | Mobilisation of site including the setting up of Storage facilities for materials, Sanitary facilities for the employees, Setting up of temporary site office, etc required to undertake the works | 1 | L.S. | 2462.69 | 2462.69
1.002 | Provision of insurance cover in the joint names of the Client and Contractor insure the Works against loss or damage by fire, storm, tempest, lightning, flood, earthquake, aircraft or anything dropped there from, aerial objects, riot and civil commotion for the full reinstatement value thereof plus 15% of all the Works executed and all unfixed materials and goods so insured until the completion of the Works. The Contractor shall affect a policy of insurance against third party risks to cover an amount of not less than Euro 500,000 (five hundred thousand Euros) for any one accident. The policy shall be in joint names of the Client and Contractor and shall include cross liability clauses. In respect of liability for the death or injury to any person employed by the Contractor and arising out of and in the course of such person's employment by the Contractor the amount insured by the Contractor shall be such as to indemnify the Client against all damages as compensation payable. The Contractor shall comply with and be subject to the terms, exclusions, exceptions, conditions and limitations of the insurance policies and shall bear the amount of the retained liabilities stated therein The Contractor shall deposit with the Client copies of the policy or policies and a copy of the receipt in respect of premiums paid before starting the Works | 1 | L.S. | Included
1.003 | Implementation of health and safety measures on site including personal safety (e.g safety shoes, helmets scaffolding, harnesses etc) as well as those to render the site safe for employees (e.g staircase handrails, closing of lift shaft openings etc) | 1 | L.S. | Refer to covering letter
1.004 | Prepare a risk assessment report outlining all risks involved and measures to be taken to minimise or eliminate potential risks. The report is to be prepared and signed by a competent person and to be submitted within three weeks from commencement of works. | 1 | L.S. | 4369.3 | 4369.3
1.005 | Allow for carrying out all surveys, setting out of works unless included elsewhere in the Bills of Quantities. | 1 | L.S. | Included
| TOTAL FOR PAGE 01 | Euro Exc VAT |  |  | 6831.99
ITEM | DESCRIPTION | QTY | UNIT | RATE Euro (Exc of VAT) | TOTAL Euro (Exc of VAT)
1.006 | Provision for attending to site to take all relevant measurements in order to ascertain the exact quantities of the individual and measured items to be procured as well as keeping of all relevant records of personnel attendance, stock control etc | 1 | L.S. | Included
1.007 | Provision of security measures on site both as regards the storage facilities as well as to safeguard the materials installed during the latter stages of the project. | 1 | L.S. | By Client
1.008 | Provision for the supply and delivery to site of samples as may be requested by the client / engineer | 1 | L.S. | To be advised
1.009 | Allow for continuously keeping the site and building clean and in a workman type condition free from debris, surplus materials and any other type of loose matter arising from works, which will disturb the proper conditions of any internal and external areas, roads and/or adjoining structures. Site Cleaning is to take place during the whole duration of works. Client reserves the right to employ cleaning companies at the contractor's expense if the contractor fails to keep the site clean. | 1 | L.S. | 4320.24 | 4320.24
1.01 | Provision for hauling of equipment on site, including cranage, permits and all necessary fees. | 1 | L.S. | Included
1.011 | Provision for working at height, including scaffolding, cherry pickers etc. All equipment shall be fully certified. | 1 | L.S. | Included
1.012 | Provision for Builders Work in order to prepare all openings required to install conduits, pipework, ductwork, etc., and making good and reinstatement of all openings. | 1 | L.S. | Refer to covering letter
1.013 | Provision for Openings in Insulation Panelling in order to prepare all openings required to install conduits, pipework, ductwork, etc., and making good and reinstatement of all openings. | 1 | L.S. | Refer to covering letter
| TOTAL FOR PAGE 02 | Euro Exc VAT |  |  | 4320.24
| TOTAL FOR PRELIMINARIES | Euro Exc VAT |  |  | 11152.23
ITEM | DESCRIPTION | QTY | UNIT | RATE Euro (Exc of VAT) | TOTAL Euro (Exc of VAT)
2 | PLUMBING INSTALLATION
PIPEWORK
Supply and install the following Polypropylene PN 16 pipework, c/w weatherproof covering for all external runs, inclusive of all accessories, fittings sleeves in walls, brackets fixing, vents and all necessary to provide a complete system. Pipes to have the following Internal Ø in mm.
2.001 | 15mm dia. | 85 | m |  | 0
2.002 | 22mm dia. | 360 | m |  | 0
2.003 | 28mm dia. | 135 | m |  | 0
2.004 | 32mm dia. | 640 | m |  | 0
2.005 | 40mm dia. | 50 | m |  | 0
2.006 | 50mm dia. | 75 | m |  | 0
VALVES
Supply, install and connect the following valves on main runs as per schematic. Valves on Hot Water runs shall be properly insulated with closed-cell foam insulation rated min B-S2,d0 and weatherproofed for external runs
2.007 | 15mm dia. - Isolating valve | 2 | No. |  | 0
2.008 | 22mm dia. - Isolating valve | 24 | No. |  | 0
2.009 | 28mm dia. - Isolating valve | 2 | No. |  | 0
2.01 | 32mm dia. - Isolating valve | 6 | No. |  | 0
2.011 | 40mm dia. - Isolating valve | 3 | No. |  | 0
2.012 | 50mm dia. - Isolating valve | 1 | No. |  | 0
2.013 | 50mm dia. - Non-return valve | 1 | No. |  | 0
2.014 | 15mm dia. - Pressure reducing valve | 2 | No. |  | 0
2.015 | 22mm dia. - Pressure reducing valve | 6 | No. |  | 0
2.016 | 40mm dia. - Pressure reducing valve | 1 | No. |  | 0
2.017 | 50mm dia. - Pressure reducing valve | 1 | No. |  | 0
2.018 | 22mm dia. - Solenoid Valve | 1 | No. |  | 0
2.019 | 32mm dia. - Solenoid Valve | 2 | No. |  | 0
2.02 | 50mm dia. - Solenoid Valve | 1 | No. |  | 0
Basement Level -1
Plumbing hot and cold water using Polypropylene PN 16 pipework chased in wall/ surface mounted from header in shaft / main distribution pipework to final sanitary fittings including the supply of all fittings, brackets etc. for a complete installation as per drawing.
2.021 | Bib Tap | 3 | No. |  | 0
Supply, Install and connect the following chrome fittings
2.022 | Bib Tap | 3 | No. |  | 0
Level 0
Plumbing hot and cold water using Polypropylene PN 16 pipework chased in wall/ surface mounted from header in shaft / main distribution pipework to final sanitary fittings including the supply of all fittings, brackets etc. for a complete installation as per drawing.
2.023 | Wash hand basin | 4 | No. |  | 0
2.024 | WC complete c/w flushing | 4 | No. |  | 0
2.025 | Bib Tap | 12 | No. |  | 0
2.026 | Water Heater | 1 | No. |  | 0
2.027 | Instant Water Heater | 1 | No. |  | 0
2.028 | Irrigation controller | 1 | No. |  | 0
Supply and install U-PVC drains from sanitary fitting to main sewerage run including all fittings, gulleys, elbows, Tee-s, etc. as may be necessary for a complete installation for the following:
2.029 | Wash hand basin | 4 | No. |  | 0
2.03 | WC | 4 | No. |  | 0
Install and connect the following sanitary ware and chrome
2.031 | Wash hand basin | 4 | No. |  | 0
2.032 | Wash hand basin mixer and waste | 4 | No. |  | 0
2.033 | WC complete c/w flushing | 4 | No. |  | 0
Supply, Install and connect the following chrome fittings
2.034 | Chrome Plated Angle Valves - 15mm dia. | 16 | No. |  | 0
2.035 | Bib Tap | 12 | No. |  | 0
2.036 | Water Heater 30L - Horizontal Type | 1 | No. |  | 0
2.037 | Instant Water Heater 3.5kW | 1 | No. |  | 0
2.038 | Irrigation controller c/w all interfaces, control cabling to solenoid valves and irrigation pump, programming etc. as per specs | 1 | L.S. |  | 0
| TOTAL FOR PAGE 03 | Euro Exc VAT |  |  | 0
ITEM | DESCRIPTION | QTY | UNIT | RATE Euro (Exc of VAT) | TOTAL Euro (Exc of VAT)
Level 1
Plumbing hot and cold water using Polypropylene PN 16 pipework chased in wall from header in shaft / main distribution pipework to final sanitary fittings including the supply of all fittings, brackets etc. for a complete installation as per drawing.
2.039 | Kitchen Sink | 1 | No. |  | 0
2.04 | Wash hand basin | 3 | No. |  | 0
2.041 | WC complete c/w flushing | 3 | No. |  | 0
2.042 | Bib Tap | 1 | No. |  | 0
2.043 | Water Heater | 1 | No. |  | 0
2.044 | Instant Water Heater | 2 | No. |  | 0
2.045 | RO System | 1 | No. |  | 0
Supply and install U-PVC drains from sanitary fitting to main sewerage run including all fittings, gulleys, elbows, Tee-s, etc. as may be necessary for a complete installation for the following:
2.046 | Kitchen Sink | 1 | No. |  | 0
2.047 | Wash hand basin | 3 | No. |  | 0
2.048 | WC | 3 | No. |  | 0
2.049 | RO System | 1 | No. |  | 0
Install and connect the following sanitary ware and chrome
2.05 | Kitchen Sink | 1 | No. |  | 0
2.051 | Kitchen Sink mixer and waste | 1 | No. |  | 0
2.052 | Wash hand basin | 3 | No. |  | 0
2.053 | Wash hand basin mixer and waste | 3 | No. |  | 0
2.054 | WC complete c/w flushing | 3 | No. |  | 0
Supply, Install and connect the following chrome fittings
2.055 | Chrome Plated Angle Valves - 15mm dia. | 18 | No. |  | 0
2.056 | Bib Tap | 1 | No. |  | 0
2.057 | Water Heater 30L - Horizontal Type | 1 | No. |  | 0
2.058 | Instant Water Heater 3.5kW | 2 | No. |  | 0
2.059 | RO System as per specs | 1 | No. |  | 0
Level 2
Plumbing hot and cold water using Polypropylene PN 16 pipework chased in wall from header in shaft / main distribution pipework to final sanitary fittings including the supply of all fittings, brackets etc. for a complete installation as per drawing.
2.06 | Kitchen Sink | 2 | No. |  | 0
2.061 | Wash hand basin | 6 | No. |  | 0
2.062 | WC complete c/w flushing | 6 | No. |  | 0
2.063 | Bib Tap | 2 | No. |  | 0
2.064 | Water Heater | 2 | No. |  | 0
2.065 | RO System | 2 | No. |  | 0
Supply and install U-PVC drains from sanitary fitting to main sewerage run including all fittings, gulleys, elbows, Tee-s, etc. as may be necessary for a complete installation for the following:
2.066 | Kitchen Sink | 2 | No. |  | 0
2.067 | Wash hand basin | 6 | No. |  | 0
2.068 | WC | 6 | No. |  | 0
2.069 | RO System | 2 | No. |  | 0
Install and connect the following sanitary ware and chrome
2.07 | Kitchen Sink | 2 | No. |  | 0
2.071 | Kitchen Sink mixer and waste | 2 | No. |  | 0
2.072 | Wash hand basin | 6 | No. |  | 0
2.073 | Wash hand basin mixer and waste | 6 | No. |  | 0
2.074 | WC complete c/w flushing | 6 | No. |  | 0
Supply, Install and connect the following chrome fittings
2.075 | Chrome Plated Angle Valves - 15mm dia. | 28 | No. |  | 0
2.076 | Bib Tap | 2 | No. |  | 0
2.077 | Water Heater 30L - Horizontal Type | 1 | No. |  | 0
2.078 | Water Heater 50L - Horizontal Type | 1 | No. |  | 0
2.079 | RO System as per specs | 2 | No. |  | 0
| TOTAL FOR PAGE 04 | Euro Exc VAT |  |  | 0
ITEM | DESCRIPTION | QTY | UNIT | RATE Euro (Exc of VAT) | TOTAL Euro (Exc of VAT)
Level 3
Plumbing hot and cold water using Polypropylene PN 16 pipework chased in wall from header in shaft / main distribution pipework to final sanitary fittings including the supply of all fittings, brackets etc. for a complete installation as per drawing.
2.08 | Kitchen Sink | 1 | No. |  | 0
2.081 | Wash hand basin | 3 | No. |  | 0
2.082 | WC complete c/w flushing | 3 | No. |  | 0
2.083 | Bib Tap | 1 | No. |  | 0
2.084 | Water Heater | 1 | No. |  | 0
2.085 | RO System | 1 | No. |  | 0
Supply and install U-PVC drains from sanitary fitting to main sewerage run including all fittings, gulleys, elbows, Tee-s, etc. as may be necessary for a complete installation for the following:
2.086 | Kitchen Sink | 1 | No. |  | 0
2.087 | Wash hand basin | 3 | No. |  | 0
2.088 | WC | 3 | No. |  | 0
2.089 | Supply and install drain line for RO System | 1 | No. |  | 0
Install and connect the following sanitary ware and chrome
2.09 | Kitchen Sink | 1 | No. |  | 0
2.091 | Kitchen Sink mixer and waste | 1 | No. |  | 0
2.092 | Wash hand basin | 3 | No. |  | 0
2.093 | Wash hand basin mixer and waste | 3 | No. |  | 0
2.094 | WC complete c/w flushing | 3 | No. |  | 0
Supply, Install and connect the following chrome fittings
2.095 | Chrome Plated Angle Valves - 15mm dia. | 14 | No. |  | 0
2.096 | Bib Tap | 1 | No. |  | 0
2.097 | Water Heater 30L - Horizontal Type | 1 | No. |  | 0
PLANT AND EQUIPMENT
Supply, install and connect the following:
2.098 | Vertical Type Water storage tank 2,000L | 1 | No. |  | 0
2.099 | Reservoir Water Level Alarm c/w ultrasonic level sensors, interfaces, control cabling to solenoid valves, control cabling to water pumps, etc. as per specs | 1 | No. |  | 0
2.1 | SCW Tank Water Level Alarm c/w ultrasonic level sensors, interfaces, control cabling to solenoid valves, control cabling to water pumps, etc. as per specs | 1 | No. |  | 0
Supply, install and connect the following pumps c/w flexible bellows, non-return valves, strainers, isolating valves, expansion vessels, etc. and all necessary fittings required as per drawing and specification, including the connecting up to the electrical supply
2.101 | DCW Pressure Booster Pump Set - 100 L/min at 60m head | 1 | No. |  | 0
2.102 | SCW Pressure Booster Pump Set - 175 L/min at 50m head | 1 | No. |  | 0
2.103 | SCW Submersible Pump - 85 L/min at 15m head | 1 | No. |  | 0
General
2.104 | Provision for hyper chlorination of all pipework upon commissioning of Plumbing System. | 1 | L.S. |  | 0
2.105 | Test and commission system including the provision for all necessary testing as may be required | 1 | L.S. |  | 0
2.106 | Supply one full set of as fitted drawings (including 1 hard copy and a digital copy on 2 separate USBs) c/w all manuals etc.. | 1 | Set |  | 0
| TOTAL FOR PAGE 05 | Euro Exc VAT |  |  | 0
| TOTAL FOR PLUMBING INSTALLATION | Euro Exc VAT |  |  | 0
ITEM | DESCRIPTION | QTY | UNIT | RATE Euro (Exc of VAT) | TOTAL Euro (Exc of VAT)
3 | SEWERAGE & RAIN WATER SYSTEMS
RAIN WATER PIPEWORK
Supply install and connect the following U-PVC rain water collection pipework fixed to walls, ceiling by appropriate brackets or laid in ground, and laid in to falls as per drawings inclusive of all accessories, fittings, sleeves in walls, brackets fixing, vents and all necessary to provide a complete system. Pipes to have the following Internal Ø in mm
3.001 | 250mm dia. | 140 | m |  | 0
3.002 | 200mm dia. | 30 | m |  | 0
3.003 | 160mm dia. | 70 | m |  | 0
3.004 | 150mm dia. | 590 | m |  | 0
3.005 | 125mm dia. | 45 | m |  | 0
3.006 | 110mm dia. | 115 | m |  | 0
3.007 | 80mm dia. | 25 | m |  | 0
OVERFLOW PIPEWORK
Supply install and connect the following U-PVC Overflow water pipework fixed to walls, ceiling by appropriate brackets and laid in to fall as per drawings inclusive of all accessories, rodding points, fittings sleeves in walls, brackets fixing, vents and all necessary to provide a complete system. Pipes to have the following Internal Ø in mm
3.008 | 250mm dia. | 35 | m |  | 0
3.009 | 200mm dia. | 25 | m |  | 0
3.01 | 150mm dia. | 35 | m |  | 0
3.011 | 110mm dia. | 45 | m |  | 0
3.012 | 300mm dia. - High Pressure Pipework | 165 | m |  | 0
DRAINAGE PIPEWORK
Supply install and connect the following U-PVC Black water collection pipework fixed to walls, ceiling by appropriate brackets and laid in to fall as per drawings inclusive of all accessories, rodding points, fittings sleeves in walls, brackets fixing, vents and all necessary to provide a complete system. Pipes to have the following Internal Ø in mm
3.013 | 250mm dia. | 60 | m |  | 0
3.014 | 125mm dia. | 60 | m |  | 0
3.015 | 110mm dia. | 225 | m |  | 0
3.016 | 80mm dia. | 15 | m |  | 0
3.017 | 50mm dia. | 280 | m |  | 0
SEWERAGE SYSTEM - SUMPS
Pipework for Sump Pumps
Supply install and connect the following High Pressure PVC pipework fixed to walls, ceiling by appropriate brackets or laid in ground, and laid in to falls as per drawings inclusive of all accessories, rodding points, fittings sleeves in walls, brackets fixing, vents and all necessary to provide a complete system. Pipes to have the following Internal Ø in mm
3.018 | 63mm dia. | 280 | m |  | 0
3.019 | 80mm dia. | 30 | m |  | 0
3.02 | 100mm dia. | 370 | m |  | 0
Supply and install the following:
3.021 | Manifold for collection of Sumps pipework as per drawing, c/w all necessary valves etc for a complete system | 1 | No. |  | 0
Valves for Sump Pump
Supply, install and connect the following valves on main runs as per schematic. Valves on Hot Water runs shall be properly insulated with closed-cell foam insulation rated min B-S2,d0 and weatherproofed for external runs
3.022 | 63mm dia. - Non-return valve | 7 | No. |  | 0
3.023 | 80mm dia. - Non-return valve | 2 | No. |  | 0
3.024 | 100mm dia. - Non-return valve | 2 | No. |  | 0
Pumps
Supply, install and connect the following pumps c/w flexible bellows, non-return valves, strainers, isolating valves etc. and all necessary fittings required as per drawing and specification, including the connecting up to the electrical supply
3.025 | Sump Pump - 1500 L/min at 5m head | 2 | No. |  | 0
3.026 | Sump Pump - 1500 L/min at 15m head | 2 | No. |  | 0
3.027 | Sump Pump - 250 L/min at 15m head | 3 | No. |  | 0
3.028 | Sump Pump - 500 L/min at 15m head | 2 | No. |  | 0
3.029 | Cesspit c/w Pumps - 2 x 150 L/min at 15m head - Prefabbricated Cesspit as per specs, dimensions to fit in allocated space on site | 1 | No. |  | 0
| TOTAL FOR PAGE 06 | Euro Exc VAT |  |  | 0
ITEM | DESCRIPTION | QTY | UNIT | RATE Euro (Exc of VAT) | TOTAL Euro (Exc of VAT)
Basement Level -1
Supply and install the following:
3.03 | dia. 110mm Water Trap | 1 | No. |  | 0
3.031 | dia. 250mm Non-return Valve - Sewerage | 1 | No. |  | 0
3.032 | dia. 110mm Non-return Valve - Sewerage | 1 | No. |  | 0
3.033 | dia. 80mm Non-return Valve - Sewerage | 1 | No. |  | 0
3.034 | dia. 110mm Non-return Valve - Overflow | 1 | No. |  | 0
3.035 | dia. 250mm Non-return Valve - Overflow | 2 | No. |  | 0
3.036 | dia. 200mm Non-return Valve c/w 600x600mm Manhole Load Class E - Overflow | 1 | No. |  | 0
3.037 | dia. 300mm Non-return Valve c/w 600x600mm Manhole Load Class E - Overflow | 2 | No. |  | 0
3.038 | dia. 300mm Isolating Valve - Rain Water/Overflow | 2 | No. |  | 0
Level 0
Supply and install the following:
3.039 | Floor drain - bathrooms | 1 | No. |  | 0
3.04 | Closed manifold dia. 110mm | 2 | No. |  | 0
3.041 | dia. 110mm Water Trap | 3 | No. |  | 0
3.042 | dia. 250mm Water Trap | 1 | No. |  | 0
3.043 | 600x600mm Manhole Load Class E - Rain Water | 2 | No. |  | 0
3.044 | dia. 250mm Non-return Valve - Sewerage | 1 | No. |  | 0
3.045 | dia. 110mm Non-return Valve - Sewerage | 2 | No. |  | 0
3.046 | dia. 125mm Non-return Valve c/w 400x400mm Manhole Load Class E - Sewerage | 1 | No. |  | 0
3.047 | 1200 x 600 mm Manhole Load Class E | 2 | No. |  | 0
3.048 | 400 x 400 mm S.S. Gulley with grating and removable filter basket | 1 | No. |  | 0
Level 1
Supply and install the following:
3.049 | Floor drain - bathrooms | 3 | No. |  | 0
3.05 | Closed manifold dia. 110mm | 2 | No. |  | 0
3.051 | dia. 50mm air admittance valve | 1 | No. |  | 0
3.052 | dia. 150mm Isolating Valve - Rain Water/Sewerage | 1 | No. |  | 0
| TOTAL FOR PAGE 07 | Euro Exc VAT |  |  | 0
ITEM | DESCRIPTION | QTY | UNIT | RATE Euro (Exc of VAT) | TOTAL Euro (Exc of VAT)
Level 2
Supply and install the following:
3.053 | Floor drain - bathrooms | 1 | No. |  | 0
3.054 | Floor drain - terraces/roof | 2 | No. |  | 0
3.055 | Closed manifold dia. 110mm | 1 | No. |  | 0
3.056 | Side parapett outlets - dia. 150mm | 1 | No. |  | 0
3.057 | Side parapett outlets - dia. 125mm | 3 | No. |  | 0
3.058 | Side parapett outlets - dia. 110mm | 2 | No. |  | 0
Level 3
Supply and install the following:
3.059 | Floor drain - bathrooms | 1 | No. |  | 0
3.06 | Floor drain - terraces/roof | 2 | No. |  | 0
3.061 | Gulley | 1 | No. |  | 0
3.062 | dia. 110mm air admittance valve | 1 | No. |  | 0
Level 4
Supply and install the following:
3.063 | Floor drain - terraces/roof | 3 | No. |  | 0
3.064 | Side parapett outlets - dia. 125mm | 1 | No. |  | 0
3.065 | Side parapett outlets - dia. 110mm | 1 | No. |  | 0
CIVIL WORKS
Supply install and connect the following PVC pipework fixed to walls, ceiling by appropriate brackets or laid in ground, and laid in to falls as per drawings inclusive of all accessories, rodding points, fittings sleeves in walls, brackets fixing, vents and all necessary to provide a complete system. Pipes to have the following Internal Ø in mm
3.066 | dia. 80mm PVC Sleeves | 95 | m |  | 0
3.067 | dia. 110mm Vent pipework | 70 | m |  | 0
3.068 | dia. 110mm Sump Interconnecting pipework | 90 | m |  | 0
Equipment
Supply and install the following:
3.069 | 6000L Oil Interceptor - 40L/s c/w bypass as per specs | 0 | No. |  | Cancelled
3.07 | 5000L Oil Interceptor - 25L/s c/w bypass as per specs | 0 | No. |  | Cancelled
3.071 | 3000L Oil Interceptor - 15L/s c/w bypass as per specs | 0 | No. |  | Cancelled
Basement Level -1
Supply and install the following:
3.072 | Floor drain | 27 | No. |  | 0
3.073 | Gutter 150 x 150 mm - Load Class D | 73 | m |  | 0
3.074 | Gutter 150 x 150 mm - Load Class E | 30 | m |  | 0
3.075 | Gutter 300 x 300 mm - Load Class E | 28 | m |  | 0
Level 0
Supply and install the following:
3.076 | Floor drain c/w backflow preventer | 3 | No. |  | 0
3.077 | Gutter 150 x 150 mm - Load Class E | 35 | m |  | 0
3.078 | Gutter 200 x 200 mm - Load Class E | 56 | m |  | 0
3.079 | Gutter 300 x 300 mm - Load Class E | 51 | m |  | 0
General
3.08 | Provision for connecting up to existing sewer at street level, c/w all necessary pipework, fittings etc. necessary for a complete installation - dia. 110mm | 2 | No. |  | 0
3.081 | Provision for connecting up to existing sewer at street level, c/w all necessary pipework, fittings etc. necessary for a complete installation - dia. 250mm | 1 | No. |  | 0
3.082 | Test and commission system including the provision for all necessary testing as may be required | 1 | L.S. |  | 0
3.083 | Supply one full set of as fitted drawings (including 1 hard copy and a digital copy on 2 separate USBs) c/w all manuals etc.. | 1 | Set |  | 0
| TOTAL FOR PAGE 08 | Euro Exc VAT |  |  | 0
| TOTAL FOR SEWERAGE & RAIN WATER SYSTEMS | Euro Exc VAT |  |  | 0
ITEM | DESCRIPTION | QTY | UNIT | RATE Euro (Exc of VAT) | TOTAL Euro (Exc of VAT)
4 | ELECTRICAL INSTALLATION
Supply, install and connect the following:
4.001 | Supply, install and connect 600kVA standby super silent generator inclusive of fuel tank, pipeline, all sensing cables and devices, controls etc. for a complete system as per drawings and specifications | 1 | No | 96011.57 | 96011.57
4.002 | Double skin stainless steel Generator flue - dia. 150mm | 0 | m | 0 | Cancelled
4.002a | Double skin stainless steel Generator flue - dia. 250mm c/w Chinese hat | 60 | m | 264.92 | 15895.2
4.003 | Genset Synchronizing Bus Bar as per schematic - complete with IP65 Weatherproof enclosure | 0 | No | 0 | Cancelled
4.004 | Genset Panel 'MP-GEN' 2000A TP&N c/w all necessary circuit breakers, electrical accessories etc. as per schematic - to be complete with IP65 Weatherproof enclosure as per specs. | 0 | No | 0 | Cancelled
4.004a | Genset Panel 'MP-GEN' 1200A TP&N c/w all necessary circuit breakers, electrical accessories etc. as per schematic | 1 | No | 37091.95 | 37091.95
4.005 | Main Fire Panel 'MP-FIRE' 800A TP&Nc/w all necessary circuit breakers, electrical accessories etc. as per schematic | 0 | No | 0 | Cancelled
4.005a | Main Fire Panel 'MP-FIRE' 400A TP&N c/w all necessary circuit breakers, electrical accessories etc. as per schematic | 1 | No | 20519.16 | 20519.16
4.006 | Main Panel 'MP-Main' 2000A TP&N c/w all necessary circuit breakers, electrical accessories etc. and c/w Programmable Load shedding capabilities and integrated 2000A Change Over as per schematic | 1 | No | 131250.88 | 131250.88
4.006a | Additional 40A MCCB in Main Panel 'MP-Main' | 1 | No | 1121.04 | 1121.04
4.007 | Distribution board 'DB-B1U' 12 Way 100A TP&N c/w all necessary circuit breakers, electrical accessories etc. as per schematic | 1 | No | 1349.3 | 1349.3
4.008 | Distribution board 'DB-EV' 18 Way 250A TP&N c/w all necessary circuit breakers, electrical accessories etc. as per schematic | 1 | No | 6403.58 | 6403.58
4.009 | Distribution board 'DB-LA2' 10 Way 125A TP&N c/w all necessary circuit breakers, electrical accessories etc. as per schematic | 1 | No | 1374.32 | 1374.32
4.01 | Distribution board 'DB-B1L' 14 Way 125A TP&N c/w all necessary circuit breakers, electrical accessories etc. as per schematic | 1 | No | 1874.09 | 1874.09
4.011 | Distribution board 'DB-B1P' 12 Way 100A TP&N c/w all necessary circuit breakers, electrical accessories etc. as per schematic | 1 | No | 839.76 | 839.76
4.012 | Distribution board 'DB-TC' 28 Way 250A TP&N c/w all necessary circuit breakers, electrical accessories etc. as per schematic | 1 | No | 6286.17 | 6286.17
4.013 | Distribution board 'DB-OL0' 12 Way 63A TP&N c/w all necessary circuit breakers, electrical accessories etc. as per schematic | 1 | No | 1222.29 | 1222.29
4.014 | Distribution board 'DB-LA1' 18 Way 160A TP&N c/w all necessary circuit breakers, electrical accessories etc. as per schematic | 1 | No | 3747.81 | 3747.81
4.015 | Distribution board 'DB-FLC' 18 Way 250A TP&N c/w all necessary circuit breakers, electrical accessories etc. as per schematic | 1 | No | 4950.94 | 4950.94
4.016 | Distribution board 'DB-CRP' 22 Way 125A TP&N c/w all necessary circuit breakers, electrical accessories etc. as per schematic | 1 | No | 4855.05 | 4855.05
4.017 | Distribution board 'DB-FLA' 4 Way 63A TP&N c/w all necessary circuit breakers, electrical accessories etc. as per schematic | 1 | No | 584.11 | 584.11
4.018 | Distribution board 'DB-EA' 8 Way 100A TP&N c/w all necessary circuit breakers, electrical accessories etc. as per schematic - to be complete with IP65 Weatherproof enclosure as per specs. | 1 | No | 1878.06 | 1878.06
4.019 | Distribution board 'DB-PL1' 8 Way 300A TP&N c/w all necessary circuit breakers, electrical accessories etc. as per schematic - to be complete with IP65 Weatherproof enclosure as per specs. | 1 | No | 4728.4 | 4728.4
4.02 | Distribution board 'DB-PL2' 6 Way 300A TP&N c/w all necessary circuit breakers, electrical accessories etc. as per schematic - to be complete with IP65 Weatherproof enclosure as per specs. | 1 | No | 3673.7 | 3673.7
4.021 | Distribution board 'DB-WH' 22 Way 125A TP&N c/w all necessary circuit breakers, electrical accessories etc. as per schematic | 1 | No | 3958.64 | 3958.64
4.022 | Distribution board 'DB-OL1' 12 Way 63A TP&N c/w all necessary circuit breakers, electrical accessories etc. as per schematic | 1 | No | 1278.38 | 1278.38
4.023 | Distribution board 'DB-AB' 10 Way 63A TP&N c/w all necessary circuit breakers, electrical accessories etc. as per schematic | 1 | No | 1195.59 | 1195.59
4.024 | Distribution board 'DB-OL2' 16 Way 63A TP&N c/w all necessary circuit breakers, electrical accessories etc. as per schematic | 1 | No | 1873.24 | 1873.24
4.025 | Distribution board 'DB-PL3' 10 Way 400A TP&N c/w all necessary circuit breakers, electrical accessories etc. as per schematic - to be complete with IP65 Weatherproof enclosure as per specs. | 1 | No | 5705.4 | 5705.4
4.026 | Distribution board 'DB-OL3' 12 Way 63A TP&N c/w all necessary circuit breakers, electrical accessories etc. as per schematic | 1 | No | 1368.06 | 1368.06
4.027 | Distribution board 'DB-OL4' 12 Way 200A TP&N c/w all necessary circuit breakers, electrical accessories etc. as per schematic - to be complete with IP65 Weatherproof enclosure as per specs. | 1 | No | 3325.52 | 3325.52
| TOTAL FOR PAGE 09 | Euro Exc VAT |  |  | 364362.21
ITEM | DESCRIPTION | QTY | UNIT | RATE Euro (Exc of VAT) | TOTAL Euro (Exc of VAT)
Supply, install and connect the following:
4.028 | Supply, install and connect Control Panel 'CP-B1P' c/w all necessary circuit breakers, electrical accessories, controls, control cabling and all other necessary items required for a complete system as per schematic and specifications | 1 | L.S. | 4516.43 | 4516.43
4.029 | Supply, install and connect Control Panel 'CP-CW' c/w all necessary circuit breakers, electrical accessories, controls, control cabling and all other necessary items required for a complete system as per schematic and specifications | 1 | L.S. | 881.44 | 881.44
4.029a | 40A Automatic Transfer Switch as per specs | 1 | No | 877.93 | 877.93
4.03 | 63A Automatic Transfer Switch as per specs | 1 | No | 877.93 | 877.93
4.031 | 125A Automatic Transfer Switch as per specs | 2 | No | 2289.72 | 4579.44
4.032 | 200A Automatic Transfer Switch as per specs | 1 | No | 2434.67 | 2434.67
4.033 | 500A Automatic Transfer Switch as per specs | 0 | No | 0 | Cancelled
4.034 | Supply, install and connect 22kW EV Chargers as per specs | 5 | No | 3197.74 | 15988.7
Supply, install and connect the following supply cables on cable tray, including all cleats, glands, terminal lugs etc., for a complete system
From Enemalta energy meter to:
4.035 | Main Panel 'MP-Main' - (4 x 5 x 300mm2 F120 Fire Resistant Cable (BS7846) - XLPE/SWA/LSZH) | 25 | m | 1473.3 | 36832.5
From Generator 01 to:
4.036 | Synchronizing Bus Bar and Main Genset Panel 'MP-GEN' - (2 x 5 x 240mm2 F120 Fire Resistant Cable (BS7846) - XLPE/SWA/LSZH) | 0 | m | 0 | Cancelled
4.036a | Main Genset Panel 'MP-GEN' - (2 x 5 x 240mm2 F120 Fire Resistant Cable (BS7846) - XLPE/SWA/LSZH) | 15 | m | 523.06 | 7845.9
From Generator 02 to:
4.037 | Synchronizing Bus Bar and Main Genset Panel 'MP-GEN' - (2 x 5 x 240mm2 F120 Fire Resistant Cable (BS7846) - XLPE/SWA/LSZH) | 0 | m | 0 | Cancelled
From Main Genset Panel 'MP-GEN' to:
4.038 | Main Fire Panel 'MP-FIRE' - (2 x 5 x 240mm2 F120 Fire Resistant Cable (BS7846) - XLPE/SWA/LSZH) | 0 | m | 0 | Cancelled
4.038a | Main Fire Panel 'MP-FIRE' - (5 x 185mm2 F120 Fire Resistant Cable (BS7846) - XLPE/SWA/LSZH) | 55 | m | 246.96 | 13582.8
4.039 | Automatic Transfer Switch 'TS-VB1U' - (5 x 50mm2 F120 Fire Resistant Cable (BS7846) - XLPE/SWA/LSZH) | 0 | m | 0 | Cancelled
4.039a | Automatic Transfer Switch 'TS-VB1U' - (5 x 35mm2 F120 Fire Resistant Cable (BS7846) - XLPE/SWA/LSZH) | 90 | m | 55.61 | 5004.9
4.039b | Automatic Transfer Switch 'TS-VGEN' - (5 x 16mm2 F120 Fire Resistant Cable (BS7846) - XLPE/SWA/LSZH) | 15 | m | 35.24 | 528.6
4.04 | Main Panel 'MP-Main' - (4 x 5 x 240mm2 F120 Fire Resistant Cable (BS7846) - XLPE/SWA/LSZH) | 0 | m | 0 | Cancelled
4.040a | Main Panel 'MP-Main' - (3 x 5 x 240mm2 F120 Fire Resistant Cable (BS7846) - XLPE/SWA/LSZH) | 90 | m | 784.59 | 70613.1
From Main Fire Panel 'MP-FIRE' to:
4.041 | Automatic Transfer Switch for Sprinkler Pump Set 'TS-SP01' - (2 x 5 x 120mm2 F120 Fire Resistant Cable (BS7846) - XLPE/SWA/LSZH) | 0 | m | 0 | Cancelled
4.042 | Automatic Transfer Switch for Fire Fighting Pump Set 'TS-FP01' - (5 x 95mm2 F120 Fire Resistant Cable (BS7846) - XLPE/SWA/LSZH) | 20 | m | 107.91 | 2158.2
4.043 | Automatic Transfer Switch for Fire Appliance Pump Set 'TS-HP01' - (5 x 16mm2 F120 Fire Resistant Cable (BS7846) - XLPE/SWA/LSZH) | 20 | m | 35.24 | 704.8
4.044 | Automatic Transfer Switch for Carpark Ventilation 'TS-VB1L' - (5 x 35mm2 F120 Fire Resistant Cable (BS7846) - XLPE/SWA/LSZH) | 20 | m | 55.61 | 1112.2
| TOTAL FOR PAGE 10 | Euro Exc VAT |  |  | 168539.54
ITEM | DESCRIPTION | QTY | UNIT | RATE Euro (Exc of VAT) | TOTAL Euro (Exc of VAT)
Supply, install and connect the following supply cables on cable tray, including all cleats, glands, terminal lugs etc., for a complete system
From Main Panel 'MP-Main' to:
4.045 | Distribution Board 'DB-EV' (5 x 120mm2 XLPE/SWA/LSZH) | 15 | m | 108.02 | 1620.3
4.046 | Distribution Board 'DB-B1U' (5 x 25mm2 F120 Fire Resistant Cable (BS7846) - XLPE/SWA/LSZH) | 20 | m | 39.06 | 781.2
4.047 | Distribution Board 'DB-LA2' (5 x 35mm2 XLPE/SWA/LSZH) | 25 | m | 34.36 | 859
4.048 | Distribution Board 'DB-B1L' (5 x 70mm2 F120 Fire Resistant Cable (BS7846) - XLPE/SWA/LSZH) | 155 | m | 93.48 | 14489.4
4.049 | Distribution Board 'DB-B1P' (5 x 35mm2 XLPE/SWA/LSZH) | 120 | m | 34.36 | 4123.2
4.05 | Distribution Board 'DB-TC' (5 x 150mm2 XLPE/SWA/LSZH) | 155 | m | 119 | 18445
4.051 | Distribution Board 'DB-OL0' (5 x 16mm2 F120 Fire Resistant Cable (BS7846) - XLPE/SWA/LSZH) | 55 | m | 35.24 | 1938.2
4.052 | Distribution Board 'DB-LA1' (5 x 95mm2 F120 Fire Resistant Cable (BS7846) - XLPE/SWA/LSZH) | 130 | m | 107.91 | 14028.3
4.053 | Distribution Board 'DB-FLC' (5 x 185mm2 XLPE/SWA/LSZH) | 140 | m | 148.19 | 20746.6
4.054 | Distribution Board 'DB-FLA' (5 x 16mm2 F120 Fire Resistant Cable (BS7846) - XLPE/SWA/LSZH) | 140 | m | 35.24 | 4933.6
4.055 | Distribution Board 'DB-WH' (5 x 50mm2 F120 Fire Resistant Cable (BS7846) - XLPE/SWA/LSZH) | 125 | m | 75.07 | 9383.75
4.056 | Distribution Board 'DB-CRP' (5 x 50mm2 F120 Fire Resistant Cable (BS7846) - XLPE/SWA/LSZH) | 125 | m | 75.07 | 9383.75
4.057 | Distribution Board 'DB-PL1' (5 x 185mm2 XLPE/SWA/LSZH) | 105 | m | 148.19 | 15559.95
4.058 | Distribution Board 'DB-PL2' (5 x 185mm2 XLPE/SWA/LSZH) | 85 | m | 148.19 | 12596.15
4.059 | Distribution Board 'DB-EA' (5 x 35mm2 XLPE/SWA/LSZH) | 105 | m | 34.36 | 3607.8
4.06 | Distribution Board 'DB-AB' (5 x 25mm2 F120 Fire Resistant Cable (BS7846) - XLPE/SWA/LSZH) | 150 | m | 39.06 | 5859
4.061 | Distribution Board 'DB-OL1' (5 x 16mm2 XLPE/SWA/LSZH) | 60 | m | 18.22 | 1093.2
4.062 | Distribution Board 'DB-OL2' (5 x 16mm2 F120 Fire Resistant Cable (BS7846) - XLPE/SWA/LSZH) | 60 | m | 35.24 | 2114.4
4.063 | Distribution Board 'DB-PL3' (2 x 5 x 95mm2 XLPE/SWA/LSZH) | 85 | m | 159.77 | 13580.45
4.064 | Distribution Board 'DB-OL3' (5 x 16mm2 XLPE/SWA/LSZH) | 120 | m | 18.22 | 2186.4
4.065 | Distribution Board 'DB-OL4' (5 x 95mm2 XLPE/SWA/LSZH) | 120 | m | 79.89 | 9586.8
4.066 | Offices Lift (5 x 10mm2 XLPE/SWA/LSZH) | 85 | m | 14.65 | 1245.25
4.067 | Automatic Transfer Switch for Fire Appliance Pump Set 'TS-HP01' - (5 x 25mm2 F120 Fire Resistant Cable (BS7846) - XLPE/SWA/LSZH) | 125 | m | 39.06 | 4882.5
4.068 | Automatic Transfer Switch for Sprinkler Pump Set 'TS-SP01' - (2 x 5 x 120mm2 F120 Fire Resistant Cable (BS7846) - XLPE/SWA/LSZH) | 0 | m | 0 | Cancelled
4.068a | Sprinkler Pump Set 'SP01' - (2 x 5 x 120mm2 F120 Fire Resistant Cable (BS7846) - XLPE/SWA/LSZH) | 150 | m | 267.03 | 40054.5
4.069 | Automatic Transfer Switch for Fire Fighting Pump Set 'TS-FP01' - (5 x 95mm2 F120 Fire Resistant Cable (BS7846) - XLPE/SWA/LSZH) | 130 | m | 107.91 | 14028.3
4.07 | Automatic Transfer Switch 'TS-VB1U' - (5 x 35mm2 F120 Fire Resistant Cable (BS7846) - XLPE/SWA/LSZH) | 20 | m | 55.61 | 1112.2
4.071 | Automatic Transfer Switch for Carpark Ventilation 'TS-VB1L' - (5 x 50mm2 F120 Fire Resistant Cable (BS7846) - XLPE/SWA/LSZH) | 115 | m | 75.07 | 8633.05
4.071a | Automatic Transfer Switch for Generator Room VCP 'TS-VGEN' - (5 x 16mm2 F120 Fire Resistant Cable (BS7846) - XLPE/SWA/LSZH) | 85 | m | 35.24 | 2995.4
4.072 | Ventilation Control Panel 'VCP-WH' - (5 x 120mm2 F120 Fire Resistant Cable (BS7846) - XLPE/SWA/LSZH) | 145 | m | 133.51 | 19358.95
Supply, install and connect the following:
4.073 | 3-Phase 40A Isolator | 1 | No | 104.97 | 104.97
Supply, install and connect the following supply cables on cable tray, including all cleats, glands, terminal lugs etc., for a complete system
From Automatic Transfer Switch to:
4.074 | Sprinkler Pump Set 'SP-01' - (2 x 5 x 120mm2 F120 Fire Resistant Cable (BS7846) - XLPE/SWA/LSZH) | 0 | m | 0 | Cancelled
4.075 | Fire Fighting Pump Set 'FP-01' - (5 x 95mm2 F120 Fire Resistant Cable (BS7846) - XLPE/SWA/LSZH) | 10 | m | 107.91 | 1079.1
4.076 | Fire Appliance Pump Set 'HP-01' - (5 x 16mm2 F120 Fire Resistant Cable (BS7846) - XLPE/SWA/LSZH) | 10 | m | 35.24 | 352.4
4.077 | Ventilation Control Panel 'VCP-B1U' - (5 x 35mm2 F120 Fire Resistant Cable (BS7846) - XLPE/SWA/LSZH) | 10 | m | 55.61 | 556.1
4.078 | Ventilation Control Panel 'VCP-B1L' - (5 x 35mm2 F120 Fire Resistant Cable (BS7846) - XLPE/SWA/LSZH) | 10 | m | 55.61 | 556.1
4.078a | Ventilation Control Panel 'VCP-GEN' - (5 x 16mm2 F120 Fire Resistant Cable (BS7846) - XLPE/SWA/LSZH) | 10 | m | 35.24 | 352.4
Supply, install and connect the following:
4.079 | 3-Phase 63A Isolator | 1 | No | 104.97 | 104.97
4.08 | 3-Phase 200A Isolator | 1 | No | 479.59 | 479.59
4.081 | 3-Phase 500A Isolator | 1 | No | 1607.31 | 1607.31
| TOTAL FOR PAGE 11 | Euro Exc VAT |  |  | 264419.54
ITEM | DESCRIPTION | QTY | UNIT | RATE Euro (Exc of VAT) | TOTAL Euro (Exc of VAT)
Supply, install and connect the following supply cables on cable tray, including all cleats, glands, terminal lugs etc., for a complete system
From Distribution Board 'DB-B1U' to:
4.082 | Sump Pump 01 (3 x 4mm2 XLPE/SWA/LSZH) | 30 | m | 5.63 | 168.9
4.083 | Sump Pump 02 (3 x 4mm2 XLPE/SWA/LSZH) | 45 | m | 5.63 | 253.35
4.084 | Sump Pump 05 (3 x 4mm2 XLPE/SWA/LSZH) | 40 | m | 5.63 | 225.2
Supply, install and connect the following:
4.085 | 1-Phase 25A Isolator | 3 | No | 48.45 | 145.35
Supply, install and connect the following supply cables on cable tray, including all cleats, glands, terminal lugs etc., for a complete system
From Ventilation Control Panel 'VCP-B1U' to:
4.086 | Jet Fan 01 (5 x 2.5mm2 F120 Fire Resistant Cable (BS7846) - XLPE/SWA/LSZH) | 40 | m | 15.95 | 638
4.087 | Jet Fan 02 (5 x 2.5mm2 F120 Fire Resistant Cable (BS7846) - XLPE/SWA/LSZH) | 55 | m | 15.95 | 877.25
4.088 | Jet Fan 03 (5 x 2.5mm2 F120 Fire Resistant Cable (BS7846) - XLPE/SWA/LSZH) | 50 | m | 15.95 | 797.5
4.089 | Jet Fan 04 (5 x 2.5mm2 F120 Fire Resistant Cable (BS7846) - XLPE/SWA/LSZH) | 35 | m | 15.95 | 558.25
4.09 | Jet Fan 05 (5 x 2.5mm2 F120 Fire Resistant Cable (BS7846) - XLPE/SWA/LSZH) | 25 | m | 15.95 | 398.75
4.091 | Jet Fan 06 (5 x 2.5mm2 F120 Fire Resistant Cable (BS7846) - XLPE/SWA/LSZH) | 45 | m | 15.95 | 717.75
4.092 | Jet Fan 07 (5 x 2.5mm2 F120 Fire Resistant Cable (BS7846) - XLPE/SWA/LSZH) | 65 | m | 15.95 | 1036.75
4.093 | Extract Fan EF-B1U-01A (5 x 16mm2 F120 Fire Resistant Cable (BS7846) - XLPE/SWA/LSZH) | 40 | m | 35.24 | 1409.6
4.094 | Extract Fan EF-B1U-01B (5 x 16mm2 F120 Fire Resistant Cable (BS7846) - XLPE/SWA/LSZH) | 40 | m | 35.24 | 1409.6
4.095 | Extract Fan EF-B1U-02 (3 x 4mm2 XLPE/SWA/LSZH) | 40 | m | 5.63 | 225.2
Supply, install and connect the following:
4.096 | 3-Phase 16A Isolator | 7 | No | 327.48 | 2292.36
4.097 | 3-Phase 63A Isolator | 2 | No | 496.61 | 993.22
4.098 | 1-Phase 32A Isolator | 1 | No | 48.45 | 48.45
Supply, install and connect the following supply cables on cable tray, including all cleats, glands, terminal lugs etc., for a complete system
From Distribution Board 'DB-EV' to:
4.099 | EV Charging Station 01 (5 x 6mm2 XLPE/SWA/LSZH) | 40 | m | 9.95 | 398
4.1 | EV Charging Station 02 (5 x 6mm2 XLPE/SWA/LSZH) | 0 | m | 0 | Cancelled
4.101 | EV Charging Station 03 (5 x 6mm2 XLPE/SWA/LSZH) | 50 | m | 9.95 | 497.5
4.102 | EV Charging Station 04 (5 x 6mm2 XLPE/SWA/LSZH) | 55 | m | 9.95 | 547.25
4.103 | EV Charging Station 05 (5 x 6mm2 XLPE/SWA/LSZH) | 0 | m | 0 | Cancelled
4.104 | EV Charging Station 06 (5 x 6mm2 XLPE/SWA/LSZH) | 20 | m | 9.95 | 199
4.105 | EV Charging Station 07 (5 x 6mm2 XLPE/SWA/LSZH) | 0 | m | 0 | Cancelled
4.106 | EV Charging Station 08 (5 x 6mm2 XLPE/SWA/LSZH) | 50 | m | 9.95 | 497.5
4.107 | EV Charging Station 09 (5 x 6mm2 XLPE/SWA/LSZH) | 0 | m | 0 | Cancelled
Supply, install and connect the following:
4.108 | 3-Phase 40A Isolator | 5 | No | 104.97 | 524.85
Supply, install and connect the following supply cables on cable tray, including all cleats, glands, terminal lugs etc., for a complete system
From Distribution Board 'DB-LA2' to:
4.109 | Main Gate (5 x 2.5mm2 XLPE/SWA/LSZH) | 35 | m | 5.93 | 207.55
4.11 | Truck Plugging Point 01 (5 x 2.5mm2 XLPE/SWA/LSZH) | 35 | m | 5.93 | 207.55
4.111 | Truck Plugging Point 02 (5 x 2.5mm2 XLPE/SWA/LSZH) | 35 | m | 5.93 | 207.55
4.112 | Trailers Plugging Point 01 (5 x 2.5mm2 XLPE/SWA/LSZH) | 40 | m | 5.93 | 237.2
4.113 | Trailers Plugging Point 02 (5 x 2.5mm2 XLPE/SWA/LSZH) | 45 | m | 5.93 | 266.85
Supply, install and connect the following:
4.114 | 3-Phase 16A Isolator | 1 | No | 48.53 | 48.53
4.115 | 16A 3-Phase Industrial Socket Outlet c/w Rotary Switch | 4 | No | 54.11 | 216.44
Supply, install and connect the following supply cables on cable tray, including all cleats, glands, terminal lugs etc., for a complete system
From Distribution Board 'DB-B1L' to:
4.116 | Sump Pump 03 (5 x 6mm2 XLPE/SWA/LSZH) | 75 | m | 9.95 | 746.25
4.117 | Sump Pump 04A (5 x 4mm2 XLPE/SWA/LSZH) | 35 | m | 8.18 | 286.3
4.118 | Sump Pump 04B (5 x 4mm2 XLPE/SWA/LSZH) | 35 | m | 8.18 | 286.3
4.119 | Sump Pump 08 (5 x 6mm2 XLPE/SWA/LSZH) | 80 | m | 9.95 | 796
4.12 | Cesspit Pump A (3 x 4mm2 XLPE/SWA/LSZH) | 35 | m | 5.63 | 197.05
4.121 | Cesspit Pump B (3 x 4mm2 XLPE/SWA/LSZH) | 35 | m | 5.63 | 197.05
4.122 | SCW Submersible Pump (3 x 4mm2 XLPE/SWA/LSZH) | 40 | m | 5.63 | 225.2
Supply, install and connect the following:
4.123 | 3-Phase 25A Isolator | 2 | No | 57.79 | 115.58
4.124 | 3-Phase 32A Isolator | 2 | No | 57.79 | 115.58
4.125 | 1-Phase 25A Isolator | 3 | No | 48.45 | 145.35
| TOTAL FOR PAGE 12 | Euro Exc VAT |  |  | 19361.91
ITEM | DESCRIPTION | QTY | UNIT | RATE Euro (Exc of VAT) | TOTAL Euro (Exc of VAT)
Supply, install and connect the following supply cables on cable tray, including all cleats, glands, terminal lugs etc., for a complete system
From Ventilation Control Panel 'VCP-B1L' to:
4.126 | Jet Fan 01 (5 x 2.5mm2 F120 Fire Resistant Cable (BS7846) - XLPE/SWA/LSZH) | 25 | m | 15.95 | 398.75
4.127 | Jet Fan 02 (5 x 2.5mm2 F120 Fire Resistant Cable (BS7846) - XLPE/SWA/LSZH) | 20 | m | 15.95 | 319
4.128 | Jet Fan 03 (5 x 2.5mm2 F120 Fire Resistant Cable (BS7846) - XLPE/SWA/LSZH) | 55 | m | 15.95 | 877.25
4.129 | Jet Fan 04 (5 x 2.5mm2 F120 Fire Resistant Cable (BS7846) - XLPE/SWA/LSZH) | 45 | m | 15.95 | 717.75
4.13 | Jet Fan 05 (5 x 2.5mm2 F120 Fire Resistant Cable (BS7846) - XLPE/SWA/LSZH) | 30 | m | 15.95 | 478.5
4.131 | Jet Fan 06 (5 x 2.5mm2 F120 Fire Resistant Cable (BS7846) - XLPE/SWA/LSZH) | 50 | m | 15.95 | 797.5
4.132 | Jet Fan 07 (5 x 2.5mm2 F120 Fire Resistant Cable (BS7846) - XLPE/SWA/LSZH) | 60 | m | 15.95 | 957
4.133 | Jet Fan 08 (5 x 2.5mm2 F120 Fire Resistant Cable (BS7846) - XLPE/SWA/LSZH) | 75 | m | 15.95 | 1196.25
4.134 | Extract Fan EF-B1L-01A (5 x 16mm2 F120 Fire Resistant Cable (BS7846) - XLPE/SWA/LSZH) | 50 | m | 35.24 | 1762
4.135 | Extract Fan EF-B1L-01B (5 x 16mm2 F120 Fire Resistant Cable (BS7846) - XLPE/SWA/LSZH) | 50 | m | 35.24 | 1762
Supply, install and connect the following:
4.136 | 3-Phase 16A Isolator | 8 | No | 327.48 | 2619.84
4.137 | 3-Phase 63A Isolator | 2 | No | 496.61 | 993.22
Supply, install and connect the following supply cables on cable tray, including all cleats, glands, terminal lugs etc., for a complete system
From Ventilation Control Panel 'VCP-GEN' to:
4.137a | Supply Fan SF-GEN-01 (5 x 4mm2 XLPE/SWA/LSZH) | 20 | No | 8.18 | 163.6
4.137b | Extract Fan EF-GEN-01 (5 x 4mm2 XLPE/SWA/LSZH) | 20 | No | 8.18 | 163.6
Supply, install and connect the following:
4.137c | 3-Phase 25A Isolator | 2 | No | 57.79 | 115.58
Supply, install and connect the following supply cables on cable tray, including all cleats, glands, terminal lugs etc., for a complete system
From Distribution Board 'DB-B1P' to:
4.138 | Plant Room Control Panel 'CP-B1P' (5 x 16mm2 XLPE/SWA/LSZH) | 10 | m | 18.22 | 182.2
4.139 | Cold Water Control Panel 'CP-CW' (5 x 10mm2 XLPE/SWA/LSZH) | 50 | m | 14.65 | 732.5
From Control Panel 'CP-B1P' to:
4.14 | Supply Fan SF-B1L-01 (5 x 4mm2 XLPE/SWA/LSZH) | 20 | m | 8.18 | 163.6
4.141 | Extract Fan EF-B1L-02 (5 x 4mm2 XLPE/SWA/LSZH) | 45 | m | 8.18 | 368.1
4.142 | Second Class Water Pump Set (5 x 4mm2 XLPE/SWA/LSZH) | 25 | m | 8.18 | 204.5
Supply, install and connect the following:
4.143 | 3-Phase 25A Isolator | 3 | No | 57.79 | 173.37
Supply, install and connect the following supply cables on cable tray, including all cleats, glands, terminal lugs etc., for a complete system
From Distribution Board 'DB-TC' to:
4.144 | Truck Plugging Point 01 (5 x 6mm2 XLPE/SWA/LSZH) | 0 | m | 0 | Cancelled
4.145 | Truck Plugging Point 02 (5 x 6mm2 XLPE/SWA/LSZH) | 0 | m | 0 | Cancelled
4.146 | Truck Plugging Point 03 (5 x 6mm2 XLPE/SWA/LSZH) | 70 | m | 9.95 | 696.5
4.147 | Truck Plugging Point 04 (5 x 6mm2 XLPE/SWA/LSZH) | 0 | m | 0 | Cancelled
4.148 | Truck Plugging Point 05 (5 x 6mm2 XLPE/SWA/LSZH) | 60 | m | 9.95 | 597
4.149 | Truck Plugging Point 06 (5 x 6mm2 XLPE/SWA/LSZH) | 0 | m | 0 | Cancelled
4.15 | Truck Plugging Point 07 (5 x 6mm2 XLPE/SWA/LSZH) | 0 | m | 0 | Cancelled
4.151 | Truck Plugging Point 08 (5 x 6mm2 XLPE/SWA/LSZH) | 65 | m | 9.95 | 646.75
4.152 | Truck Plugging Point 09 (5 x 6mm2 XLPE/SWA/LSZH) | 0 | m | 0 | Cancelled
4.153 | Truck Plugging Point 10 (5 x 6mm2 XLPE/SWA/LSZH) | 55 | m | 9.95 | 547.25
4.154 | Truck Plugging Point 11 (5 x 6mm2 XLPE/SWA/LSZH) | 0 | m | 0 | Cancelled
4.155 | Truck Plugging Point 12 (5 x 6mm2 XLPE/SWA/LSZH) | 45 | m | 9.95 | 447.75
4.156 | Truck Plugging Point 13 (5 x 6mm2 XLPE/SWA/LSZH) | 0 | m | 0 | Cancelled
4.157 | Truck Plugging Point 14 (5 x 6mm2 XLPE/SWA/LSZH) | 55 | m | 9.95 | 547.25
4.158 | Truck Plugging Point 15 (5 x 6mm2 XLPE/SWA/LSZH) | 0 | m | 0 | Cancelled
4.159 | Truck Plugging Point 16 (5 x 6mm2 XLPE/SWA/LSZH) | 50 | m | 9.95 | 497.5
4.16 | Truck Plugging Point 17 (5 x 6mm2 XLPE/SWA/LSZH) | 0 | m | 0 | Cancelled
4.161 | Truck Plugging Point 18 (5 x 6mm2 XLPE/SWA/LSZH) | 40 | m | 9.95 | 398
4.162 | Truck Plugging Point 19 (5 x 6mm2 XLPE/SWA/LSZH) | 35 | m | 9.95 | 348.25
4.163 | Truck Plugging Point 20 (5 x 6mm2 XLPE/SWA/LSZH) | 40 | m | 9.95 | 398
4.164 | Truck Plugging Point 21 (5 x 6mm2 XLPE/SWA/LSZH) | 35 | m | 9.95 | 348.25
4.165 | Truck Plugging Point 22 (5 x 6mm2 XLPE/SWA/LSZH) | 0 | m | 0 | Cancelled
Supply, install and connect the following:
4.166 | 16A 3-Phase Industrial Socket Outlet c/w Rotary Switch | 11 | No | 54.11 | 595.21
Supply, install and connect the following supply cables on cable tray, including all cleats, glands, terminal lugs etc., for a complete system
From Control Panel 'CP-CW' to:
4.167 | Domestic Cold Water Pump Set (5 x 4mm2 XLPE/SWA/LSZH) | 20 | m | 8.18 | 163.6
Supply, install and connect the following:
4.168 | 3-Phase 25A Isolator | 1 | No | 57.79 | 57.79
| TOTAL FOR PAGE 13 | Euro Exc VAT |  |  | 21435.21
ITEM | DESCRIPTION | QTY | UNIT | RATE Euro (Exc of VAT) | TOTAL Euro (Exc of VAT)
Supply, install and connect the following supply cables on cable tray, including all cleats, glands, terminal lugs etc., for a complete system
From Distribution Board 'DB-OL0' to:
4.169 | Ventilation Control Panel 'VCP-OL0' (3 x 10mm2 LSZH/LSZH) | 5 | m | 16.08 | 80.4
From Ventilation Control Panel 'VCP-OL0' to:
4.17 | Heat Recovery Unit HRU-OL0-01 (3 x 4mm2 XLPE/SWA/LSZH) | 40 | m | 5.63 | 225.2
4.171 | Extract Fan EF-OF-01 (3 x 4mm2 XLPE/SWA/LSZH) | 15 | m | 5.63 | 84.45
4.172 | Extract Fan EF-OF-02 (3 x 4mm2 XLPE/SWA/LSZH) | 50 | m | 5.63 | 281.5
Supply, install and connect the following:
4.173 | 1-Phase 25A Isolator | 3 | No | 48.45 | 145.35
Supply, install and connect the following supply cables on cable tray, including all cleats, glands, terminal lugs etc., for a complete system
From Distribution Board 'DB-LA1' to:
4.174 | Truck Plugging Point 01 (5 x 2.5mm2 XLPE/SWA/LSZH) | 25 | m | 5.93 | 148.25
4.175 | Truck Plugging Point 02 (5 x 2.5mm2 XLPE/SWA/LSZH) | 25 | m | 5.93 | 148.25
4.176 | Truck Plugging Point 03 (5 x 2.5mm2 XLPE/SWA/LSZH) | 30 | m | 5.93 | 177.9
4.177 | Truck Plugging Point 04 (5 x 2.5mm2 XLPE/SWA/LSZH) | 35 | m | 5.93 | 207.55
4.178 | Trailer Plugging Point 05 (5 x 6mm2 XLPE/SWA/LSZH) | 30 | m | 9.95 | 298.5
4.179 | Trailer Plugging Point 06 (5 x 6mm2 XLPE/SWA/LSZH) | 50 | m | 9.95 | 497.5
4.18 | Trailer Plugging Point 07 (5 x 6mm2 XLPE/SWA/LSZH) | 55 | m | 9.95 | 547.25
4.181 | Trailer Plugging Point 08 (5 x 6mm2 XLPE/SWA/LSZH) | 55 | m | 9.95 | 547.25
4.182 | Shrink Wrap Equipment (5 x 6mm2 XLPE/SWA/LSZH) | 20 | m | 9.95 | 199
4.183 | Compactor (5 x 6mm2 XLPE/SWA/LSZH) | 25 | m | 9.95 | 248.75
Supply, install and connect the following:
4.184 | 16A 3-Phase Industrial Socket Outlet c/w Rotary Switch | 8 | No | 54.11 | 432.88
4.185 | 32A 3-Phase Industrial Socket Outlet c/w Rotary Switch | 6 | No | 55.35 | 332.1
Supply, install and connect the following supply cables on cable tray, including all cleats, glands, terminal lugs etc., for a complete system
From Distribution Board 'DB-FLC' to:
4.186 | Lifter Charger 01 (5 x 6mm2 XLPE/SWA/LSZH) | 25 | m | 9.95 | 248.75
4.187 | Lifter Charger 02 (5 x 6mm2 XLPE/SWA/LSZH) | 30 | m | 9.95 | 298.5
4.188 | Lifter Charger 03 (5 x 6mm2 XLPE/SWA/LSZH) | 30 | m | 9.95 | 298.5
4.189 | Lifter Charger 04 (5 x 6mm2 XLPE/SWA/LSZH) | 35 | m | 9.95 | 348.25
4.19 | Lifter Charger 05 (5 x 6mm2 XLPE/SWA/LSZH) | 35 | m | 9.95 | 348.25
4.191 | Lifter Charger 06 (5 x 6mm2 XLPE/SWA/LSZH) | 35 | m | 9.95 | 348.25
4.192 | Lifter Charger 07 (5 x 6mm2 XLPE/SWA/LSZH) | 35 | m | 9.95 | 348.25
4.193 | Lifter Charger 08 (5 x 6mm2 XLPE/SWA/LSZH) | 35 | m | 9.95 | 348.25
4.194 | Lifter Charger 09 (5 x 6mm2 XLPE/SWA/LSZH) | 40 | m | 9.95 | 398
4.195 | Lifter Charger 10 (5 x 6mm2 XLPE/SWA/LSZH) | 40 | m | 9.95 | 398
4.196 | Lifter Charger 11 (5 x 6mm2 XLPE/SWA/LSZH) | 40 | m | 9.95 | 398
4.197 | Lifter Charger 12 (5 x 6mm2 XLPE/SWA/LSZH) | 40 | m | 9.95 | 398
4.198 | Lifter Charger 13 (5 x 6mm2 XLPE/SWA/LSZH) | 40 | m | 9.95 | 398
Supply, install and connect the following:
4.199 | 32A 3-Phase Industrial Socket Outlet c/w Rotary Switch | 13 | No | 55.35 | 719.55
Supply, install and connect the following supply cables on cable tray, including all cleats, glands, terminal lugs etc., for a complete system
From Distribution Board 'DB-CRP' to:
4.2 | DOBO/dock leveler 01 (5 x 2.5mm2 XLPE/SWA/LSZH) | 90 | m | 5.5 | 495
4.201 | DOBO/dock leveler 02 (5 x 2.5mm2 XLPE/SWA/LSZH) | 90 | m | 5.5 | 495
4.202 | DOBO/dock leveler 03 (5 x 2.5mm2 XLPE/SWA/LSZH) | 85 | m | 5.5 | 467.5
4.203 | DOBO/dock leveler 04 (5 x 2.5mm2 XLPE/SWA/LSZH) | 80 | m | 5.5 | 440
4.204 | DOBO/dock leveler 05 (5 x 2.5mm2 XLPE/SWA/LSZH) | 65 | m | 5.5 | 357.5
4.205 | DOBO/dock leveler 06 (5 x 2.5mm2 XLPE/SWA/LSZH) | 60 | m | 5.5 | 330
4.206 | Stretch Wrap (5 x 6mm2 XLPE/SWA/LSZH) | 85 | m | 9.95 | 845.75
4.207 | Distribution Board 'DB-CRL' (5 x 10mm2 XLPE/SWA/LSZH) | 5 | m | 14.65 | 73.25
Supply, install and connect the following:
4.208 | 16A 3-Phase Industrial Socket Outlet c/w Rotary Switch | 6 | No | 837.07 | 5022.42
4.209 | 32A 3-Phase Industrial Socket Outlet c/w Rotary Switch | 1 | No | 921.79 | 921.79
| TOTAL FOR PAGE 14 | Euro Exc VAT |  |  | 19346.84
ITEM | DESCRIPTION | QTY | UNIT | RATE Euro (Exc of VAT) | TOTAL Euro (Exc of VAT)
Supply, install and connect the following supply cables on cable tray, including all cleats, glands, terminal lugs etc., for a complete system
From Distribution Board 'DB-WH' to:
4.21 | DOBO/dock leveler 01 (5 x 2.5mm2 XLPE/SWA/LSZH) | 60 | m | 5.93 | 355.8
4.211 | DOBO/dock leveler 02 (5 x 2.5mm2 XLPE/SWA/LSZH) | 60 | m | 5.93 | 355.8
4.212 | DOBO/dock leveler 03 (5 x 2.5mm2 XLPE/SWA/LSZH) | 75 | m | 5.93 | 444.75
4.213 | DOBO/dock leveler 04 (5 x 2.5mm2 XLPE/SWA/LSZH) | 80 | m | 5.93 | 474.4
4.214 | DOBO/dock leveler 05 (5 x 2.5mm2 XLPE/SWA/LSZH) | 80 | m | 5.93 | 474.4
4.215 | DOBO/dock leveler 06 (5 x 2.5mm2 XLPE/SWA/LSZH) | 85 | m | 5.93 | 504.05
4.216 | Stretch Wrap (5 x 6mm2 XLPE/SWA/LSZH) | 45 | m | 9.95 | 447.75
Supply, install and connect the following:
4.217 | 16A 3-Phase Industrial Socket Outlet c/w Rotary Switch | 6 | No | 54.11 | 324.66
4.218 | 32A 3-Phase Industrial Socket Outlet c/w Rotary Switch | 1 | No | 55.35 | 55.35
Supply, install and connect the following supply cables on cable tray, including all cleats, glands, terminal lugs etc., for a complete system
From Ventilation Control Panel 'VCP-WH' to:
4.219 | Supply Fan SPF1 (5 x 4mm2 F120 Fire Resistant Cable (BS7846) - XLPE/SWA/LSZH) | 60 | m | 16.31 | 978.6
4.22 | Supply Fan SPF2 (5 x 4mm2 F120 Fire Resistant Cable (BS7846) - XLPE/SWA/LSZH) | 50 | m | 16.31 | 815.5
4.221 | Supply Fan SPF3 (5 x 4mm2 F120 Fire Resistant Cable (BS7846) - XLPE/SWA/LSZH) | 40 | m | 16.31 | 652.4
4.222 | Impulse Fan IF1 (5 x 2.5mm2 F120 Fire Resistant Cable (BS7846) - XLPE/SWA/LSZH) | 65 | m | 16.2 | 1053
4.223 | Impulse Fan IF2 (5 x 2.5mm2 F120 Fire Resistant Cable (BS7846) - XLPE/SWA/LSZH) | 55 | m | 16.2 | 891
4.224 | Impulse Fan IF3 (5 x 2.5mm2 F120 Fire Resistant Cable (BS7846) - XLPE/SWA/LSZH) | 45 | m | 16.2 | 729
4.225 | Impulse Fan IF4 (5 x 2.5mm2 F120 Fire Resistant Cable (BS7846) - XLPE/SWA/LSZH) | 65 | m | 16.2 | 1053
4.226 | Impulse Fan IF5 (5 x 2.5mm2 F120 Fire Resistant Cable (BS7846) - XLPE/SWA/LSZH) | 55 | m | 16.2 | 891
4.227 | Impulse Fan IF6 (5 x 2.5mm2 F120 Fire Resistant Cable (BS7846) - XLPE/SWA/LSZH) | 45 | m | 16.2 | 729
4.228 | Impulse Fan IF7 (5 x 2.5mm2 F120 Fire Resistant Cable (BS7846) - XLPE/SWA/LSZH) | 90 | m | 16.2 | 1458
4.229 | Impulse Fan IF8 (5 x 2.5mm2 F120 Fire Resistant Cable (BS7846) - XLPE/SWA/LSZH) | 80 | m | 16.2 | 1296
4.23 | Impulse Fan IF9 (5 x 2.5mm2 F120 Fire Resistant Cable (BS7846) - XLPE/SWA/LSZH) | 70 | m | 16.2 | 1134
4.231 | Impulse Fan IF10 (5 x 2.5mm2 F120 Fire Resistant Cable (BS7846) - XLPE/SWA/LSZH) | 85 | m | 16.2 | 1377
4.232 | Impulse Fan IF11 (5 x 2.5mm2 F120 Fire Resistant Cable (BS7846) - XLPE/SWA/LSZH) | 75 | m | 16.2 | 1215
4.233 | Impulse Fan IF12 (5 x 2.5mm2 F120 Fire Resistant Cable (BS7846) - XLPE/SWA/LSZH) | 65 | m | 16.2 | 1053
4.234 | Extract Fan EPF1 (5 x 10mm2 F120 Fire Resistant Cable (BS7846) - XLPE/SWA/LSZH) | 90 | m | 28.32 | 2548.8
4.235 | Extract Fan EPF2 (5 x 10mm2 F120 Fire Resistant Cable (BS7846) - XLPE/SWA/LSZH) | 80 | m | 28.32 | 2265.6
4.236 | Extract Fan EPF3 (5 x 10mm2 F120 Fire Resistant Cable (BS7846) - XLPE/SWA/LSZH) | 70 | m | 28.32 | 1982.4
Supply, install and connect the following:
4.237 | 3-Phase 16A Isolator | 12 | No | 328.95 | 3947.4
4.238 | 3-Phase 20A Isolator | 3 | No | 338.1 | 1014.3
4.239 | 3-Phase 40A Isolator | 3 | No | 514.91 | 1544.73
Supply, install and connect the following supply cables on cable tray, including all cleats, glands, terminal lugs etc., for a complete system
From Distribution Board 'DB-EA' to:
4.24 | Sump Pump 06 (5 x 4mm2 XLPE/SWA/LSZH) | 20 | m | 8.18 | 163.6
4.241 | Sump Pump 07 (5 x 4mm2 XLPE/SWA/LSZH) | 25 | m | 8.18 | 204.5
Supply, install and connect the following:
4.242 | 3-Phase 25A Isolator | 2 | No | 57.79 | 115.58
| TOTAL FOR PAGE 15 | Euro Exc VAT |  |  | 32549.37
ITEM | DESCRIPTION | QTY | UNIT | RATE Euro (Exc of VAT) | TOTAL Euro (Exc of VAT)
Supply, install and connect the following supply cables on cable tray, including all cleats, glands, terminal lugs etc., for a complete system
From Distribution Board 'DB-PL1' to:
4.243 | Fridge Condenser Control Panel CP-S1 (5 x 25mm2 XLPE/SWA/LSZH) | 5 | m | 36.25 | 181.25
4.244 | Fridge Condenser Control Panel CP-S2 (5 x 25mm2 XLPE/SWA/LSZH) | 5 | m | 36.25 | 181.25
4.245 | Freezer Condenser Control Panel CP-S6 (5 x 35mm2 XLPE/SWA/LSZH) | 10 | m | 34.36 | 343.6
4.246 | Freezer Condenser Control Panel CP-S7 (5 x 35mm2 XLPE/SWA/LSZH) | 10 | m | 34.36 | 343.6
From Distribution Board 'DB-PL2' to:
4.247 | Freezer Condenser Control Panel CP-S8 (5 x 35mm2 XLPE/SWA/LSZH) | 10 | m | 34.36 | 343.6
4.248 | Freezer Condenser Control Panel CP-S9 (5 x 35mm2 XLPE/SWA/LSZH) | 5 | m | 34.36 | 171.8
4.249 | Freezer Condenser Control Panel CP-S10 (5 x 35mm2 XLPE/SWA/LSZH) | 5 | m | 34.36 | 171.8
Supply, install and connect the following supply cables on cable tray, including all cleats, glands, terminal lugs etc., for a complete system
From Distribution Board 'DB-OL1' to:
4.25 | Ventilation Control Panel 'VCP-OL1' (3 x 6mm2 LSZH/LSZH) | 5 | m | 11.7 | 58.5
From Ventilation Control Panel 'VCP-OL1' to:
4.251 | Heat Recovery Unit HRU-OL1-01 (3 x 4mm2 XLPE/SWA/LSZH) | 30 | m | 5.63 | 168.9
Supply, install and connect the following:
4.252 | 1-Phase 25A Isolator | 1 | No | 48.45 | 48.45
Supply, install and connect the following supply cables on cable tray, including all cleats, glands, terminal lugs etc., for a complete system
From Distribution Board 'DB-AB' to:
4.253 | Air Conditioning VRF Unit 'S-20' (5 x 6mm2 XLPE/SWA/LSZH) | 25 | m | 9.95 | 248.75
4.254 | Air Conditioning Split Unit 'SPT-02' (3 x 4mm2 XLPE/SWA/LSZH) | 25 | m | 5.63 | 140.75
4.255 | Ventilation Control Panel 'VCP-AB' (3 x 6mm2 LSZH/LSZH) | 5 | m | 11.7 | 58.5
Supply, install and connect the following:
4.256 | 1-Phase 25A Isolator | 1 | No | 48.45 | 48.45
4.257 | 3-Phase 40A Isolator | 1 | No | 104.97 | 104.97
Supply, install and connect the following supply cables on cable tray, including all cleats, glands, terminal lugs etc., for a complete system
From Ventilation Control Panel 'VCP-AB' to:
4.258 | Extract Fan EF-AB-01 (3 x 4mm2 XLPE/SWA/LSZH) | 25 | m | 5.63 | 140.75
4.259 | Heat Recovery Unit HRU-CAN-01 (3 x 4mm2 XLPE/SWA/LSZH) | 30 | m | 5.63 | 168.9
4.26 | Supply Fan SF-AB-01 (3 x 4mm2 XLPE/SWA/LSZH) | 25 | m | 5.63 | 140.75
Supply, install and connect the following:
4.261 | 1-Phase 25A Isolator | 2 | No | 48.45 | 96.9
4.262 | Double pole switch | 1 | No | 195.54 | 195.54
Supply, install and connect the following supply cables on cable tray, including all cleats, glands, terminal lugs etc., for a complete system
From Distribution Board 'DB-OL2' to:
4.263 | Ventilation Control Panel 'VCP-OL2' (3 x 6mm2 LSZH/LSZH) | 5 | m | 11.7 | 58.5
From Ventilation Control Panel 'VCP-OL2' to:
4.264 | Heat Recovery Unit HRU-OL2-01 (3 x 4mm2 XLPE/SWA/LSZH) | 35 | m | 5.63 | 197.05
4.265 | Heat Recovery Unit HRU-OL2-02 (3 x 4mm2 XLPE/SWA/LSZH) | 60 | m | 5.63 | 337.8
Supply, install and connect the following:
4.266 | 1-Phase 25A Isolator | 2 | No | 48.45 | 96.9
| TOTAL FOR PAGE 16 | Euro Exc VAT |  |  | 4047.26
ITEM | DESCRIPTION | QTY | UNIT | RATE Euro (Exc of VAT) | TOTAL Euro (Exc of VAT)
Supply, install and connect the following supply cables on cable tray, including all cleats, glands, terminal lugs etc., for a complete system
From Distribution Board 'DB-PL3' to:
4.267 | Fridge Condenser Control Panel CP-S3 (5 x 25mm2 XLPE/SWA/LSZH) | 5 | m | 36.25 | 181.25
4.268 | Fridge Condenser Control Panel CP-S4 (5 x 25mm2 XLPE/SWA/LSZH) | 5 | m | 36.25 | 181.25
4.269 | Fridge Condenser Control Panel CP-S5 (5 x 25mm2 XLPE/SWA/LSZH) | 10 | m | 36.25 | 362.5
4.27 | Loading Condenser Control Panel CP-S11 (5 x 25mm2 XLPE/SWA/LSZH) | 10 | m | 36.25 | 362.5
4.271 | Loading Condenser Control Panel CP-S12 (5 x 25mm2 XLPE/SWA/LSZH) | 10 | m | 36.25 | 362.5
4.272 | Loading Condenser Control Panel CP-S13 (5 x 25mm2 XLPE/SWA/LSZH) | 10 | m | 36.25 | 362.5
Supply, install and connect the following supply cables on cable tray, including all cleats, glands, terminal lugs etc., for a complete system
From Distribution Board 'DB-OL3' to:
4.273 | Ventilation Control Panel 'VCP-OL3' (3 x 6mm2 LSZH/LSZH) | 5 | m | 11.7 | 58.5
From Ventilation Control Panel 'VCP-OL3' to:
4.274 | Heat Recovery Unit HRU-OL3-01 (3 x 4mm2 XLPE/SWA/LSZH) | 60 | m | 5.63 | 337.8
4.275 | Heat Recovery Unit HRU-OL3-02 (3 x 4mm2 XLPE/SWA/LSZH) | 90 | m | 5.63 | 506.7
4.276 | Heat Recovery Unit HRU-OL3-03 (3 x 4mm2 XLPE/SWA/LSZH) | 90 | m | 5.63 | 506.7
Supply, install and connect the following:
4.277 | 1-Phase 25A Isolator | 3 | No | 48.45 | 145.35
Supply, install and connect the following supply cables on cable tray, including all cleats, glands, terminal lugs etc., for a complete system
From Distribution Board 'DB-OL4' to:
4.278 | Air Conditioning VRF Unit 'S-14' (5 x 6mm2 XLPE/SWA/LSZH) | 20 | m | 9.95 | 199
4.279 | Air Conditioning VRF Unit 'S-15' (5 x 6mm2 XLPE/SWA/LSZH) | 20 | m | 9.95 | 199
4.28 | Air Conditioning VRF Unit 'S-16' (5 x 10mm2 XLPE/SWA/LSZH) | 20 | m | 14.65 | 293
4.281 | Air Conditioning VRF Unit 'S-17' (5 x 10mm2 XLPE/SWA/LSZH) | 20 | m | 14.65 | 293
4.282 | Air Conditioning VRF Unit 'S-18' (5 x 10mm2 XLPE/SWA/LSZH) | 20 | m | 14.65 | 293
4.283 | Air Conditioning VRF Unit 'S-19' (5 x 4mm2 XLPE/SWA/LSZH) | 15 | m | 8.18 | 122.7
4.284 | Air Conditioning Split Unit 'SPT-02' (3 x 4mm2 XLPE/SWA/LSZH) | 25 | m | 5.63 | 140.75
Supply, install and connect the following:
4.285 | 3-Phase 25A Isolator | 1 | No | 57.79 | 57.79
4.286 | 3-Phase 32A Isolator | 2 | No | 57.79 | 115.58
4.287 | 3-Phase 40A Isolator | 3 | No | 104.97 | 314.91
4.288 | 1-Phase 25A Isolator | 1 | No | 48.45 | 48.45
| TOTAL FOR PAGE 17 | Euro Exc VAT |  |  | 5444.73
ITEM | DESCRIPTION | QTY | UNIT | RATE Euro (Exc of VAT) | TOTAL Euro (Exc of VAT)
Basement Level -1
Wiring from distribution board using LSZH cable enclosed in galvanised trunking and galvanised conduit surface mounted including the supply of all LSZH cable and metal clad wiring accessories etc. for a complete installation.
From Distribution Board DB-B1U (Basement Level)
4.289 | Twin socket outlet | 16 | No | 196.52 | 3144.32
4.29 | Double pole switch | 5 | No | 195.54 | 977.7
4.291 | Double pole switch (3 x 4mm2 CWZ/LSZH) | 6 | No | 759.48 | 4556.88
4.292 | 1-Phase Isolator (excl. supply of Isolator) | 2 | No | 208.63 | 417.26
4.293 | 1-Phase Industrial Socket Outlet (excl. supply of socket) | 3 | No | 208.63 | 625.89
4.294 | 1 Light Point on 1 Switch | 1 | No | 158.15 | 158.15
4.295 | 2 Light Points on 1 Switch | 1 | No | 237.23 | 237.23
4.296 | 2 Light Points on 1 IP65 Switch | 1 | No | 255 | 255
4.297 | 4 Light Points on 1 Switch | 2 | No | 395.39 | 790.78
4.298 | 5 Light Points on 1 Switch | 1 | No | 474.46 | 474.46
4.298a | 6 Light Points on 1 Switch | 1 | No | 553.54 | 553.54
4.299 | 7 Light Points on 1 Switch | 1 | No | 632.62 | 632.62
4.299a | 8 Light Points on 1 Switch | 1 | No | 711.7 | 711.7
4.3 | 4 Light Points on 2 Way Switches | 2 | No | 474.46 | 948.92
4.301 | 8 Light Points on 2 Way Switches | 0 | No | 0 | Cancelled
4.302 | 4 Light Points on integrated Presence Detector | 1 | No | 316.31 | 316.31
4.303 | 12 Light Points on integrated Presence Detector | 1 | No | 948.93 | 948.93
4.303a | 15 Light Points on integrated Presence Detector | 1 | No | 1186.16 | 1186.16
4.304 | 16 Light Points on integrated Presence Detector | 0 | No | 0 | Cancelled
4.305 | 3 Light Points on Presence Detector | 1 | No | 316.31 | 316.31
4.306 | 2 Light Points on 2 Presence Detectors | 4 | No | 316.31 | 1265.24
4.307 | 4 Light Points on 2 Presence Detectors | 1 | No | 474.46 | 474.46
4.308 | 24 Light Points on 9 Presence Detectors | 1 | No | 2609.55 | 2609.55
4.309 | 2 Light Points on 1 Presence Detector (staircase A - Basement Lev to Lev 0) | 1 | No | 237.23 | 237.23
4.31 | 4 Light Points on 2 Presence Detectors (staircase B - Basement Lev to Lev 0) | 1 | No | 474.46 | 474.46
4.311 | 4 Light Points on 2 Presence Detectors (staircase C - Basement Lev to Lev 0) | 1 | No | 474.46 | 474.46
4.312 | Additional wiring for voltage sensing/battery charging for fittings with power pack. | 38 | No | Included | Included
4.313 | Maintained Emergency light points | 10 | No | 151.94 | 1519.4
Supply, install and connect of the following:
4.314 | 25A 1-Phase Isolator | 2 | No | 48.45 | 96.9
4.315 | 16A 1-Phase Industrial Socket Outlet | 2 | No | 47.62 | 95.24
4.316 | 16A 1-Phase Industrial Socket Outlet c/w Rotary Switch | 1 | No | 47.62 | 47.62
4.317 | Supply, install and connect emergency shut-off system c/w power supplies, control cabling, interfaces to fire alarm system, contactors, emergency shut-off buttons (qty 2) etc for a complete system. Emergency shut-off buttons shall be interfaced to distribution board DB-EV such that in case of emergency the Power supply will automatically disconnect. The system shall include all the galvanised conduits, wiring, control cabling etc. for a complete installation. | 1 | L.S. | 2400.14 | 2400.14
4.318 | 360° Presence Detector | 21 | No | 30.09 | 631.89
Wiring from distribution board using LSZH cable enclosed in galvanised trunking and galvanised conduit surface mounted including the supply of all LSZH cable and metal clad wiring accessories etc. for a complete installation.
From Distribution Board DB-EV (Basement Level)
4.319 | Twin socket outlet (3 x 6mm2 LSZH) | 10 | No | 432.03 | 4320.3
Wiring from distribution board using LSZH cable enclosed in galvanised trunking and galvanised conduit surface mounted including the supply of all LSZH cable and metal clad wiring accessories etc. for a complete installation.
From Distribution Board DB-LA2 (Level 0)
4.32 | 1-Phase Isolator (excl. supply of Isolator) | 2 | No | 208.63 | 417.26
Supply, install and connect of the following:
4.321 | 25A 1-Phase Isolator | 2 | No | 48.45 | 96.9
Wiring from distribution board using LSZH cable enclosed in galvanised trunking and galvanised conduit surface mounted including the supply of all LSZH cable and metal clad wiring accessories etc. for a complete installation.
From Distribution Board DB-B1P (Basement Level)
4.322 | Twin socket outlet | 2 | No | 196.52 | 393.04
| TOTAL FOR PAGE 18 | Euro Exc VAT |  |  | 32806.25
ITEM | DESCRIPTION | QTY | UNIT | RATE Euro (Exc of VAT) | TOTAL Euro (Exc of VAT)
Wiring from distribution board using LSZH cable enclosed in galvanised trunking and galvanised conduit surface mounted including the supply of all LSZH cable and metal clad wiring accessories etc. for a complete installation.
From Distribution Board DB-B1L (Basement Level - Level 0)
4.323 | Twin socket outlet | 11 | No | 196.52 | 2161.72
4.324 | 1-Phase Isolator (excl. supply of Isolator) | 2 | No | 208.63 | 417.26
4.325 | 1-Phase Industrial Socket Outlet (excl. supply of socket) | 2 | No | 208.63 | 417.26
4.326 | 1 Light Point on 1 Switch | 1 | No | 158.15 | 158.15
4.327 | 2 Light Points on 1 Switch | 1 | No | 237.23 | 237.23
4.328 | 3 Light Points on 1 Switch | 1 | No | 316.31 | 316.31
4.329 | 6 Light Points on 1 Switch | 1 | No | 553.54 | 553.54
4.33 | 1 Light Point on Presence Detector | 1 | No | 158.15 | 158.15
4.331 | 2 Light Points on Presence Detector | 2 | No | 316.31 | 632.62
4.332 | 5 Light Points on 2 Presence Detectors | 1 | No | 553.54 | 553.54
4.333 | 8 Light Points on 3 Presence Detectors | 2 | No | 869.85 | 1739.7
4.334 | 9 Light Points on 3 Presence Detectors | 1 | No | 948.93 | 948.93
4.335 | 15 Light Points on 3 Presence Detectors | 1 | No | 1423.39 | 1423.39
4.336 | 15 Light Points on 5 Presence Detectors | 1 | No | 1581.55 | 1581.55
4.337 | 15 Light Points on 6 Presence Detectors | 1 | No | 1660.63 | 1660.63
4.338 | 20 Light Points on 3 Presence Detectors | 1 | No | 1818.78 | 1818.78
4.339 | 8 Light Points on 3 Presence Detectors (staircase E - Basement Lev to Lev 0) | 1 | No | 869.85 | 869.85
4.34 | Additional wiring for voltage sensing/battery charging for fittings with power pack. | 18 | No | Included | Included
4.341 | Maintained Emergency light points | 8 | No | 151.94 | 1215.52
Supply, install and connect of the following:
4.342 | 25A 1-Phase Isolator | 2 | No | 48.45 | 96.9
4.343 | 16A 1-Phase Industrial Socket Outlet c/w Rotary Switch | 2 | No | 47.62 | 95.24
4.344 | 360° Presence Detector | 34 | No | 30.09 | 1023.06
Level 0
Wiring from distribution board using LSZH cable enclosed in galvanised trunking and LSZH conduit chased in wall including the supply of all LSZH cable and PVC wiring accessories etc. for a complete installation.
From Distribution Board DB-OL0 (Level 0)
4.345 | Single socket outlet | 1 | No | 61.15 | 61.15
4.346 | Twin socket outlet | 22 | No | 61.52 | 1353.44
4.347 | Double pole switch | 10 | No | 64.84 | 648.4
4.348 | Unswitched Double Pole (3x4mm2 CWZ/LSZH) | 3 | No | 190.4 | 571.2
4.349 | Flex outlet | 1 | No | 63.24 | 63.24
4.35 | 1 Light Point on 1 Switch | 2 | No | 68.06 | 136.12
4.351 | 2 Light Points on 1 Switch | 2 | No | 102.1 | 204.2
4.352 | 3 Light Points on 1 Switch | 3 | No | 136.13 | 408.39
4.353 | 4 Light Points on 1 Switch | 2 | No | 170.16 | 340.32
4.354 | 5 Light Points on 1 Switch | 1 | No | 204.19 | 204.19
4.355 | 5 Light Points on Timer - external areas | 1 | No | 204.19 | 204.19
4.356 | 1 Light Point on Presence Detector | 2 | No | 68.06 | 136.12
4.357 | 2 Light Points on Presence Detector | 3 | No | 102.1 | 306.3
4.358 | 3 Light Points on 2 Presence Detectors | 1 | No | 170.16 | 170.16
4.359 | 9 Light Points on 4 Presence Detectors (staircase B - Lev 0 to Lev 3) | 1 | No | 442.42 | 442.42
4.36 | Additional wiring for voltage sensing/battery charging for fittings with power pack. | 21 | No | Included | Included
4.361 | Maintained Emergency light points | 7 | No | 46.93 | 328.51
Supply, install and connect of the following:
4.362 | Floor Box Type 01 | 1 | No | 142.9 | 142.9
4.363 | 360° Presence Detector | 11 | No | 20.64 | 227.04
4.364 | Provision for the supply and installation of HDMI points, including the supply of dia.25mm conduits, HDMI cable, back boxes, HDMI faceplates and including all chasing required, fixings, accessories etc for a complete installation between TV-01 and FB-01 | 1 | No | 267.03 | 267.03
| TOTAL FOR PAGE 19 | Euro Exc VAT |  |  | 24294.65
ITEM | DESCRIPTION | QTY | UNIT | RATE Euro (Exc of VAT) | TOTAL Euro (Exc of VAT)
Wiring from distribution board using LSZH cable enclosed in galvanised trunking and galvanised conduit surface mounted including the supply of all LSZH cable and metal clad wiring accessories etc. for a complete installation.
From Distribution Board DB-LA1 (Level 0)
4.365 | Twin socket outlet | 4 | No | 196.52 | 786.08
4.366 | Double pole switch (3 x 4mm2 CWZ/LSZH) | 2 | No | 759.48 | 1518.96
4.367 | Unswitched double pole (3 x 4mm2 CWZ/LSZH) | 1 | No | 757.77 | 757.77
4.368 | 1-Phase Isolator (excl. supply of Isolator) | 1 | No | 208.63 | 208.63
4.369 | 1-Phase Industrial Socket Outlet (excl. supply of socket) | 6 | No | 208.63 | 1251.78
4.37 | 6 Light Points on 1 Switch | 2 | No | 553.54 | 1107.08
4.371 | 7 Light Points on 1 Switch - external areas | 2 | No | 1573.71 | 3147.42
4.372 | 4 Light Points on 2 Way Switch | 1 | No | 474.46 | 474.46
4.373 | 5 Light Points on 2 Way Switch | 1 | No | 553.54 | 553.54
4.374 | 4 Light Points on Photocell - external areas | 2 | No | 899.26 | 1798.52
4.375 | Additional wiring for voltage sensing/battery charging for fittings with power pack. | 8 | No | included | included
Supply, install and connect of the following:
4.376 | 25A 1-Phase Isolator | 1 | No | 48.45 | 48.45
4.377 | 16A 1-Phase Industrial Socket Outlet c/w Rotary Switch | 6 | No | 47.62 | 285.72
4.378 | Photocell sensor | 2 | No | 110.9 | 221.8
Wiring from distribution board using LSZH cable enclosed in galvanised trunking and galvanised conduit surface mounted including the supply of all LSZH cable and metal clad wiring accessories etc. for a complete installation.
From Distribution Board DB-FLA (Level 0)
4.379 | Twin socket outlet | 2 | No | 196.52 | 393.04
4.38 | Double pole switch | 1 | No | 195.54 | 195.54
4.381 | Double pole switch (3 x 4mm2 CWZ/LSZH) | 1 | No | 759.48 | 759.48
4.382 | 1-Phase Isolator (excl. supply of Isolator) | 1 | No | 208.63 | 208.63
4.383 | 1 Light Point on 1 Switch | 1 | No | 158.15 | 158.15
4.384 | 5 Light Points on 1 Switch | 2 | No | 474.46 | 948.92
4.385 | 2 Light Points on Presence Detector | 1 | No | 237.23 | 237.23
4.386 | Additional wiring for voltage sensing/battery charging for fittings with power pack. | 6 | No | Included | Included
4.387 | Maintained Emergency light points | 3 | No | 151.94 | 455.82
Supply, install and connect of the following:
4.388 | 25A 1-Phase Isolator | 1 | No | 48.45 | 48.45
4.389 | Supply, install and connect emergency shut-off system c/w power supplies, control cabling, interfaces to fire alarm system, contactors, emergency shut-off buttons (qty 1) etc for a complete system. Emergency shut-off buttons shall be interfaced to distribution board DB-FLC such that in case of emergency the Power supply will automatically disconnect. The system shall include all the galvanised conduits, wiring, control cabling etc. for a complete installation. | 1 | L.S. | 1116.1 | 1116.1
4.39 | 360° Presence Detector | 1 | No | 30.09 | 30.09
Wiring from distribution board using LSZH cable enclosed in galvanised trunking and galvanised conduit surface mounted including the supply of all LSZH cable and metal clad wiring accessories etc. for a complete installation.
From Distribution Board DB-EA (Level 0)
4.391 | 1-Phase Industrial Socket Outlet (excl. supply of socket) | 4 | No | 208.63 | 834.52
4.392 | 3 Light Points on 1 IP65 Switch - external areas | 3 | No | 692.22 | 2076.66
4.393 | 8 Light Points on 1 IP65 Switch - external areas | 1 | No | 729.47 | 729.47
4.394 | Maintained Emergency light points | 1 | No | 151.94 | 151.94
4.395 | Non-Maintained Emergency light points | 1 | No | 151.94 | 151.94
Supply, install and connect of the following:
4.396 | 16A 1-Phase Industrial Socket Outlet c/w Rotary Switch | 4 | No | 47.62 | 190.48
| TOTAL FOR PAGE 20 | Euro Exc VAT |  |  | 20846.67
ITEM | DESCRIPTION | QTY | UNIT | RATE Euro (Exc of VAT) | TOTAL Euro (Exc of VAT)
Wiring from distribution board using LSZH cable enclosed in galvanised trunking and galvanised conduit surface mounted including the supply of all LSZH cable and metal clad wiring accessories etc. for a complete installation.
From Distribution Board DB-WH (Level 0 - Level 2)
4.397 | Twin socket outlet | 4 | No | 196.52 | 786.08
4.398 | Double pole switch (3 x 4mm2 CWZ/LSZH) | 2 | No | 759.48 | 1518.96
4.399 | 1-Phase Industrial Socket Outlet (excl. supply of socket) | 9 | No | 208.63 | 1877.67
4.4 | 1 Light Point on 1 Switch | 1 | No | 220.46 | 220.46
4.401 | 3 Light Point on 1 IP65 Switch - external areas | 1 | No | 692.22 | 692.22
4.402 | 4 Light Points on Switching Pack | 3 | No | 656.36 | 1969.08
4.403 | 6 Light Points on Switching Pack | 1 | No | 946.97 | 946.97
4.404 | 8 Light Points on Switching Pack | 1 | No | 1237.57 | 1237.57
4.405 | 11 Light Points on Switching Pack | 1 | No | 1673.47 | 1673.47
4.406 | 12 Light Points on Switching Pack | 2 | No | 1818.77 | 3637.54
4.407 | 14 Light Points on Switching Pack | 1 | No | 2109.37 | 2109.37
4.408 | 16 Light Points on Switching Pack | 4 | No | 2399.97 | 9599.88
4.409 | Maintained Emergency light points | 41 | No | 151.94 | 6229.54
Supply, install and connect of the following:
4.41 | 16A 1-Phase Industrial Socket Outlet | 2 | No | 47.62 | 95.24
4.411 | 16A 1-Phase Industrial Socket Outlet c/w Rotary Switch | 6 | No | 47.62 | 285.72
4.412 | 25A 1-Phase Isolator | 1 | No | 48.45 | 48.45
4.413 | Switching Pack as per drawings and specs. | 1 | No | 350.59 | 350.59
Wiring from distribution board using LSZH cable enclosed in galvanised trunking and galvanised conduit surface mounted including the supply of all LSZH cable and metal clad wiring accessories etc. for a complete installation.
From Distribution Board DB-CRP (Level 0)
4.414 | Double pole switch | 11 | No | 195.54 | 2150.94
4.415 | Double pole switch (3 x 4mm2 CWZ/LSZH) | 1 | No | 759.48 | 759.48
4.416 | Unswitched Double pole (3 x 4mm2 CWZ/LSZH) | 1 | No | 757.77 | 757.77
4.417 | 1-Phase Industrial Socket Outlet (excl. supply of socket) | 1 | No | 208.63 | 208.63
4.418 | 1 Light Point on Presence Detector | 1 | No | 158.15 | 158.15
4.419 | Additional wiring for voltage sensing/battery charging for fittings with power pack. | 1 | No | Included | Included
4.42 | Maintained Emergency light points | 1 | No | 151.94 | 151.94
Supply, install and connect of the following:
4.421 | 16A 1-Phase Industrial Socket Outlet c/w Rotary Switch | 1 | No | 47.62 | 47.62
4.422 | 360° Presence Detector | 1 | No | 30.09 | 30.09
Wiring from distribution board using LSZH cable enclosed in galvanised trunking and 316L stainless steel conduit surface mounted including the supply of all LSZH cable and 316L stainless steel wiring accessories etc. for a complete installation.
From Distribution Board DB-CRP (Level 0)
4.423 | 1-Phase Isolator (excl. supply of Isolator) | 5 | No | 883.93 | 4419.65
4.424 | 1-Phase Industrial Socket Outlet (excl. supply of socket) | 7 | No | 883.93 | 6187.51
Supply, install and connect of the following:
4.425 | 25A 1-Phase Isolator | 5 | No | 48.45 | 242.25
4.426 | 16A 1-Phase Industrial Socket Outlet c/w Rotary Switch | 7 | No | 803.62 | 5625.34
| TOTAL FOR PAGE 21 | Euro Exc VAT |  |  | 54018.18
ITEM | DESCRIPTION | QTY | UNIT | RATE Euro (Exc of VAT) | TOTAL Euro (Exc of VAT)
Level 1
Wiring from distribution board using LSZH cable enclosed in galvanised trunking and LSZH conduit chased in wall including the supply of all LSZH cable and PVC wiring accessories etc. for a complete installation.
From Distribution Board DB-OL1 (Level 1)
4.427 | Single socket outlet | 1 | No | 61.15 | 61.15
4.428 | Single socket outlet - IP65 | 1 | No | 75.63 | 75.63
4.429 | Twin socket outlet | 38 | No | 61.52 | 2337.76
4.43 | Double pole switch | 19 | No | 64.84 | 1231.96
4.431 | Flex outlet | 1 | No | 63.24 | 63.24
4.432 | 1-Phase Industrial Socket Outlet (excl. supply of socket) | 2 | No | 208.63 | 417.26
4.433 | 1 Light Point on 1 Switch | 3 | No | 68.06 | 204.18
4.434 | 3 Light Points on 1 Switch | 2 | No | 136.13 | 272.26
4.435 | 4 Light Points on 1 Switch | 3 | No | 170.16 | 510.48
4.436 | 5 Light Points on 1 Switch | 2 | No | 204.19 | 408.38
4.437 | 1 Light Point on Timer | 1 | No | 68.06 | 68.06
4.438 | 1 Light Point on Presence Detector | 1 | No | 68.06 | 68.06
4.439 | 2 Light Points on Presence Detector | 3 | No | 102.1 | 306.3
4.44 | 2 Light Points on 2 Presence Detectors | 1 | No | 136.13 | 136.13
4.441 | Additional wiring for voltage sensing/battery charging for fittings with power pack. | 13 | No | Included | Included
4.442 | Maintained Emergency light points | 2 | No | 46.93 | 93.86
Supply, install and connect of the following:
4.443 | Floor Box Type 02 | 6 | No | 142.9 | 857.4
4.444 | 16A 1-Phase Industrial Socket Outlet | 2 | No | 47.62 | 95.24
4.445 | 360° Presence Detector | 6 | No | 20.64 | 123.84
Wiring from distribution board using LSZH cable enclosed in galvanised trunking and LSZH conduit chased in wall including the supply of all LSZH cable and PVC wiring accessories etc. for a complete installation.
From Distribution Board DB-AB (Level 0 to Level 2)
4.446 | Single socket outlet - IP65 | 1 | No | 75.63 | 75.63
4.447 | Twin socket outlet | 15 | No | 61.52 | 922.8
4.448 | Double pole switch | 8 | No | 64.84 | 518.72
4.449 | Double pole switch (3 x 4mm2 CWZ/LSZH) | 1 | No | 189.03 | 189.03
4.45 | Flex outlet | 2 | No | 63.24 | 126.48
4.451 | 1-Phase Industrial Socket Outlet (excl. supply of socket) | 2 | No | 208.63 | 417.26
4.452 | 1 Light Point on 1 Switch | 2 | No | 68.06 | 136.12
4.453 | 2 Light Points on 1 Switch | 2 | No | 102.1 | 204.2
4.454 | 3 Light Points on 1 Switch | 3 | No | 136.13 | 408.39
4.455 | 4 Light Points on 1 Switch | 2 | No | 170.16 | 340.32
4.456 | 5 Light Points on 1 Switch | 1 | No | 204.19 | 204.19
4.457 | 1 Light Point on Presence Detector | 6 | No | 68.06 | 408.36
4.458 | 3 Light Points on Presence Detector | 3 | No | 136.13 | 408.39
4.459 | 5 Light Points on Photocell and override switch (staircase D - Lev 0 to Lev 2) | 1 | No | 238.22 | 238.22
4.46 | Additional wiring for voltage sensing/battery charging for fittings with power pack. | 12 | No | Included | Included
4.461 | Maintained Emergency light points | 2 | No | 46.93 | 93.86
Supply, install and connect of the following:
4.462 | 16A 1-Phase Industrial Socket Outlet | 2 | No | 47.62 | 95.24
4.463 | 360° Presence Detector | 9 | No | 20.64 | 185.76
4.464 | Photocell sensor | 1 | No | 110.9 | 110.9
4.465 | Provision for the supply and installation of HDMI points, including the supply of dia.25mm conduits, HDMI cable, back boxes, HDMI faceplates and including all chasing required, fixings, accessories etc for a complete installation between TV-01 and FB-01 | 1 | No | 267.03 | 267.03
| TOTAL FOR PAGE 22 | Euro Exc VAT |  |  | 12682.09
ITEM | DESCRIPTION | QTY | UNIT | RATE Euro (Exc of VAT) | TOTAL Euro (Exc of VAT)
Level 2
Wiring from distribution board using LSZH cable enclosed in galvanised trunking and LSZH conduit chased in wall including the supply of all LSZH cable and PVC wiring accessories etc. for a complete installation.
From Distribution Board DB-OL2 (Level 2)
4.466 | Single socket outlet - IP65 | 1 | No | 75.63 | 75.63
4.467 | Twin socket outlet | 88 | No | 61.52 | 5413.76
4.468 | Double pole switch | 31 | No | 64.84 | 2010.04
4.469 | Double pole switch (3 x 4mm2 CWZ/LSZH) | 1 | No | 189.03 | 189.03
4.47 | Flex outlet | 1 | No | 63.24 | 63.24
4.471 | 1-Phase Industrial Socket Outlet (excl. supply of socket) | 5 | No | 208.63 | 1043.15
4.472 | 2 Light Points on 1 Switch | 7 | No | 102.1 | 714.7
4.473 | 3 Light Points on 1 Switch | 7 | No | 136.13 | 952.91
4.474 | 4 Light Points on 1 Switch | 10 | No | 170.16 | 1701.6
4.475 | 5 Light Points on 1 Switch | 1 | No | 204.19 | 204.19
4.476 | 4 Light Points on 2 Way Switch | 2 | No | 474.46 | 948.92
4.477 | 1 Light Point on Presence Detector | 4 | No | 158.15 | 632.6
4.478 | 2 Light Points on Presence Detector | 2 | No | 237.23 | 474.46
4.479 | 6 Light Points on 5 Presence Detectors | 1 | No | 869.85 | 869.85
4.48 | 6 Light Points on Timer | 1 | No | 238.22 | 238.22
4.481 | 7 Light Points on Timer (staircase E - Lev 0 to Lev 3) | 1 | No | 272.26 | 272.26
4.482 | Additional wiring for voltage sensing/battery charging for fittings with power pack. | 43 | No | Included
4.483 | Maintained Emergency light points | 5 | No | 46.93 | 234.65
Supply, install and connect of the following:
4.484 | Floor Box Type 02 | 7 | No | 142.9 | 1000.3
4.485 | Floor Box Type 03 | 2 | No | 142.9 | 285.8
4.486 | 16A 1-Phase Industrial Socket Outlet | 5 | No | 47.62 | 238.1
4.487 | 360° Presence Detector | 11 | No | 20.64 | 227.04
Wiring from distribution board using LSZH cable enclosed in galvanised trunking and LSZH conduit chased in wall including the supply of all LSZH cable and PVC wiring accessories etc. for a complete installation.
Preparation for UPS (Level 2)
4.488 | 1-Phase Industrial Socket Outlet (excl. supply of socket) | 2 | No | 208.63 | 417.26
Supply, install and connect of the following:
4.489 | 16A 1-Phase Industrial Socket Outlet | 2 | No | 47.62 | 95.24
| TOTAL FOR PAGE 23 | Euro Exc VAT |  |  | 18302.95
ITEM | DESCRIPTION | QTY | UNIT | RATE Euro (Exc of VAT) | TOTAL Euro (Exc of VAT)
Level 3
Wiring from distribution board using LSZH cable enclosed in galvanised trunking and LSZH conduit chased in wall including the supply of all LSZH cable and PVC wiring accessories etc. for a complete installation.
From Distribution Board DB-OL3 (Level 3)
4.49 | Single socket outlet - IP65 | 1 | No | 75.63 | 75.63
4.491 | Twin socket outlet | 51 | No | 61.52 | 3137.52
4.492 | Double pole switch | 21 | No | 64.84 | 1361.64
4.493 | Flex outlet | 1 | No | 63.24 | 63.24
4.494 | 1-Phase Industrial Socket Outlet (excl. supply of socket) | 1 | No | 208.63 | 208.63
4.495 | 1 Light Point on 1 Switch | 1 | No | 68.06 | 68.06
4.496 | 2 Light Points on 1 Switch | 3 | No | 68.06 | 204.18
4.497 | 3 Light Points on 1 Switch | 6 | No | 136.13 | 816.78
4.498 | 4 Light Points on 1 Switch | 9 | No | 170.16 | 1531.44
4.499 | 1 Light Point on Presence Detector | 5 | No | 68.06 | 340.3
4.5 | 2 Light Points on Presence Detector | 1 | No | 102.1 | 102.1
4.501 | 9 Light Points on 5 Presence Detectors | 1 | No | 476.45 | 476.45
4.502 | 6 Light Points on Timer | 1 | No | 238.22 | 238.22
4.503 | 9 Light Points on Photocell - external areas | 1 | No | 2023.34 | 2023.34
4.504 | Additional wiring for voltage sensing/battery charging for fittings with power pack. | 28 | No | Included | Included
4.505 | Maintained Emergency light points | 6 | No | 46.93 | 281.58
Supply, install and connect of the following:
4.506 | Floor Box Type 01 | 2 | No | 142.9 | 285.8
4.507 | Floor Box Type 03 | 5 | No | 142.9 | 714.5
4.508 | 16A 1-Phase Industrial Socket Outlet | 1 | No | 47.62 | 47.62
4.509 | 360° Presence Detector | 11 | No | 20.64 | 227.04
4.51 | Photocell sensor | 1 | No | 110.9 | 110.9
4.511 | Provision for the supply and installation of HDMI points, including the supply of dia.25mm conduits, HDMI cable, back boxes, HDMI faceplates and including all chasing required, fixings, accessories etc for a complete installation between TV-01 and FB-01 | 2 | No | 267.03 | 534.06
Level 4
Wiring from distribution board using LSZH cable enclosed in galvanised trunking and LSZH conduit chased in wall including the supply of all LSZH cable and PVC wiring accessories etc. for a complete installation.
From Distribution Board DB-OL4 (Level 4)
4.512 | 16 Light Points on 1 IP65 Switch - external areas | 1 | No | 596.32 | 596.32
General
4.513 | Earthing of all metal clad wiring accessories/metal wall plates | 1 | L.S. | 0 | 0
4.514 | Earthing of the installation according to IET standards and local Enemalta regulations. | 1 | LS | 4828.54 | 4828.54
4.515 | Test and commission system including the provision for all necessary testing as may be required | 1 | L.S. | 8855.61 | 8855.61
4.516 | Supply one full set of as fitted drawings (including 1 hard copy and a digital copy on 2 separate USBs) c/w all manuals etc.. | 1 | Set | 1314.28 | 1314.28
| TOTAL FOR PAGE 24 | Euro Exc VAT |  |  | 28443.78
| TOTAL FOR ELECTRICAL INSTALLATION | Euro Exc VAT |  |  | 1090901.18
ITEM | DESCRIPTION | QTY | UNIT | RATE Euro (Exc of VAT) | TOTAL Euro (Exc of VAT)
5 | LIGHT FITTINGS - SUPPLY ONLY
Supply Only of the following light fittings
Basement Level -1
5.001 | Type E1: Flag Type Maintained Emergency Light Fitting With Exit Indicator as per spec | 12 | No. | 43.84 | 526.08
5.002 | Type G1: LED 1500lm Tube Light Surface Mounted as per spec | 17 | No. | 29.95 | 509.15
5.003 | Type G2: LED 1500lm Tube Light Surface Mounted c/w Power Pack as per spec | 6 | No. | 49.45 | 296.7
5.004 | Type G3: LED 3500lm Tube Light Surface Mounted as per spec | 25 | No. | 40.14 | 1003.5
5.005 | Type G4: LED 3500lm Tube Light Surface Mounted c/w Power Pack as per spec | 9 | No. | 67.38 | 606.42
5.006 | Type J1: Garage LED Tube Light ~3000Lm Wide Beam IP66 as per spec | 97 | No. | 40.14 | 3893.58
5.007 | Type J2: Garage LED Tube Light ~3000lm Wide Beam IP66 c/w Power Pack as per spec | 14 | No. | 67.38 | 943.32
5.008 | Type J3: Garage LED Tube Light ~3000Lm Wide Beam IP66 c/w Integrated Motion Sensor as per spec | 31 | No. | 51.46 | 1595.26
Level 0
5.009 | Type E1: Flag Type Maintained Emergency Light Fitting With Exit Indicator as per spec | 21 | No. | 43.84 | 920.64
5.01 | Type E2: IP65 Non-Maintained Emergency Light Fitting With Exit Indicator as per spec | 1 | No. | 24.63 | 24.63
5.011 | Type G3: LED 3500lm Tube Light Surface Mounted as per spec | 19 | No. | 40.14 | 762.66
5.012 | Type G4: LED 3500lm Tube Light Surface Mounted c/w Power Pack as per spec | 13 | No. | 67.38 | 875.94
5.013 | Type H1: Warehouse Surface LED Tube Light ~6500lm IP66 as per spec | 20 | No. | 47.97 | 959.4
5.014 | Type I1: Warehouse High Bay Suspended LED Tube Light ~12500lm IP66 as per spec | 108 | No. | 281.23 | 30372.84
5.015 | Type L1: LED Flood Light 20000lm IP65 as per spec | 40 | No. | 133.79 | 5351.6
5.016 | Type M1: LED Emergency Lights ~400lm as per spec | 35 | No. | 186.48 | 6526.8
Level 1
5.017 | Type E1: Flag Type Maintained Emergency Light Fitting With Exit Indicator as per spec | 4 | No. | 43.84 | 175.36
Level 2
5.018 | Type E1: Flag Type Maintained Emergency Light Fitting With Exit Indicator as per spec | 7 | No. | 43.84 | 306.88
5.019 | Type L1: LED Flood Light 20000lm IP65 as per spec | 3 | No. | 133.79 | 401.37
Level 3
5.02 | Type E1: Flag Type Maintained Emergency Light Fitting With Exit Indicator as per spec | 7 | No. | 43.84 | 306.88
| TOTAL FOR PAGE 25 | Euro Exc VAT |  |  | 56359.01
| TOTAL FOR LIGHT FITTINGS - SUPPLY ONLY | Euro Exc VAT |  |  | 56359.01
ITEM | DESCRIPTION | QTY | UNIT | RATE Euro (Exc of VAT) | TOTAL Euro (Exc of VAT)
6 | LIGHT FITTINGS - INSTALL & CONNECT
Install and connect of the following light fittings
Basement Level -1
6.001 | Type B1: Ceiling Surface Mounted Lightpoint | 17 | No. | 17.34 | 294.78
6.002 | Type B2: Ceiling Surface Mounted Lightpoint c/w Power Pack | 15 | No. | 17.84 | 267.6
6.003 | Type C2: High Level Wall Surface Mounted Lightpoint c/w Power Pack | 2 | No. | 17.84 | 35.68
6.004 | Type E1: Flag Type Maintained Emergency Light Fitting With Exit Indicator | 12 | No. | 17.34 | 208.08
6.005 | Type F2: Ceiling Surface Mounted Lightpoint IP65 c/w Power Pack | 2 | No. | 17.84 | 35.68
6.006 | Type G1: LED 1500lm Tube Light Surface Mounted | 17 | No. | 19.91 | 338.47
6.007 | Type G2: LED 1500lm Tube Light Surface Mounted c/w Power Pack | 6 | No. | 19.91 | 119.46
6.008 | Type G3: LED 3500lm Tube Light Surface Mounted | 25 | No. | 19.91 | 497.75
6.009 | Type G4: LED 3500lm Tube Light Surface Mounted c/w Power Pack | 9 | No. | 19.91 | 179.19
6.01 | Type J1: Garage LED Tube Light ~3000Lm Wide Beam IP66 | 97 | No. | 19.39 | 1880.83
6.011 | Type J2: Garage LED Tube Light ~3000lm Wide Beam IP66 c/w Power Pack | 14 | No. | 19.91 | 278.74
6.012 | Type J3: Garage LED Tube Light ~3000Lm Wide Beam IP66 c/w Integrated Motion Sensor | 31 | No. | 19.91 | 617.21
Level 0
6.013 | Type A1: Soffit Recessed Lightpoint | 13 | No. | 17.25 | 224.25
6.014 | Type A2: Soffit Recessed Lightpoint c/w Power Pack | 5 | No. | 17.74 | 88.7
6.015 | Type B1: Ceiling Surface Mounted Lightpoint | 22 | No. | 17.34 | 381.48
6.016 | Type B2: Ceiling Surface Mounted Lightpoint c/w Power Pack | 17 | No. | 17.84 | 303.28
6.017 | Type C2: High Level Wall Surface Mounted Lightpoint c/w Power Pack | 1 | No. | 17.84 | 17.84
6.018 | Type D1: Wall Surface Mounted Lightpoint IP65 | 18 | No. | 17.34 | 312.12
6.019 | Type E1: Flag Type Maintained Emergency Light Fitting With Exit Indicator | 21 | No. | 17.34 | 364.14
6.02 | Type E2: IP65 Non-Maintained Emergency Light Fitting With Exit Indicator | 1 | No. | 17.34 | 17.34
6.021 | Type F2: Ceiling Surface Mounted Lightpoint IP65 c/w Power Pack | 4 | No. | 17.84 | 71.36
6.022 | Type G3: LED 3500lm Tube Light Surface Mounted | 19 | No. | 19.91 | 378.29
6.023 | Type G4: LED 3500lm Tube Light Surface Mounted c/w Power Pack | 13 | No. | 19.91 | 258.83
6.024 | Type H1: Warehouse Surface LED Tube Light ~6500lm IP66 | 20 | No. | 21.41 | 428.2
6.025 | Type I1: Warehouse High Bay Suspended LED Tube Light ~12500lm IP66 | 108 | No. | 34.28 | 3702.24
6.026 | Type L1: LED Flood Light 20000lm IP65 | 40 | No. | 22.17 | 886.8
6.027 | Type M1: LED Emergency Lights ~400lm | 35 | No. | 33.07 | 1157.45
Level 1
6.028 | Type A1: Soffit Recessed Lightpoint | 8 | No. | 17.25 | 138
6.029 | Type A2: Soffit Recessed Lightpoint c/w Power Pack | 4 | No. | 17.74 | 70.96
6.03 | Type B1: Ceiling Surface Mounted Lightpoint | 32 | No. | 17.34 | 554.88
6.031 | Type B2: Ceiling Surface Mounted Lightpoint c/w Power Pack | 16 | No. | 17.84 | 285.44
6.032 | Type C2: High Level Wall Surface Mounted Lightpoint c/w Power Pack | 1 | No. | 17.84 | 17.84
6.033 | Type E1: Flag Type Maintained Emergency Light Fitting With Exit Indicator | 4 | No. | 17.34 | 69.36
6.034 | Type F2: Ceiling Surface Mounted Lightpoint IP65 c/w Power Pack | 2 | No. | 17.84 | 35.68
Level 2
6.035 | Type A1: Soffit Recessed Lightpoint | 11 | No. | 17.25 | 189.75
6.036 | Type A2: Soffit Recessed Lightpoint c/w Power Pack | 5 | No. | 17.74 | 88.7
6.037 | Type B1: Ceiling Surface Mounted Lightpoint | 71 | No. | 17.34 | 1231.14
6.038 | Type B2: Ceiling Surface Mounted Lightpoint c/w Power Pack | 37 | No. | 17.84 | 660.08
6.039 | Type C2: High Level Wall Surface Mounted Lightpoint c/w Power Pack | 1 | No. | 17.84 | 17.84
6.04 | Type D1: Wall Surface Mounted Lightpoint IP65 | 7 | No. | 17.34 | 121.38
6.041 | Type E1: Flag Type Maintained Emergency Light Fitting With Exit Indicator | 7 | No. | 17.34 | 121.38
6.042 | Type F1: Ceiling Surface Mounted Lightpoint IP65 | 2 | No. | 17.34 | 34.68
6.043 | Type F2: Ceiling Surface Mounted Lightpoint IP65 c/w Power Pack | 2 | No. | 17.84 | 35.68
6.044 | Type L1: LED Flood Light 20000lm IP65 | 3 | No. | 22.17 | 66.51
Level 3
6.045 | Type A1: Soffit Recessed Lightpoint | 28 | No. | 17.25 | 483
6.046 | Type A2: Soffit Recessed Lightpoint c/w Power Pack | 11 | No. | 17.74 | 195.14
6.047 | Type B1: Ceiling Surface Mounted Lightpoint | 27 | No. | 17.34 | 468.18
6.048 | Type B2: Ceiling Surface Mounted Lightpoint c/w Power Pack | 18 | No. | 17.84 | 321.12
6.049 | Type C2: High Level Wall Surface Mounted Lightpoint c/w Power Pack | 1 | No. | 17.84 | 17.84
6.05 | Type D1: Wall Surface Mounted Lightpoint IP65 | 9 | No. | 17.34 | 156.06
6.051 | Type E1: Flag Type Maintained Emergency Light Fitting With Exit Indicator | 7 | No. | 17.34 | 121.38
6.052 | Type F2: Ceiling Surface Mounted Lightpoint IP65 c/w Power Pack | 2 | No. | 17.84 | 35.68
Level 4
6.053 | Type D1: Wall Surface Mounted Lightpoint IP65 | 16 | No. | 17.34 | 277.44
| TOTAL FOR PAGE 26 | Euro Exc VAT |  |  | 19160.93
| TOTAL FOR LIGHT FITTINGS - INSTALL & CONNECT | Euro Exc VAT |  |  | 19160.93
ITEM | DESCRIPTION | QTY | UNIT | RATE Euro (Exc of VAT) | TOTAL Euro (Exc of VAT)
7 | CABLE CONTAINMENT INSTALLATION
Supply and install galvanised trunking/ cable trays/ cable basket as indicated on drawings c/w earth clips etc. for a complete installation
Basement Level -1
Cable tray - Power
7.001 | 50 mm | 20 | m | 15.48 | 309.6
7.002 | 100 mm | 30 | m | 11.25 | 337.5
7.003 | 200 mm | 20 | m | 21.6 | 432
7.004 | 250 mm | 30 | m | 26.03 | 780.9
7.005 | 300 mm | 90 | m | 26.03 | 2342.7
7.006 | 400 mm | 90 | m | 50.49 | 4544.1
7.007 | 500 mm | 230 | m | 55.26 | 12709.8
Cable tray - Fire Safety
7.008 | 100 mm | 60 | m | 16.87 | 1012.2
7.009 | 200 mm | 10 | m | 21.6 | 216
7.01 | 300 mm | 15 | m | 26.03 | 390.45
7.011 | 500 mm | 90 | m | 55.26 | 4973.4
Power - Trunking
7.012 | 75 x 50 mm | 5 | m | 22.31 | 111.55
7.013 | 75 x 75 mm | 145 | m | 24.32 | 3526.4
7.014 | 100 x 75 mm | 60 | m | 26.93 | 1615.8
Data - Trunking
7.015 | 75 x 50 mm | 200 | m | 22.31 | 4462
7.016 | 75 x 75 mm | 10 | m | 24.32 | 243.2
ELV - Trunking
7.017 | 75 x 50 mm | 65 | m | 22.31 | 1450.15
7.018 | 75 x 75 mm | 100 | m | 24.32 | 2432
7.019 | 150 x 75 mm | 20 | m | 34.15 | 683
Level 0
Cable tray - Power
7.02 | 100 mm | 20 | m | 16.87 | 337.4
7.021 | 200 mm | 40 | m | 21.6 | 864
7.022 | 300 mm | 35 | m | 26.03 | 911.05
Cable tray - Fire Safety
7.023 | 200 mm | 0 | m | 0 | Cancelled
7.024 | 500 mm | 0 | m | 0 | Cancelled
Power - Trunking
7.025 | 75 x 75 mm | 20 | m | 24.32 | 486.4
Data - Trunking
7.026 | 75 x 75 mm | 25 | m | 24.32 | 608
ELV - Trunking
7.027 | 75 x 75 mm | 25 | m | 24.32 | 608
PVC Sleeves
7.028 | Dia. 80mm Sleeves | 300 | m | 9.74 | 2922
Level 1
Cable tray - Power
7.029 | 100 mm | 25 | m | 16.87 | 421.75
Cable tray - Plumbing
7.03 | 100 mm | 20 | m | 16.87 | 337.4
Power - Trunking
7.031 | 75 x 50 mm | 10 | m | 22.31 | 223.1
7.032 | 75 x 75 mm | 20 | m | 24.32 | 486.4
7.033 | 100 x 75 mm | 10 | m | 26.93 | 269.3
Data - Trunking
7.034 | 75 x 75 mm | 10 | m | 24.32 | 243.2
7.035 | 125 x 75 mm | 5 | m | 34.15 | 170.75
7.036 | 150 x 75 mm | 10 | m | 34.15 | 341.5
7.037 | 250 x 75 mm | 10 | m | 45.94 | 459.4
ELV - Trunking
7.038 | 75 x 50 mm | 15 | m | 22.31 | 334.65
7.039 | 75 x 75 mm | 20 | m | 24.32 | 486.4
| TOTAL FOR PAGE 27 | Euro Exc VAT |  |  | 53083.45
ITEM | DESCRIPTION | QTY | UNIT | RATE Euro (Exc of VAT) | TOTAL Euro (Exc of VAT)
Level 2
Cable tray - Power
7.04 | 100 mm | 145 | m | 47.93 | 6949.85
7.041 | 300 mm | 70 | m | 79.15 | 5540.5
7.042 | 500 mm | 70 | m | 104.06 | 7284.2
Cable tray - Plumbing
7.043 | 100 mm | 25 | m | 16.87 | 421.75
Power - Trunking
7.044 | 75 x 75 mm | 175 | m | 55.38 | 9691.5
7.045 | 100 x 75 mm | 10 | m | 26.93 | 269.3
7.046 | 125 x 75 mm | 15 | m | 34.15 | 512.25
Data - Trunking
7.047 | 75 x 75 mm | 135 | m | 55.38 | 7476.3
7.048 | 100 x 75 mm | 10 | m | 26.93 | 269.3
7.049 | 200 x 100 mm | 45 | m | 42.51 | 1912.95
7.05 | 400 x 100 mm | 10 | m | 85.95 | 859.5
ELV - Trunking
7.051 | 75 x 75 mm | 180 | m | 55.38 | 9968.4
Level 2 Roof/Terraces
Cable tray - Power
7.052 | 100 mm | 10 | m | 16.87 | 168.7
7.053 | 500 mm | 5 | m | 55.26 | 276.3
Lids for Cable Trays
7.054 | 100 mm | 10 | m | 7.99 | 79.9
7.055 | 500 mm | 5 | m | 19.83 | 99.15
Power - Trunking
7.056 | 75 x 75 mm | 10 | m | 24.32 | 243.2
Data - Trunking
7.057 | 75 x 75 mm | 10 | m | 24.32 | 243.2
ELV - Trunking
7.058 | 75 x 75 mm | 10 | m | 24.32 | 243.2
Supply and install galvanised trunking/ cable trays/ cable basket as indicated on drawings c/w earth clips etc. for a complete installation
Level 3
Cable tray - Power
7.059 | 100 mm | 55 | m | 16.87 | 927.85
Power - Trunking
7.06 | 75 x 50 mm | 10 | m | 22.31 | 223.1
7.061 | 75 x 75 mm | 25 | m | 24.32 | 608
7.062 | 100 x 75 mm | 25 | m | 26.93 | 673.25
Data - Trunking
7.063 | 150 x 75 mm | 55 | m | 34.15 | 1878.25
ELV - Trunking
7.064 | 75 x 75 mm | 50 | m | 24.32 | 1216
Level 4 Roof
Cable tray - Power
7.065 | 50 mm | 20 | m | 15.48 | 309.6
7.066 | 100 mm | 10 | m | 16.87 | 168.7
7.067 | 200 mm | 25 | m | 21.6 | 540
7.068 | 250 mm | 30 | m | 26.03 | 780.9
Lids for Cable Trays
7.069 | 50 mm | 20 | m | 6.61 | 132.2
7.07 | 100 mm | 10 | m | 7.99 | 79.9
7.071 | 200 mm | 25 | m | 11.97 | 299.25
7.072 | 250 mm | 30 | m | 16.79 | 503.7
| TOTAL FOR PAGE 28 | Euro Exc VAT |  |  | 60850.15
ITEM | DESCRIPTION | QTY | UNIT | RATE Euro (Exc of VAT) | TOTAL Euro (Exc of VAT)
Shafts
Cable tray - Power
7.073 | 100 mm | 30 | m | 16.87 | 506.1
7.074 | 200 mm | 10 | m | 21.6 | 216
7.075 | 250 mm | 20 | m | 26.03 | 520.6
7.076 | 300 mm | 10 | m | 26.03 | 260.3
7.077 | 500 mm | 40 | m | 55.26 | 2210.4
Cable tray - Plumbing
7.078 | 100 mm | 5 | m | 16.87 | 84.35
Cable tray - Fire Safety
7.079 | 200 mm | 0 | m | 0 | Cancelled
7.08 | 500 mm | 0 | m | 0 | Cancelled
Lids for Cable Trays
7.081 | 100 mm | 35 | m | 7.99 | 279.65
7.082 | 200 mm | 20 | m | 11.97 | 239.4
7.083 | 250 mm | 20 | m | 16.79 | 335.8
7.084 | 300 mm | 10 | m | 16.79 | 167.9
7.085 | 500 mm | 50 | m | 19.83 | 991.5
Power - Trunking
7.086 | 75 x 50 mm | 20 | m | 22.31 | 446.2
7.087 | 75 x 75 mm | 10 | m | 24.32 | 243.2
Data - Trunking
7.088 | 75 x 50 mm | 10 | m | 22.31 | 223.1
7.089 | 75 x 75 mm | 40 | m | 24.32 | 972.8
ELV - Trunking
7.09 | 75 x 50 mm | 20 | m | 22.31 | 446.2
7.091 | 75 x 75 mm | 20 | m | 24.32 | 486.4
General
7.092 | Earthing of all metal cable containment | 1 | L.S. | Included | Included
7.093 | Testing of earth continuity on all metal cable containment systems and provision of certification. | 1 | L.S. | Included | Included
7.094 | Supply one full set of as fitted drawings (including 1 hard copy and a digital copy on 2 separate USBs) c/w all manuals etc. | 1 | Set | 210.16 | 210.16
| TOTAL FOR PAGE 29 | Euro Exc VAT |  |  | 8840.06
| TOTAL FOR CABLE CONTAINMENT INSTALLATION | Euro Exc VAT |  |  | 122773.66
ITEM | DESCRIPTION | QTY | UNIT | RATE Euro (Exc of VAT) | TOTAL Euro (Exc of VAT)
8 | DATA INSTALLATION
Basement Level -1 - From Data Cabinet B1
Supply and install galvanised conduit surface mounted from Data cabinet B1 patch panel to various data points as per drawing, including the supply of all necessary back boxes. There shall be 1qty 25 mm conduits for a maximum of two cables. All data cable conduit shall be 25mm diameter.
8.001 | Data Points | 61 | No. | 70.3 | 4288.3
Wiring from Data cabinet B1 patch panel to the following points using CAT6A LSZH cables including the provision of all cables, installation etc for a complete system. All cables to be marked at both ends using appropriate number bands
8.002 | Data Points x 1 (CCTV) | 51 | No. | 64 | 3264
8.003 | Data Points x 1 (WiFi) | 7 | No. | 64 | 448
8.004 | Data Points x 2 (CCTV) | 1 | No. | 64 | 64
8.005 | Data Points x 2 (Access + Intercom) | 2 | No. | 64 | 128
Supply, install and connect of the following metal clad wall plates
8.006 | Single Wall plates | 58 | No. | 15.75 | 913.5
8.007 | Twin Wall plates | 3 | No. | 20.32 | 60.96
8.008 | Termination of cables at both ends including the provision of RJ45 sockets | 64 | cable | 9.14 | 584.96
8.009 | Testing of cables and issuing of the relevant certifications per data point | 64 | cable | 3.05 | 195.2
Level 0 - From Data Cabinet B1
Supply and install galvanised conduit surface mounted from Data cabinet B1 patch panel to various data points as per drawing, including the supply of all necessary back boxes. There shall be 1qty 25 mm conduits for a maximum of two cables. All data cable conduit shall be 25mm diameter.
8.01 | Data Points | 2 | No. | 122.87 | 245.74
Wiring from Data cabinet B1 patch panel to the following points using CAT6A LSZH cables including the provision of all cables, installation etc for a complete system. All cables to be marked at both ends using appropriate number bands
8.011 | Data Points x 2 (Access + Intercom) | 2 | No. | 64 | 128
8.012 | Termination of cables at both ends including the provision of RJ45 sockets | 4 | cable | 9.14 | 36.56
8.013 | Testing of cables and issuing of the relevant certifications per data point | 4 | cable | 3.05 | 12.2
Supply, install and connect of the following metal clad wall plates
8.014 | Twin Wall plates | 2 | No. | 20.32 | 40.64
Data Cabinet B1 in Basement Level -1
8.015 | Supply,install and connect Wall Mounted 18U Data Cabinet - 600 x 600 (mm) | 1 | No. | 198.09 | 198.09
8.016 | Supply,install and connect 19" 1U 24 port CAT 6A patch panels | 3 | No. | 91.43 | 274.29
8.017 | Supply and install horizontal cable management frames, 1U high | 4 | No. | 15.24 | 60.96
8.018 | Supply and install vertical cable management frames 42U high | 4 | No. | Refer to covering letter | Refer to covering letter
8.019 | Supply and install rack mountable PDU, 12-way, 1U high as specified | 1 | No. | 45.71 | 45.71
| TOTAL FOR PAGE 30 | Euro Exc VAT |  |  | 10989.11
ITEM | DESCRIPTION | QTY | UNIT | RATE Euro (Exc of VAT) | TOTAL Euro (Exc of VAT)
Level 0 - From Server Cabinet L0/L1 Offices
Supply and install LSZH conduit chased in walls and in screed under tiles from Server cabinet L0/L1 Offices patch panel to various data points as per drawing, including the supply of necessary back boxes. There shall be 1qty 25 mm conduits for a maximum of two cables. All data cable conduit shall be 25mm diameter.
8.02 | Data Points | 28 | No. | 47.94 | 1342.32
Wiring from Server cabinet L0/L1 Offices patch panel to the following points using CAT6A LSZH cables including the provision of all cables, installation etc for a complete system. All cables to be marked at both ends using appropriate number bands
8.021 | Data Points x 1 (CCTV) | 6 | No. | 64 | 384
8.022 | Data Points x 1 (WiFi) | 2 | No. | 64 | 128
8.023 | Data Points x 1 (Access) | 1 | No. | 64 | 64
8.024 | Data Points x 1 (Intercom) | 2 | No. | 64 | 128
8.025 | Data Points x 1 (General) | 2 | No. | 64 | 128
8.026 | Data Points x 2 (CCTV) | 2 | No. | 64 | 128
8.027 | Data Points x 2 (General) | 1 | No. | 64 | 64
8.028 | Data Points x 3 (CCTV) | 1 | No. | 64 | 64
8.029 | Data Points x 4 (General) | 5 | No. | 64 | 320
Supply, install and connect of the following PVC wall plates
8.03 | Single Wall plates | 13 | No. | 5.08 | 66.04
8.031 | Twin Wall plates | 3 | No. | 8.63 | 25.89
8.032 | Triple Wall plates | 1 | No. | 12.7 | 12.7
8.033 | Quadruple Wall plates | 5 | No. | 16.25 | 81.25
8.034 | Termination of cables at both ends including the provision of RJ45 sockets | 42 | cable | 9.14 | 383.88
8.035 | Testing of cables and issuing of the relevant certifications per data point | 42 | cable | 3.05 | 128.1
Level 1 - From Server Cabinet L0/L1 Offices
Supply and install LSZH conduit chased in walls and in screed under tiles from Server cabinet L0/L1 Offices patch panel to various data points as per drawing, including the supply of necessary back boxes. There shall be 1qty 25 mm conduits for a maximum of two cables. All data cable conduit shall be 25mm diameter.
8.036 | Data Points | 37 | No. | 47.94 | 1773.78
Wiring from Server cabinet L0/L1 Offices patch panel to the following points using CAT6A LSZH cables including the provision of all cables, installation etc for a complete system. All cables to be marked at both ends using appropriate number bands
8.037 | Data Points x 1 (CCTV) | 4 | No. | 64 | 256
8.038 | Data Points x 1 (WiFi) | 2 | No. | 64 | 128
8.039 | Data Points x 1 (Access) | 4 | No. | 64 | 256
8.04 | Data Points x 1 (General) | 1 | No. | 64 | 64
8.041 | Data Points x 4 (General) | 13 | No. | 64 | 832
Supply, install and connect of the following PVC wall plates
8.042 | Single Wall plates | 11 | No. | 5.08 | 55.88
8.043 | Quadruple Wall plates | 13 | No. | 16.25 | 211.25
8.044 | Termination of cables at both ends including the provision of RJ45 sockets | 63 | cable | 9.14 | 575.82
8.045 | Testing of cables and issuing of the relevant certifications per data point | 63 | cable | 3.05 | 192.15
Server Cabinet L0/L1 Offices in Level 1
8.046 | Supply,install and connect Floor 42U Server Cabinet - 800 x 1000 (mm) | 1 | No. | 909.19 | 909.19
8.047 | Supply,install and connect 19" 1U 24 port CAT 6A patch panels | 5 | No. | 91.43 | 457.15
8.048 | Supply and install horizontal cable management frames, 1U high | 5 | No. | 15.24 | 76.2
8.049 | Supply and install vertical cable management frames 42U high | 4 | No. | 40.63 | 162.52
8.05 | Supply and install rack mountable PDU, 12-way, 1U high as specified | 1 | No. | 45.71 | 45.71
| TOTAL FOR PAGE 31 | Euro Exc VAT |  |  | 9443.83
ITEM | DESCRIPTION | QTY | UNIT | RATE Euro (Exc of VAT) | TOTAL Euro (Exc of VAT)
Level 0 - From Data Cabinet L0 Warehouse
Supply and install galvanised conduit surface mounted from Data cabinet L0 Warehouse patch panel to various data points as per drawing, including the supply of all necessary back boxes. There shall be 1qty 25 mm conduits for a maximum of two cables. All data cable conduit shall be 25mm diameter.
8.051 | Data Points | 59 | No. | 179.49 | 10589.91
Supply and install 316L Stainless Steel conduit surface mounted from Data cabinet L0 Warehouse patch panel to various data points as per drawing, including the supply of all necessary back boxes. There shall be 1qty 25 mm conduits for a maximum of two cables. All data cable conduit shall be 25mm diameter.
8.052 | Data Points | 21 | No. | 887.44 | 18636.24
Wiring from Data cabinet L0 Warehouse patch panel to the following points using CAT6A LSZH cables including the provision of all cables, installation etc for a complete system. All cables to be marked at both ends using appropriate number bands
8.053 | Data Points x 1 (CCTV) | 59 | No. | 64 | 3776
8.054 | Data Points x 1 (WiFi) | 8 | No. | 64 | 512
8.055 | Data Points x 2 (CCTV) | 5 | No. | 64 | 320
8.056 | Data Points x 2 (General) | 6 | No. | 64 | 384
8.057 | Data Points x 3 (CCTV) | 1 | No. | 64 | 64
Supply, install and connect of the following metal clad wall plates
8.058 | Single Wall plates | 67 | No. | 35.38 | 2370.46
8.059 | Twin Wall plates | 11 | No. | 21.34 | 234.74
8.06 | Triple Wall plates | 1 | No. | 33.52 | 33.52
8.061 | Termination of cables at both ends including the provision of RJ45 sockets | 92 | cable | 9.14 | 840.88
8.062 | Testing of cables and issuing of the relevant certifications per data point | 92 | cable | 3.05 | 280.6
Data Cabinet L0 Warehouse in Level 0
8.063 | Supply,install and connect Floor 21U Data Cabinet - 600 x 600 (mm) | 0 | No. | 0 | Cancelled
8.063a | Supply,install and connect Wall mounted 21U Data Cabinet - 600 x 600 (mm) | 1 | No. | 401.26 | 401.26
8.064 | Supply,install and connect 19" 1U 24 port CAT 6A patch panels | 4 | No. | 91.43 | 365.72
8.065 | Supply and install horizontal cable management frames, 1U high | 4 | No. | 15.24 | 60.96
8.066 | Supply and install vertical cable management frames 42U high | 4 | No. | Refer to covering letter
8.067 | Supply and install rack mountable PDU, 12-way, 1U high as specified | 1 | No. | 45.71 | 45.71
| TOTAL FOR PAGE 32 | Euro Exc VAT |  |  | 38916
ITEM | DESCRIPTION | QTY | UNIT | RATE Euro (Exc of VAT) | TOTAL Euro (Exc of VAT)
Level 1 - From Server Cabinet L1 Ancillary Offices
Supply and install LSZH conduit chased in walls and in screed under tiles from Server cabinet L1 Ancillary Offices patch panel to various data points as per drawing, including the supply of necessary back boxes. There shall be 1qty 25 mm conduits for a maximum of two cables. All data cable conduit shall be 25mm diameter.
8.068 | Data Points | 13 | No. | 47.94 | 623.22
Wiring from Server cabinet L1 Ancillary Offices patch panel to the following points using CAT6A LSZH cables including the provision of all cables, installation etc for a complete system. All cables to be marked at both ends using appropriate number bands
8.069 | Data Points x 1 (CCTV) | 2 | No. | 64 | 128
8.07 | Data Points x 1 (WiFi) | 1 | No. | 64 | 64
8.071 | Data Points x 1 (Access) | 1 | No. | 64 | 64
8.072 | Data Points x 1 (Intercom) | 1 | No. | 64 | 64
8.073 | Data Points x 4 (General) | 4 | No. | 64 | 256
Supply, install and connect of the following PVC wall plates
8.074 | Single Wall plates | 5 | No. | 5.08 | 25.4
8.075 | Quadruple Wall plates | 4 | No. | 16.25 | 65
8.076 | Termination of cables at both ends including the provision of RJ45 sockets | 21 | cable | 9.14 | 191.94
8.077 | Testing of cables and issuing of the relevant certifications per data point | 21 | cable | 3.05 | 64.05
Level 2 - From Server Cabinet L1 Ancillary Offices
Supply and install LSZH conduit chased in walls and in screed under tiles from Server cabinet L1 Ancillary Offices patch panel to various data points as per drawing, including the supply of necessary back boxes. There shall be 1qty 25 mm conduits for a maximum of two cables. All data cable conduit shall be 25mm diameter.
8.078 | Data Points | 1 | No. | 47.94 | 47.94
Wiring from Server cabinet L1 Ancillary Offices patch panel to the following points using CAT6A LSZH cables including the provision of all cables, installation etc for a complete system. All cables to be marked at both ends using appropriate number bands
8.079 | Data Points x 1 (CCTV) | 1 | No. | 64 | 64
Supply, install and connect of the following PVC wall plates
8.08 | Single Wall plates | 1 | No. | 5.08 | 5.08
8.081 | Termination of cables at both ends including the provision of RJ45 sockets | 1 | cable | 9.14 | 9.14
8.082 | Testing of cables and issuing of the relevant certifications per data point | 1 | cable | 3.05 | 3.05
Server Cabinet L1 Ancillary Offices in Level 1
8.083 | Supply,install and connect Floor 42U Server Cabinet - 800 x 1000 (mm) | 1 | No. | 909.19 | 909.19
8.084 | Supply,install and connect 19" 1U 24 port CAT 6A patch panels | 1 | No. | 91.43 | 91.43
8.085 | Supply and install horizontal cable management frames, 1U high | 2 | No. | 15.24 | 30.48
8.086 | Supply and install vertical cable management frames 42U high | 4 | No. | 40.63 | 162.52
8.087 | Supply and install rack mountable PDU, 12-way, 1U high as specified | 1 | No. | 45.71 | 45.71
| TOTAL FOR PAGE 33 | Euro Exc VAT |  |  | 2914.15
ITEM | DESCRIPTION | QTY | UNIT | RATE Euro (Exc of VAT) | TOTAL Euro (Exc of VAT)
Level 2 - From Server Cabinet L2 Offices
Supply and install LSZH conduit chased in walls and in screed under tiles from Server cabinet L2 Offices patch panel to various data points as per drawing, including the supply of necessary back boxes. There shall be 1qty 25 mm conduits for a maximum of two cables. All data cable conduit shall be 25mm diameter.
8.088 | Data Points | 81 | No. | 47.94 | 3883.14
Wiring from Server cabinet L2 Offices patch panel to the following points using CAT6A LSZH cables including the provision of all cables, installation etc for a complete system. All cables to be marked at both ends using appropriate number bands
8.089 | Data Points x 1 (CCTV) | 8 | No. | 64 | 512
8.09 | Data Points x 1 (WiFi) | 4 | No. | 64 | 256
8.091 | Data Points x 1 (Access) | 3 | No. | 64 | 192
8.092 | Data Points x 2 (General) | 4 | No. | 64 | 256
8.093 | Data Points x 4 (General) | 31 | No. | 64 | 1984
Supply, install and connect of the following PVC wall plates
8.094 | Single Wall plates | 15 | No. | 5.08 | 76.2
8.095 | Twin Wall plates | 4 | No. | 8.63 | 34.52
8.096 | Quadruple Wall plates | 31 | No. | 16.25 | 503.75
8.097 | Termination of cables at both ends including the provision of RJ45 sockets | 147 | cable | 9.14 | 1343.58
8.098 | Testing of cables and issuing of the relevant certifications per data point | 147 | cable | 3.05 | 448.35
Server Cabinet L2 Offices in Level 2
8.099 | Supply,install and connect Floor 42U Server Cabinet - 800 x 1000 (mm) | 1 | No. | 959.7 | 959.7
8.1 | Supply,install and connect 19" 1U 24 port CAT 6A patch panels | 7 | No. | 96.51 | 675.57
8.101 | Supply and install horizontal cable management frames, 1U high | 7 | No. | 16.08 | 112.56
8.102 | Supply and install vertical cable management frames 42U high | 4 | No. | 42.89 | 171.56
8.103 | Supply and install rack mountable PDU, 12-way, 1U high as specified | 1 | No. | 48.25 | 48.25
Level 3 - From Data Cabinet L3 Offices
Supply and install LSZH conduit chased in walls and in screed under tiles from Data cabinet L3 Offices patch panel to various data points as per drawing, including the supply of necessary back boxes. There shall be 1qty 25 mm conduits for a maximum of two cables. All data cable conduit shall be 25mm diameter.
8.104 | Data Points | 32 | No. | 47.94 | 1534.08
Wiring from Data cabinet L3 Offices patch panel to the following points using CAT6A LSZH cables including the provision of all cables, installation etc for a complete system. All cables to be marked at both ends using appropriate number bands
8.105 | Data Points x 1 (CCTV) | 5 | No. | 64 | 320
8.106 | Data Points x 1 (WiFi) | 3 | No. | 64 | 192
8.107 | Data Points x 1 (Access) | 1 | No. | 64 | 64
8.108 | Data Points x 1 (General) | 2 | No. | 64 | 128
8.109 | Data Points x 2 (General) | 7 | No. | 64 | 448
8.11 | Data Points x 4 (General) | 7 | No. | 64 | 448
Supply, install and connect of the following PVC wall plates
8.111 | Single Wall plates | 11 | No. | 5.08 | 55.88
8.112 | Twin Wall plates | 7 | No. | 8.63 | 60.41
8.113 | Quadruple Wall plates | 7 | No. | 16.25 | 113.75
8.114 | Termination of cables at both ends including the provision of RJ45 sockets | 53 | cable | 9.14 | 484.42
8.115 | Testing of cables and issuing of the relevant certifications per data point | 53 | cable | 3.05 | 161.65
Data Cabinet L3 Offices in Level 3
8.116 | Supply,install and connect Wall Mounted 18U Data Cabinet - 600 x 600 (mm) | 1 | No. | 198.09 | 198.09
8.117 | Supply,install and connect 19" 1U 24 port CAT 6A patch panels | 3 | No. | 91.43 | 274.29
8.118 | Supply and install horizontal cable management frames, 1U high | 3 | No. | 15.24 | 45.72
8.119 | Supply and install vertical cable management frames 42U high | 4 | No. | Refer to covering letter | Refer to covering letter
8.12 | Supply and install rack mountable PDU, 12-way, 1U high as specified | 1 | No. | 45.71 | 45.71
| TOTAL FOR PAGE 34 | Euro Exc VAT |  |  | 16031.18
ITEM | DESCRIPTION | QTY | UNIT | RATE Euro (Exc of VAT) | TOTAL Euro (Exc of VAT)
Fibre Optic Infrastructure
8.121 | Supply, install and connect Multimode 8 core OM3 Fibre cable to link Server Cabinet L0/L1 in Level 1 and Data Cabinet B1 in Basement Level -1 | 135 | m | 4.06 | 548.1
8.122 | Supply, install and connect Multimode 8 core OM3 Fibre cable to link Server Cabinet L0/L1 in Level 1 and Data Cabinet L0 Warehouse in Level 0 | 275 | m | 4.06 | 1116.5
8.123 | Supply, install and connect Multimode 8 core OM3 Fibre cable to link Server Cabinet L0/L1 in Level 1 and Server Cabinet L1 Ancillary Offices in Level 1 | 200 | m | 4.06 | 812
8.124 | Supply, install and connect Multimode 8 core OM3 Fibre cable to link Server Cabinet L0/L1 in Level 1 and Server Cabinet L2 Offices in Level 2 | 45 | m | 4.06 | 182.7
8.125 | Supply, install and connect Multimode 8 core OM3 Fibre cable to link Server Cabinet L0/L1 in Level 1 and Data Cabinet L3 Offices in Level 3 | 55 | m | 4.06 | 223.3
8.126 | Supply, install and connect Multimode 8 core OM3 Fibre cable to link Data Cabinet L0 Warehouse in Level 0 and Server Cabinet L1 Ancillary Offices in Level 1 | 95 | m | 4.06 | 385.7
8.127 | Terminate, splice and commission the fibre cable at both ends | 6 | cable | 170.66 | 1023.96
8.128 | Testing of the above Fibre Cables as per technical specs document | 6 | cable | 65.01 | 390.06
8.129 | Supply,install and connect 19" 1U 24 port fibre optic patch panel compatible with the above fibre cables | 6 | No. | 55.87 | 335.22
General
8.13 | Supply and Install CAT6A Patch Leads - 0.5m | 1 | No. | 1.98 | Rate Only
8.131 | Supply and Install CAT6A Patch Leads - 1m | 1 | No. | 2.54 | Rate Only
8.132 | Earthing of all metal clad wiring accessories | 1 | L.S. | Included
8.133 | Earthing of all Data installations including all cabinets as per specs | 1 | L.S. | Refer to covering letter
8.134 | Test and commission system including the provision for all necessary testing as may be required | 1 | L.S. | 507.93 | 507.93
8.135 | Supply one full set of as fitted drawings (including 1 hard copy and a digital copy on 2 separate USBs) c/w all manuals etc.. | 2 | Sets | 174.92 | 349.84
| TOTAL FOR PAGE 35 | Euro Exc VAT |  |  | 5875.31
| TOTAL FOR DATA INSTALLATION | Euro Exc VAT |  |  | 84169.58
ITEM | DESCRIPTION | QTY | UNIT | RATE Euro (Exc of VAT) | TOTAL Euro ( Exc of VAT )
8 | LIGHTNING PROTECTION SYSTEM
8.001 | Supply, install and connect copper tape 25mm x 3mm (Horizontal installation) c/w all clips, connectors, bolts, fixings etc. as per specification for a complete installation. | 1050 | m | 20.07 | 21073.5
8.002 | Supply, install and connect colored PVC sheated copper tape 25mm x 3mm (Vertical installation) c/w all clips, connectors, bolts, fixings etc. as per specification for a complete installation. Color to be confirmed by client. | 650 | m | 25.66 | 16679
8.003 | Supply, install and connect air terminations 3.0m height c/w all connections, wire rope, fixing points, etc. as per specification for a complete installation. | 4 | No. | 260.17 | 1040.68
8.004 | Supply, install and connect earth rods c/w inspection pit etc. as specified for a complete installation. | 24 | No. | 386.11 | 9266.64
8.005 | Provision for bonding the LPS system with all the external equipment such as outdoor AC units, Ventilation Fans,HRUs etc.. | 26 | No. | 41.48 | 1078.48
8.006 | Provision for bonding the LPS system with all the external metal structures | 1 | L.S. | 829.62 | 829.62
8.007 | Provision for bonding the LPS system with all the external cable containment | 1 | L.S. | 829.62 | 829.62
8.008 | Provision for bonding the LPS system with all the metal PV structures | 1 | L.S. | 829.62 | 829.62
8.009 | Provision for the LPS system to be bonded with the main earth terminal in the main switch room. | 1 | L.S. | 414.81 | 414.81
8.01 | Provision for any builder's work which may be required in order to complete the installation. | 1 | L.S. | 1128.73 | 1128.73
General
8.011 | Test and commission system including the provision for all necessary testing as may be required | 1 | L.S. | 846.55 | 846.55
8.012 | Supply one full set of as fitted drawings (including 1 hard copy and a digital copy on 2 separate USBs) c/w all manuals etc.. | 1 | Set | 97.58 | 97.58
| TOTAL FOR PAGE 36 | Euro Exc VAT |  |  | 54114.83
| TOTAL FOR LIGHTNING PROTECTION SYSTEM | Euro Exc VAT |  |  | 54114.83
ITEM | DESCRIPTION | QTY | UNIT | RATE Euro (Exc of VAT) | TOTAL Euro ( Exc of VAT )
9 | FIRE STOPPING SYSTEMS
9.001 | Fire stopping of all services through fire compartments including all supplies of fire stopping intumescent blocks, fire rated expanding foam, intumescent mastic, intumescent pillows, etc. for a complete installation as per specs. Fire stopping shall be done from both sides of the fire compartment. | 1 | L.S. | 1907 | 1907
9.002 | Supply and install fire collars to seal off pipework penetrations through fire compartments as per specs. | 1 | L.S. | Mechanical item
General
9.003 | Supply one full set of as fitted drawings (including 1 hard copy and a digital copy on 2 separate USBs) c/w all manuals etc.. | 1 | Set | 307.09 | 307.09
| TOTAL FOR PAGE 37 | Euro Exc VAT |  |  | 2214.09
| TOTAL FOR FIRE STOPPING SYSTEMS | Euro Exc VAT |  |  | 2214.09
ITEM | DESCRIPTION | QTY | UNIT | RATE Euro (Exc of VAT) | TOTAL Euro (Exc of VAT)
10 | DAYWORKS
WORKING DAY HOURLY RATE
10.001 | Day Rate for Site Foreman | 1 | hr | 0 | Rate Only
10.002 | Day Rate for Technician | 1 | hr | 0 | Rate Only
10.003 | Day Rate for Skilled Installer | 1 | hr | 0 | Rate Only
10.004 | Day Rate for Unskilled Installer | 1 | hr | 0 | Rate Only
10.005 | Day Rate for Engineer | 1 | hr | 0 | Rate Only
WORK BEYOND WORKING DAY HOURLY RATE
10.006 | Day Rate for Site Foreman | 1 | hr | 0 | Rate Only
10.007 | Day Rate for Technician | 1 | hr | 0 | Rate Only
10.008 | Day Rate for Skilled Installer | 1 | hr | 0 | Rate Only
10.009 | Day Rate for Unskilled Installer | 1 | hr | 0 | Rate Only
10.01 | Day Rate for Engineer | 1 | hr | 0 | Rate Only
10.011 |  |  |  |  | 0
10.012 |  |  |  |  | 0
10.013 |  |  |  |  | 0
10.014 |  |  |  |  | 0
10.015 |  |  |  |  | 0
10.016 |  |  |  |  | 0
10.017 |  |  |  |  | 0
10.018 |  |  |  |  | 0
10.019 |  |  |  |  | 0
10.02 |  |  |  |  | 0
10.021 |  |  |  |  | 0
10.022 |  |  |  |  | 0
10.023 |  |  |  |  | 0
10.024 |  |  |  |  | 0
10.025 |  |  |  |  | 0
10.026 |  |  |  |  | 0
10.027 |  |  |  |  | 0
10.028 |  |  |  |  | 0
10.029 |  |  |  |  | 0
10.03 |  |  |  |  | 0
10.031 |  |  |  |  | 0
10.032 |  |  |  |  | 0
10.033 |  |  |  |  | 0
10.034 |  |  |  |  | 0
| TOTAL FOR PAGE 38 | Euro Exc VAT |  |  | 0
| TOTAL FOR DAYWORKS | Euro Exc VAT |  |  | 0
| SUMMARY |  |  | Sub-Totals | Totals
|  |  |  | Euro (Exc of VAT) | Euro (Exc of VAT)
| TOTAL FOR PAGE 01 |  |  | 6831.99
| TOTAL FOR PAGE 02 |  |  | 4320.24
1 | TOTAL FOR PRELIMINARIES |  |  |  | 11152.23 | 0
| TOTAL FOR PAGE 03 |  |  | 0
| TOTAL FOR PAGE 04 |  |  | 0
| TOTAL FOR PAGE 05 |  |  | 0
2 | TOTAL FOR PLUMBING INSTALLATION |  |  |  | 0
| TOTAL FOR PAGE 06 |  |  | 0
| TOTAL FOR PAGE 07 |  |  | 0
| TOTAL FOR PAGE 08 |  |  | 0
3 | TOTAL FOR SEWERAGE & RAIN WATER SYSTEM |  |  |  | 0
| TOTAL FOR PAGE 09 |  |  | 364362.21 |  | 0
| TOTAL FOR PAGE 10 |  |  | 168539.54 |  | 0
| TOTAL FOR PAGE 11 |  |  | 264419.54 |  | 0
| TOTAL FOR PAGE 12 |  |  | 19361.91 |  | 0
| TOTAL FOR PAGE 13 |  |  | 21435.21 |  | 0
| TOTAL FOR PAGE 14 |  |  | 19346.84 |  | 0
| TOTAL FOR PAGE 15 |  |  | 32549.37
| TOTAL FOR PAGE 16 |  |  | 4047.26 |  | 0
| TOTAL FOR PAGE 17 |  |  | 5444.73 |  | 0
| TOTAL FOR PAGE 18 |  |  | 32806.25 |  | 0
| TOTAL FOR PAGE 19 |  |  | 24294.65 |  | 0
| TOTAL FOR PAGE 20 |  |  | 20846.67 |  | 0
| TOTAL FOR PAGE 21 |  |  | 54018.18 |  | 0
| TOTAL FOR PAGE 22 |  |  | 12682.09 |  | 0
| TOTAL FOR PAGE 23 |  |  | 18302.95 |  | 0
| TOTAL FOR PAGE 24 |  |  | 28443.78 |  | 0
4 | TOTAL FOR ELECTRICAL INSTALLATION |  |  |  | 1090901.18
| TOTAL FOR PAGE 25 |  |  | 56359.01
5 | TOTAL FOR LIGHT FITTINGS - SUPPLY ONLY |  |  |  | 56359.01 | 0
| TOTAL FOR PAGE 26 |  |  | 19160.93
6 | TOTAL FOR LIGHT FITTINGS - INSTALL & CONNECT |  |  |  | 19160.93 | 0
| TOTAL FOR PAGE 27 |  |  | 53083.45
| TOTAL FOR PAGE 28 |  |  | 60850.15
| TOTAL FOR PAGE 29 |  |  | 8840.06
7 | TOTAL FOR CABLE CONTAINMENT INSTALLATION |  |  |  | 122773.66 | 0
| TOTAL FOR PAGE 30 |  |  | 10989.11 |  | 0
| TOTAL FOR PAGE 31 |  |  | 9443.83 |  | 0
| TOTAL FOR PAGE 32 |  |  | 38916 |  | 0
| TOTAL FOR PAGE 33 |  |  | 2914.15 |  | 0
| TOTAL FOR PAGE 34 |  |  | 16031.18 |  | 0
| TOTAL FOR PAGE 35 |  |  | 5875.31 |  | 0
8 | TOTAL FOR DATA INSTALLATION |  |  |  | 84169.58 | 0
| TOTAL FOR PAGE 36 |  |  | 54114.83
9 | TOTAL FOR LIGHTNING PROTECTION SYSTEM |  |  |  | 54114.83 | 0
| TOTAL FOR PAGE 37 |  |  | 2214.09
10 | TOTAL FOR FIRE STOPPING SYSTEMS |  |  |  | 2214.09 | 0
| TOTAL FOR PAGE 38 |  |  | 0
11 | TOTAL FOR DAYWORKS |  |  |  | 0
| TOTAL FOR SECTION 1 -MEP INSTALLATION | Euro Exc VAT |  |  | 1440845.51

## Fire_Stopping_BOQ
SECTION 4 - FIRE SOPPING
ITEM | DESCRIPTION | QTY | UNIT | RATE Euro (Exc of VAT) | TOTAL Euro (Exc of VAT)
1 | PRELIMINARIES
All equipment to be used within this contract is to be approved prior to delivery to site.
1.001 | Mobilisation of site including the setting up of Storage facilities for materials, Sanitary facilities for the employees, Setting up of temporary site office, etc required to undertake the works | 1 | L.S. |  | 0
1.002 | Provision of insurance cover in the joint names of the Client and Contractor insure the Works against loss or damage by fire, storm, tempest, lightning, flood, earthquake, aircraft or anything dropped there from, aerial objects, riot and civil commotion for the full reinstatement value thereof plus 15% of all the Works executed and all unfixed materials and goods so insured until the completion of the Works. The Contractor shall affect a policy of insurance against third party risks to cover an amount of not less than Euro 500,000 (five hundred thousand Euros) for any one accident. The policy shall be in joint names of the Client and Contractor and shall include cross liability clauses. In respect of liability for the death or injury to any person employed by the Contractor and arising out of and in the course of such person's employment by the Contractor the amount insured by the Contractor shall be such as to indemnify the Client against all damages as compensation payable. The Contractor shall comply with and be subject to the terms, exclusions, exceptions, conditions and limitations of the insurance policies and shall bear the amount of the retained liabilities stated therein The Contractor shall deposit with the Client copies of the policy or policies and a copy of the receipt in respect of premiums paid before starting the Works | 1 | L.S. |  | 0
1.003 | Implementation of health and safety measures on site including personal safety (e.g safety shoes, helmets scaffolding, harnesses etc) as well as those to render the site safe for employees (e.g staircase handrails, closing of lift shaft openings etc) | 1 | L.S. |  | 0
1.004 | Prepare a risk assessment report outlining all risks involved and measures to be taken to minimise or eliminate potential risks. The report is to be prepared and signed by a competent person and to be submitted within three weeks from commencement of works. | 1 | L.S. |  | 0
1.005 | Allow for carrying out all surveys, setting out of works unless included elsewhere in the Bills of Quantities. | 1 | L.S. |  | 0
| TOTAL FOR PAGE 01 | Euro Exc VAT |  |  | 0
ITEM | DESCRIPTION | QTY | UNIT | RATE Euro (Exc of VAT) | TOTAL Euro (Exc of VAT)
1.006 | Provision for attending to site to take all relevant measurements in order to ascertain the exact quantities of the individual and measured items to be procured as well as keeping of all relevant records of personnel attendance, stock control etc | 1 | L.S. |  | 0
1.007 | Provision of security measures on site both as regards the storage facilities as well as to safeguard the materials installed during the latter stages of the project. | 1 | L.S. |  | 0
1.008 | Provision for the supply and delivery to site of samples as may be requested by the client / engineer | 1 | L.S. |  | 0
1.009 | Allow for continuously keeping the site and building clean and in a workman type condition free from debris, surplus materials and any other type of loose matter arising from works, which will disturb the proper conditions of any internal and external areas, roads and/or adjoining structures. Site Cleaning is to take place during the whole duration of works. Client reserves the right to employ cleaning companies at the contractor's expense if the contractor fails to keep the site clean. | 1 | L.S. |  | 0
1.01 | Provision for hauling of equipment on site, including cranage, permits and all necessary fees. | 1 | L.S. |  | 0
1.011 | Provision for working at height, including scaffolding, cherry pickers etc. All equipment shall be fully certified. | 1 | L.S. |  | 0
1.012 | Provision for Builders Work in order to prepare all openings required to install conduits, pipework, ductwork, etc., and making good and reinstatement of all openings. | 1 | L.S. |  | 0
1.013 | Provision for Openings in Insulation Panelling in order to prepare all openings required to install conduits, pipework, ductwork, etc., and making good and reinstatement of all openings. | 1 | L.S. |  | 0
| TOTAL FOR PAGE 02 | Euro Exc VAT |  |  | 0
| TOTAL FOR PRELIMINARIES | Euro Exc VAT |  |  | 0
ITEM | DESCRIPTION | QTY | UNIT | RATE Euro (Exc of VAT) | TOTAL Euro ( Exc of VAT )
2 | FIRE STOPPING
Fire stopping of all services through fire compartments including all supplies of firestopping intumescent blocks, fire rated expanding foam, intumescent mastic, intumescent pillows, etc. for a complete installation. Fire stopping shall be done from both sides of the fire compartment.
2.001 | 150 x 150 mm | 5 | No | 57.02 | 285.1
2.002 | 200 x 100 mm | 5 | No | 55.75 | 278.75
2.003 | 200 x 200 mm | 5 | No | 65.87 | 329.35
2.004 | 300 x 100 mm | 5 | No | 60.8 | 304
2.005 | 300 x 200 mm | 5 | No | 75.97 | 379.85
2.006 | 300 x 300 mm | 5 | No | 91.13 | 455.65
2.007 | 400 x 100 mm | 5 | No | 65.87 | 329.35
2.008 | 400 x 200 mm | 5 | No | 86.08 | 430.4
2.009 | 400 x 300 mm | 5 | No | 106.3 | 531.5
2.01 | 400 x 400 mm | 5 | No | 126.51 | 632.55
2.011 | 500 x 100 mm | 5 | No | 70.92 | 354.6
2.012 | 500 x 200 mm | 5 | No | 96.18 | 480.9
2.013 | 500 x 300 mm | 5 | No | 121.46 | 607.3
2.014 | 500 x 400 mm | 5 | No | 146.73 | 733.65
2.015 | 500 x 500 mm | 5 | No | 171.99 | 859.95
2.016 | 600 x 100 mm | 5 | No | 91.19 | 455.95
2.017 | 600 x 200 mm | 5 | No | 121.52 | 607.6
2.018 | 600 x 300 mm | 5 | No | 151.83 | 759.15
2.019 | 600 x 400 mm | 5 | No | 182.16 | 910.8
2.02 | 600 x 500 mm | 5 | No | 212.48 | 1062.4
2.021 | 600 x 600 mm | 5 | No | 242.81 | 1214.05
2.022 | 700 x 100 mm | 5 | No | 96.24 | 481.2
2.023 | 700 x 200 mm | 5 | No | 131.62 | 658.1
2.024 | 700 x 300 mm | 5 | No | 205.6 | 1028
2.025 | 700 x 400 mm | 5 | No | 253.84 | 1269.2
2.026 | 700 x 500 mm | 5 | No | 302.06 | 1510.3
2.027 | 700 x 600 mm | 5 | No | 273.12 | 1365.6
2.028 | 800 x 200 mm | 5 | No | 141.73 | 708.65
2.029 | 800 x 300 mm | 5 | No | 182.16 | 910.8
2.03 | 800 x 400 mm | 5 | No | 222.59 | 1112.95
2.031 | 800 x 500 mm | 5 | No | 263.02 | 1315.1
2.032 | 900 x 200 mm | 5 | No | 167.05 | 835.25
2.033 | 900 x 300 mm | 5 | No | 212.53 | 1062.65
2.034 | 900 x 400 mm | 5 | No | 258.03 | 1290.15
2.035 | 900 x 500 mm | 5 | No | 303.51 | 1517.55
2.036 | 1000 x 200 mm | 5 | No | 177.16 | 885.8
2.037 | 1000 x 300 mm | 5 | No | 227.7 | 1138.5
2.038 | 1000 x 400 mm | 5 | No | 278.23 | 1391.15
2.039 | 1000 x 500 mm | 5 | No | 328.77 | 1643.85
2.04 | 1100 x 200 mm | 5 | No | 202.48 | 1012.4
2.041 | 1100 x 300 mm | 5 | No | 258.07 | 1290.35
2.042 | 1100 x 400 mm | 5 | No | 313.67 | 1568.35
2.043 | 1100 x 500 mm | 5 | No | 369.26 | 1846.3
2.044 | 1200 x 200 mm | 5 | No | 243.02 | 1215.1
2.045 | 1200 x 300 mm | 5 | No | 303.67 | 1518.35
2.046 | 1200 x 400 mm | 5 | No | 364.31 | 1821.55
2.047 | 1300 x 200 mm | 5 | No | 253.12 | 1265.6
2.048 | 1300 x 300 mm | 5 | No | 318.83 | 1594.15
2.049 | 1300 x 400 mm | 5 | No | 384.54 | 1922.7
2.05 | 1400 x 200 mm | 5 | No | 263.24 | 1316.2
2.051 | 1400 x 300 mm | 5 | No | 333.99 | 1669.95
2.052 | 1400 x 400 mm | 5 | No | 404.74 | 2023.7
2.053 | 1500 x 200 mm | 5 | No | 273.35 | 1366.75
2.054 | 1500 x 300 mm | 5 | No | 349.16 | 1745.8
2.055 | dia. 175 mm | 5 | No | 0 | 0
2.056 | dia. 200 mm | 5 | No | 0 | 0
2.057 | dia. 250 mm | 5 | No | 0 | 0
2.058 | dia. 300 mm | 5 | No | 0 | 0
2.059 | dia. 350 mm | 5 | No | 0 | 0
2.06 | Provision for inspecting of all fire compartmentation walls as indicated on drawings to ensure that all penetrations, openings etc. are filled with fire stopping material, c/w all necessary fire stopping materials for the making good of any encountered penetrations/openings. | 1 | L.S. | Included with fire barriers above
2.061 | Certification of all fire compartments walls and ceilings to meet the fire rating specified in the fire report | 1 | L.S. | Refer to covering letter | Refer to covering letter
| TOTAL FOR PAGE 03 | Euro Exc VAT |  |  | 55304.9
| TOTAL FOR FIRE STOPPING | Euro Exc VAT |  |  | 55304.9
ITEM | DESCRIPTION | QTY | UNIT | RATE Euro (Exc of VAT) | TOTAL Euro (Exc of VAT)
3 | DAYWORKS
WORKING DAY HOURLY RATE
3.001 | Day Rate for Site Foreman | 1 | hr |  | Rate Only
3.002 | Day Rate for Technician | 1 | hr |  | Rate Only
3.003 | Day Rate for Skilled Installer | 1 | hr |  | Rate Only
3.004 | Day Rate for Unskilled Installer | 1 | hr |  | Rate Only
3.005 | Day Rate for Engineer | 1 | hr |  | Rate Only
WORK BEYOND WORKING DAY HOURLY RATE
3.006 | Day Rate for Site Foreman | 1 | hr |  | Rate Only
3.007 | Day Rate for Technician | 1 | hr |  | Rate Only
3.008 | Day Rate for Skilled Installer | 1 | hr |  | Rate Only
3.009 | Day Rate for Unskilled Installer | 1 | hr |  | Rate Only
3.01 | Day Rate for Engineer | 1 | hr |  | Rate Only
3.011 |  |  |  |  | 0
3.012 |  |  |  |  | 0
3.013 |  |  |  |  | 0
3.014 |  |  |  |  | 0
3.015 |  |  |  |  | 0
3.016 |  |  |  |  | 0
3.017 |  |  |  |  | 0
3.018 |  |  |  |  | 0
3.019 |  |  |  |  | 0
3.02 |  |  |  |  | 0
3.021 |  |  |  |  | 0
3.022 |  |  |  |  | 0
3.023 |  |  |  |  | 0
3.024 |  |  |  |  | 0
3.025 |  |  |  |  | 0
3.026 |  |  |  |  | 0
3.027 |  |  |  |  | 0
3.028 |  |  |  |  | 0
3.029 |  |  |  |  | 0
3.03 |  |  |  |  | 0
3.031 |  |  |  |  | 0
3.032 |  |  |  |  | 0
3.033 |  |  |  |  | 0
3.034 |  |  |  |  | 0
| TOTAL FOR PAGE 04 | Euro Exc VAT |  |  | 0
| TOTAL FOR DAYWORKS | Euro Exc VAT |  |  | 0
| SUMMARY |  |  | Sub-Totals | Totals
|  |  |  | Euro (Exc of VAT) | Euro (Exc of VAT)
| TOTAL FOR PAGE 01 |  |  | 0
| TOTAL FOR PAGE 02 |  |  | 0
1 | TOTAL FOR PRELIMINARIES |  |  |  | 0
| TOTAL FOR PAGE 03 |  |  | 55304.9
2 | TOTAL FOR FIRE STOPPING |  |  |  | 55304.9
| TOTAL FOR PAGE 04 |  |  | 0
3 | TOTAL FOR DAYWORKS |  |  |  | 0
| TOTAL FOR SECTION 4 - FIRE STOPPING | Euro Exc VAT |  |  | 55304.9

## Summary
TOTALS PAGES |  | Sub-Totals | Totals | Totals with Mech
|  | Euro (Exc of VAT) | Euro (Exc of VAT)
SECTION 1
Total for Preliminaries |  | 11152.23 |  | 11152.23
Total for Plumbing Installation |  |  |  | 98533.2
Total for Sewerage & Rain Water System |  |  |  | 276756.11
Total for Electrical Installation |  | 1090901.18 |  | 1090901.18
Total for Light Fittings - Supply Only |  | 56359.01 |  | 56359.01
Total for Light Fittings - Install & Connect |  | 19160.93 |  | 19160.93
Total for Cable Containment Installation |  | 122773.66 |  | 122773.66
Total for Data Installation |  | 84169.58 |  | 84169.58
Total for Lightning Protection System |  | 54114.83 |  | 54114.83
Total for Fire Stopping Systems |  | 2214.09 |  | 5438.33
Total for Dayworks |  | 0
TOTAL FOR SECTION 1 - MEP INSTALLATION |  |  | 1440845.51 | 1819359.06
SECTION 2
Total for Preliminaries |  |  |  | 6383.91
Total for Ventilation System |  |  |  | 372331.05
Total for Air Conditioning System |  |  |  | 140487.22
Total for Fire Stopping Systems |  |  |  | 3301.81
Total for Dayworks
TOTAL FOR SECTION 2 - HVAC INSTALLATION |  |  | 0 | 522503.99
SECTION 3
Total for Preliminaries |  | 0
Total for Fire Alarm & Detection System |  | 90522.44 |  | 90522.44
Total for Fire Fighting System |  | 0 |  | 180348.21
Total for Fire Suppression System |  | 0 |  | 156038.84
Total for CCTV Installation |  | 26373.72 |  | 26373.72
Total for Access Control System |  | 10313.07 |  | 10313.07
Total for Intercom System |  | 3480.45 |  | 3480.45
Total for Security System |  | 5836.01 |  | 5836.01
Total for Accessible Bathroom Call System |  | 3292.21 |  | 3292.21
Total for Sprinklers System |  | 0 |  | 559802.58
Total for Fire Stopping Systems |  | 953.5 |  | 2282.9
Total for Dayworks |  | 0
TOTAL FOR SECTION 3 - ELV, FIRE AND SECURITY INSTALLATION |  |  | 140771.4 | 1038290.43
SECTION 4
Total for Preliminaries
Total for Fire Stopping |  | 55304.9 |  | 66848.6
Total for Dayworks
TOTAL FOR SECTION 4 - FIRE STOPPING |  |  | 55304.9 | 66848.6
GRAN TOTAL FOR M&E INSTALLATIONS | Euro Exc VAT |  | 1636921.81 | 3447002.08
Overall discount | 9.695% |  | 158702.6796 | 172350.104
GRAN TOTAL FOR M&E INSTALLATIONS INCLUDING OVERALL DISCOUNT | Euro Exc VAT |  | 1478219.1304 | 3274651.976

## E_DBOQ
ITEM | DESCRIPTION | QTY |  |  |  | UNIT | RATE | TOTAL | Unit | Total
|  | BOQ | TDWG | ACT | DIFF |  | € | € | Hrs | Hrs
SB |  |  |  |  | System total - carried forward to summary page : |  | VAT EXCL. | 0 |  | 0
ITEM | DESCRIPTION | QTY |  |  |  | UNIT | RATE | TOTAL | Unit | Total
|  | BOQ | TDWG | ACT | DIFF |  | € | € | Hrs | Hrs
SB |  |  |  |  | System total - carried forward to summary page : |  | VAT EXCL. | 0 |  | 0
ITEM | DESCRIPTION | QTY |  |  |  | UNIT | RATE | TOTAL | Unit | Total
|  | BOQ | TDWG | ACT | DIFF |  | € | € | Hrs | Hrs
SB |  |  |  |  | System total - carried forward to summary page : |  | VAT EXCL. | 0 |  | 0
ITEM | DESCRIPTION | QTY |  |  |  | UNIT | RATE | TOTAL | Unit | Total
|  | BOQ | TDWG | ACT | DIFF |  | € | € | Hrs | Hrs
SB |  |  |  |  | System total - carried forward to summary page : |  | VAT EXCL. | 0 |  | 0
ITEM | DESCRIPTION | QTY |  |  |  | UNIT | RATE | TOTAL | Unit | Total
|  | BOQ | TDWG | ACT | DIFF |  | € | € | Hrs | Hrs
SB |  |  |  |  | System total - carried forward to summary page : |  | VAT EXCL. | 0 |  | 0
ITEM | DESCRIPTION | QTY |  |  |  | UNIT | RATE | TOTAL | Unit | Total
|  | BOQ | TDWG | ACT | DIFF |  | € | € | Hrs | Hrs
SB |  |  |  |  | System total - carried forward to summary page : |  | VAT EXCL. | 0 |  | 0
ITEM | DESCRIPTION | QTY |  |  |  | UNIT | RATE | TOTAL | Unit | Total
|  | BOQ | TDWG | ACT | DIFF |  | € | € | Hrs | Hrs
SB |  |  |  |  | System total - carried forward to summary page : |  | VAT EXCL. | 0 |  | 0
ITEM | DESCRIPTION | QTY |  |  |  | UNIT | RATE | TOTAL | Unit | Total
|  | BOQ | TDWG | ACT | DIFF |  | € | € | Hrs | Hrs
SB |  |  |  |  | System total - carried forward to summary page : |  | VAT EXCL. | 0 |  | 0
ITEM | DESCRIPTION | QTY |  |  |  | UNIT | RATE | TOTAL | Unit | Total
|  | BOQ | TDWG | ACT | DIFF |  | € | € | Hrs | Hrs
SB |  |  |  |  | System total - carried forward to summary page : |  | VAT EXCL. | 0 |  | 0
ITEM | DESCRIPTION | QTY |  |  |  | UNIT | RATE | TOTAL | Unit | Total
|  | BOQ | TDWG | ACT | DIFF |  | € | € | Hrs | Hrs
SB |  |  |  |  | System total - carried forward to summary page : |  | VAT EXCL. | 0 |  | 0

## Ardic
CIF
1 | 104 | AT5075 HDG | Trunking Cable Trays & Covers / L:3000mm / HDG | 75 | 50 | 1 | 360 | MT | 4.12 | 4.72
2 | 104 | AT7575 HDG | Trunking Cable Trays & Covers / L:3000mm / HDG | 75 | 75 | 1 | 1050 | MT | 4.84 | 5.55
3 | 104 | AT75100 HDG | Trunking Cable Trays & Covers / L:3000mm / HDG | 100 | 75 | 1 | 120 | MT | 5.56 | 6.37
4 | 104 | AT75125 HDG | Trunking Cable Trays & Covers / L:3000mm / HDG | 125 | 75 | 1 | 30 | MT | 6.3 | 7.22
5 | 104 | AT75150 HDG | Trunking Cable Trays & Covers / L:3000mm / HDG | 150 | 75 | 1 | 90 | MT | 6.99 | 8.01
6 | 104 | AT75250 HDG | Trunking Cable Trays & Covers / L:3000mm / HDG | 250 | 75 | 1 | 15 | MT | 9.85 | 11.28
7 | 104 | AT100200 HDG | Trunking Cable Trays & Covers / L:3000mm / HDG | 200 | 100 | 1 | 45 | MT | 9.14 | 10.47
8 | 104 | AT100400 HDG | Trunking Cable Trays & Covers / L:3000mm / HDG | 400 | 100 | 1,5 | 15 | MT | 17.72 | 20.29
9 | 106 | ATY90-5075 HDG | Trunking 90° Horizontal Bends & Covers / HDG | 75 | 50 | 1 | 50 | PCS | 2.17 | 2.49
10 | 106 | ATY90-7575 HDG | Trunking 90° Horizontal Bends & Covers / HDG | 75 | 75 | 1 | 150 | PCS | 2.53 | 2.9
11 | 106 | ATY90-75100 HDG | Trunking 90° Horizontal Bends & Covers / HDG | 100 | 75 | 1 | 15 | PCS | 3.16 | 3.62
12 | 106 | ATY90-75125 HDG | Trunking 90° Horizontal Bends & Covers / HDG | 125 | 75 | 1 | 5 | PCS | 3.93 | 4.5
13 | 106 | ATY90-75150 HDG | Trunking 90° Horizontal Bends & Covers / HDG | 150 | 75 | 1 | 10 | PCS | 4.62 | 5.29
14 | 106 | ATY90-75250 HDG | Trunking 90° Horizontal Bends & Covers / HDG | 250 | 75 | 1 | 2 | PCS | 8.43 | 9.66
15 | 106 | ATY90-100200 HDG | Trunking 90° Horizontal Bends & Covers / HDG | 200 | 100 | 1 | 7 | PCS | 6.96 | 7.97
16 | 106 | ATY90-100400 HDG | Trunking 90° Horizontal Bends & Covers / HDG | 400 | 100 | 1,5 | 2 | PCS | 21.53 | 24.66
17 | 109 | ATD90-5075 HDG | Trunking 90° Vertical Bends & Covers / HDG | 75 | 50 | 1 | 40 | PCS | 1.77 | 2.03
18 | 109 | ATD90-7575 HDG | Trunking 90° Vertical Bends & Covers / HDG | 75 | 75 | 1 | 120 | PCS | 2.81 | 3.22
19 | 109 | ATD90-75100 HDG | Trunking 90° Vertical Bends & Covers / HDG | 100 | 75 | 1 | 15 | PCS | 3.15 | 3.61
20 | 109 | ATD90-75125 HDG | Trunking 90° Vertical Bends & Covers / HDG | 125 | 75 | 1 | 3 | PCS | 3.57 | 4.09
21 | 109 | ATD90-75150 HDG | Trunking 90° Vertical Bends & Covers / HDG | 150 | 75 | 1 | 10 | PCS | 3.81 | 4.37
22 | 109 | ATD90-75250 HDG | Trunking 90° Vertical Bends & Covers / HDG | 250 | 75 | 1 | 2 | PCS | 5.14 | 5.89
23 | 109 | ATD90-100200 HDG | Trunking 90° Vertical Bends & Covers / HDG | 200 | 100 | 1 | 5 | PCS | 5.61 | 6.43
24 | 109 | ATD90-100400 HDG | Trunking 90° Vertical Bends & Covers / HDG | 400 | 100 | 1,5 | 2 | PCS | 10.7 | 12.26
25 | 106 | ATYT-5075 HDG | Trunking Tee Horizontal Bends & Covers / HDG | 75 | 50 | 1 | 10 | PCS | 2.6 | 2.98
26 | 106 | ATYT-7575 HDG | Trunking Tee Horizontal Bends & Covers / HDG | 75 | 75 | 1 | 30 | PCS | 2.81 | 3.22
27 | 106 | ATYT-75100 HDG | Trunking Tee Horizontal Bends & Covers / HDG | 100 | 75 | 1 | 10 | PCS | 3.47 | 3.98
28 | 106 | ATYT-75125 HDG | Trunking Tee Horizontal Bends & Covers / HDG | 125 | 75 | 1 | 2 | PCS | 4.35 | 4.99
29 | 106 | ATYT-75150 HDG | Trunking Tee Horizontal Bends & Covers / HDG | 150 | 75 | 1 | 3 | PCS | 5.01 | 5.74
30 | 106 | ATYT-75250 HDG | Trunking Tee Horizontal Bends & Covers / HDG | 250 | 75 | 1 | 1 | PCS | 8.99 | 10.3
31 | 106 | ATYT-100200 HDG | Trunking Tee Horizontal Bends & Covers / HDG | 200 | 100 | 1 | 2 | PCS | 7.15 | 8.19
32 | 106 | ATYT-100400 HDG | Trunking Tee Horizontal Bends & Covers / HDG | 400 | 100 | 1,5 | 1 | PCS | 21.99 | 25.18
33 | 43 | A 05-05A-08 H.D.G. | Heavy Duty Cable Tray / L:3000 mm / H.D.G. | 50 | 50 | 1,2 | 45 | MT | 1.86 | 2.13
34 | 43 | A 10-05A-08 H.D.G. | Heavy Duty Cable Tray / L:3000 mm / H.D.G. | 100 | 50 | 0,8 | 390 | MT | 2.36 | 2.71
35 | 43 | A 20-05A-08 H.D.G. | Heavy Duty Cable Tray / L:3000 mm / H.D.G. | 200 | 50 | 0,8 | 180 | MT | 3.46 | 3.97
36 | 43 | A 25-05A-10 H.D.G. | Heavy Duty Cable Tray / L:3000 mm / H.D.G. | 250 | 50 | 1 | 90 | MT | 4.87 | 5.58
37 | 43 | A 30-05A-10 H.D.G. | Heavy Duty Cable Tray / L:3000 mm / H.D.G. | 300 | 50 | 1 | 225 | MT | 5.4 | 6.19
38 | 43 | A 40-05A-12 H.D.G. | Heavy Duty Cable Tray / L:3000 mm / H.D.G. | 400 | 50 | 1,2 | 90 | MT | 7.63 | 8.74
39 | 43 | A 50-05A-15 H.D.G. | Heavy Duty Cable Tray / L:3000 mm / H.D.G. | 500 | 50 | 1,5 | 465 | MT | 9.81 | 11.24
40 | 43 | A1-05-12 H.D.G. | Straight Coupler H:50 mm (250 pcs in a box) H.D.G. | L:140 | 50 | 1,2 | 1000 | PCS | 0.21 | 0.25
41 | 298 | A 05-K-08 H.D.G. | Cover / L:3000 mm / H.D.G. | 50 | 10 | 0,8 | 21 | MT | 0.93 | 1.07
42 | 298 | A 10-K-08 H.D.G. | Cover / L:3000 mm / H.D.G. | 100 | 10 | 0,8 | 60 | MT | 1.38 | 1.59
43 | 298 | A 20-K-08 H.D.G. | Cover / L:3000 mm / H.D.G. | 200 | 10 | 0,8 | 45 | MT | 2.48 | 2.84
44 | 298 | A 26-K-10 H.D.G. | Cover / L:3000 mm / H.D.G. | 250 | 10 | 1 | 60 | MT | 4.23 | 4.85
45 | 298 | A 30-K-10 H.D.G. | Cover / L:3000 mm / H.D.G. | 300 | 10 | 1 | 15 | MT | 4.82 | 5.52
46 | 298 | A 50-K-15 H.D.G. | Cover / L:3000 mm / H.D.G. | 500 | 10 | 1,5 | 60 | MT | 8.42 | 9.65
47 | 299 | AKT-1-5 D | Cover Clamp ( no need screw) / 200 pcs in a box Dacromet | 0 | 50 | 2 | 540 | PCS | 0.29 | 0.34
48 | 348 | ACD-41-21-15 | C Support with Slots 21X41 / L:6000mm / P.G. | 41 | 21 | 1,5 | 900 | MT | 1.46 | 1.68
49 | 349 | ACD-41-41-15 | C Support with Slots 41X41 / L:6000mm / P.G. | 41 | 41 | 1,5 | 1200 | MT | 2.07 | 2.38
50 | 419 | AT-0 | Threaded Rod / L:2000 mm ( 50 Pcs in box) | 0 | 0 | M6 | 400 | PCS | 0.8 | 0.92
51 | 419 | AT-1 | Threaded Rod / L:2000 mm ( 50 Pcs in box) | 0 | 0 | M8 | 600 | PCS | 0.97 | 1.12

## Price Comparisons
Industrial sockets
|  | Hydrolectric |  | ESS
Decription | Qty | Unit | Total | Unit | Total
015# 5Pin 16Amp IP67 Interlocked Socket outlet | 40 | 45.68 | 1827.2 | 29.68 | 1187.2
016# 5Pin 32Amp IP67 Interlocked Socket outlet | 16 | 60.36 | 965.76 | 30.59 | 489.44
013# 3Pin 16Amp IP67 Unswitched Socket outlet | 16 | 14.25 | 228 | 26.07 | 417.12
014# 3Pin 16Amp IP67 Interlocked Socket outlet | 20 | 38.95 | 779 | 26.07 | 521.4
|  |  | 3799.96 |  | 2615.16
Floor outlet boxes (without accessories)
|  | Hydrolectric |  | ESS
Decription | Qty | Unit | Total | Unit | Total
Type 1 | 3 | 54.72 | 164.16 | 68.76 | 206.28
Type 2 | 13 | 54.72 | 711.36 | 68.76 | 893.88
Type 3 | 7 | 54.72 | 383.04 | 68.76 | 481.32
|  |  | 1258.56 |  | 1581.48
|  | Hydrolectric |  | ESS |  | Solar Solutions
| Qty | Unit | Total | Unit | Total | Unit | Total
EV chargers | 9 |  | 18565 |  | 19433 | 2282 | 20538

## Sheet1
BOQ item | Comments
4.068 and 4.069 | High cost due to cable rate. | 4.068 material only - €134
4.06 material only - €107