## Elec_Rates
| CLIENT: | 1 | Quintano Foods Ltd. |  | 0 |  |  | 1 | 1 | 1 | 1 | 1 | 1 | 1 |  | € | R/Lab Cont | R | 1 | BOQ | INCL | MULT | AREA | BOQ | TDWG | ACT | DIFF
| PROJECT: | 1 | Warehouse at tal-Handaq, Qormi |  | Electrical |  |  | 2 | 1 | 1 | 1 | 1 | 1 | 1 |  | 0 | mu_A | 1 | 27.46
| JOB DESC: | 1 | Electrical installation for Mechanical (HVAC) - Revision B |  | ECA |  |  | 3 | 1 | 1 | 1 | 1 | 1 | 1 |  | 0 | mu_B | 1 | 27.46
| QUOTE No: | 1 | ELM-25-0085B |  | 0 |  |  | 4 | 1 | 1 | 1 | 1 | 1 | 1 |  | 0 | mu_C | 1 | 27.46
| CLIENTs REF: | 1 | Tender |  | 0 |  |  | 5 | 1 | 1 | 1 | 1 | 1 | 1 |  | 0 | mu_D | 1 | 27.46
| VAT/DUTIES: | 1 | VAT EXCL. |  | 0 |  |  | 6 | 1 | 1 | 1 | 1 | 1 | 1 |  | 0 | mu_E | 1 | 27.46
| SAVED ON: | 1 | 2007-10-09 |  | 0 |  |  | 7 | 1 | 1 | 1 | 1 | 1 | 0 |  | 0 | mu_F | 1 | 27.46
| ESTIMATOR: | 1 | T.Sammut |  | 0 |  |  | 8 | 1 | 1 | 1 | 1 | 1 | 0 |  | 0 | mu_G | 1 | 27.46
| LABOUR RATE: | 1 | 27.46 |  | 0 |  |  | 9 | 1 | 1 | 1 | 1 | 1 | 0 |  | 0 | mu_H | 1 | 27.46
|  | 1 |  |  | 0 |  |  | 10 | 1 | 1 | 1 | 1 | 1 | 1 |  | 0 | mu_I | 1 | 27.46
|  | 1 |  |  | 0 | [10 empty] | 0 | mu_J | 1 | 27.46
|  | 1 |  |  | 0 | [10 empty] | 0 | MIXED | MAT MU | LAB RATE
[6 empty] | I_CODE | C_CODE | MAKE | PART_NO | MARKUP | TYPE | LIST_P | P_FACT | FIX | DATE | %Dsct in BOQ | MU TYPE | MAT MU | LAB RATE
|  | t | Item:
Start Typing Header
Multip
1 | 4 |  | 037# 5 x 16mm2 F120 Fire Resistant Cable (BS7846) - XLPE/SWA/LSZH | [6 empty] | RATE | RATE |  |  |  |  | 4 | 166.5 |  | 2.86
Based on:
12 | m |  | Power Cable 5c 16 mm2 XLPE SWA-PVC | Fire Rated | Cleveland | CAMC_087 | 616 | (__) | 16mm2 |  |  |  |  | 2 | 2005-01-19 | 26.22 | 314.64 | 0.1 | 1.2
12 | No |  | Cable Tie 225mm |  |  | CONS_009 | 875 | (__) |  | 01-003 |  |  |  | 1 | 1994-12-01 | 0.05 | 0.6 |  | 0
8 | No |  | Gland Indoor 25 BWL 4*10/16mm2 |  |  | CAAC_043 | 620 | CMP | [5 empty] | 2 | 1997-01-01 | 7.66 | 61.28 | 0.4 | 3.2
8 | m |  | Cable Marker 8 digit c/w Carrier Strip |  |  | CAAC_091 | 620 | (__) | [5 empty] | 2 | 2004-06-10 | 1.5 | 12 | 0.08 | 0.64
40 | No |  | Cable Lug 16 mm2 |  |  | CAAC_009 | 620 | CTT | [5 empty] | 2 | 1994-12-01 | 0.14 | 5.6 | 0.06 | 2.4
4 | No |  | Labour to connect Mech Equip (FIX 3) |  | equipment | LABO_009 | 900 | MISC | [5 empty] | 1 |  |  | 0 | 1 | 4 | NoMat?
1 | LS |  | Crainage & Transportation |  | Scissors Lift | CRAI_002 | 962 | MISC | [5 empty] | 2 | 2004-05-22 | 234.375 | 234.375 |  | 0
1 | No |  | Diesel Fuel |  | Approx €25/daily - info from Godwin by phone | GENS_022 | 845 | (__) | [5 empty] | 3 | 2008-09-22 | 37.5 | 37.5 |  | 0
|  | << ==== TOTAL UNITS | [14 empty] | 0 |  | 0
d> | 0 |  | Sell_A | 245.03 | 980.12 |  |  |  |  | ITEM | ITEM | [5 empty] | 665.995 |  | 11.44
Multip
1 | 3 |  | 039# 5 x 10mm2 F120 Fire Resistant Cable (BS7846) - XLPE/SWA/LSZH | [6 empty] | RATE | RATE |  |  |  |  | 3 | 80.2 |  | 2.58
Based on:
9 | m |  | Power Cable 5c 10 mm2 XLPE SWA-PVC | Fire Rated | Cleveland | CAMC_086 | 616 | (__) | 10mm2 |  |  |  |  | 2 | 2005-01-19 | 20.11 | 180.99 | 0.09 | 0.81
9 | No |  | Cable Tie 225mm |  |  | CONS_009 | 875 | (__) |  | 01-003 |  |  |  | 1 | 1994-12-01 | 0.05 | 0.45 |  | 0
6 | No |  | Gland Indoor 25 BWL 4*10/16mm2 |  |  | CAAC_043 | 620 | CMP | [5 empty] | 2 | 1997-01-01 | 7.66 | 45.96 | 0.4 | 2.4
6 | m |  | Cable Marker 8 digit c/w Carrier Strip |  |  | CAAC_091 | 620 | (__) | [5 empty] | 2 | 2004-06-10 | 1.5 | 9 | 0.08 | 0.48
30 | No |  | Cable Lug 10 mm2 |  |  | CAAC_008 | 620 | CTT | [5 empty] | 2 | 1994-12-01 | 0.14 | 4.2 | 0.06 | 1.8
3 | No |  | Labour to connect Mech Equip (FIX 3) |  | equipment | LABO_009 | 900 | MISC | [5 empty] | 1 |  |  | 0 | 0.75 | 2.25 | NoMat?
|  | << ==== TOTAL UNITS | [14 empty] | 0 |  | 0
d> | 0 |  | Sell_A | 151.05 | 453.15 |  |  |  |  | ITEM | ITEM | [5 empty] | 240.6 |  | 7.74
Multip
1 | 4 |  | 045# 5 x 4mm2 XLPE/SWA/LSZH | [6 empty] | RATE | RATE |  |  |  |  | 4 | 24.44 |  | 1.77
Based on:
12 | m |  | Power Cable 5c 4.0 mm2 PVC SWA-PVC |  | Cleveland | CAMC_077 | 616 | (__) | 4.0mm2 | 06-018 |  |  |  | 2 | 2005-01-19 | 3.79 | 45.48 | 0.07 | 0.84
12 | No |  | Cable Tie 225mm |  |  | CONS_009 | 875 | (__) |  | 01-003 |  |  |  | 1 | 1994-12-01 | 0.05 | 0.6 |  | 0
8 | No |  | Gland Indoor 20 BWL 4*4/6mm2 |  |  | CAAC_040 | 620 | CMP | [5 empty] | 2 | 1997-01-01 | 4.71 | 37.68 | 0.35 | 2.8
8 | m |  | Cable Marker 8 digit c/w Carrier Strip |  |  | CAAC_091 | 620 | (__) | [5 empty] | 2 | 2004-06-10 | 1.5 | 12 | 0.08 | 0.64
40 | No |  | Cable Lug 4.0 mm2 |  |  | CAAC_006 | 620 | CTT | [5 empty] | 2 | 1994-12-01 | 0.05 | 2 | 0.02 | 0.8
4 | No |  | Labour to connect Mech Equip (FIX 3) |  | equipment | LABO_009 | 900 | MISC | [5 empty] | 1 |  |  | 0 | 0.5 | 2 | NoMat?
|  | << ==== TOTAL UNITS | [14 empty] | 0 |  | 0
d> | 0 |  | Sell_A | 73.04 | 292.16 |  |  |  |  | ITEM | ITEM | [5 empty] | 97.76 |  | 7.08
Multip
1 | 13 |  | 046# 3 x 4mm2 XLPE/SWA/LSZH | [6 empty] | RATE | RATE |  |  |  |  | 13 | 20.04 |  | 1.66
Based on:
39 | m |  | Power Cable 3c 4.0 mm2 PVC SWA-PVC |  | Cleveland | CAMC_010 | 616 | CRO | 4.0mm2 | 06-009 |  |  |  | 2 |  | 2.39 | 93.21 | 0.06 | 2.34
39 | No |  | Cable Tie 225mm |  |  | CONS_009 | 875 | (__) |  | 01-003 |  |  |  | 1 | 1994-12-01 | 0.05 | 1.95 |  | 0
26 | No |  | Gland Indoor 20 BWL 4*4/6mm2 |  |  | CAAC_040 | 620 | CMP | [5 empty] | 2 | 1997-01-01 | 4.71 | 122.46 | 0.35 | 9.1
26 | m |  | Cable Marker 8 digit c/w Carrier Strip |  |  | CAAC_091 | 620 | (__) | [5 empty] | 2 | 2004-06-10 | 1.5 | 39 | 0.08 | 2.08
78 | No |  | Cable Lug 4.0 mm2 |  |  | CAAC_006 | 620 | CTT | [5 empty] | 2 | 1994-12-01 | 0.05 | 3.9 | 0.02 | 1.56
78 | No |  | Labour to connect Mech Equip (FIX 3) |  |  | LABO_009 | 900 | MISC | [5 empty] | 1 |  |  | 0 |  | 0
13 | No |  | Labour to connect Mech Equip (FIX 3) |  | equipment | LABO_009 | 900 | MISC | [5 empty] | 1 |  |  | 0 | 0.5 | 6.5 | NoMat?
|  | << ==== TOTAL UNITS | [14 empty] | 0 |  | 0
d> | 0 |  | Sell_A | 65.62 | 853.06 |  |  |  |  | ITEM | ITEM | [5 empty] | 260.52 |  | 21.58
Multip
1 | 15 |  | 047# 5 x 2.5mm2 F120 Fire Resistant Cable (BS7846) - XLPE/SWA/LSZH | [6 empty] | RATE | RATE |  |  |  |  | 15 | 44.34 |  | 1.64
Based on:
45 | m |  | Power Cable 5c 2.5 mm2 XLPE SWA-PVC | Fire Rated | Cleveland | CAMC_084 | 616 | (__) | 2.5mm2 |  |  |  |  | 2 | 2004-11-10 | 11.19 | 503.55 | 0.06 | 2.7
45 | No |  | Cable Tie 225mm |  |  | CONS_009 | 875 | (__) |  | 01-003 |  |  |  | 1 | 1994-12-01 | 0.05 | 2.25 |  | 0
30 | No |  | Gland Indoor 20S BWL 4*1.5/2.5mm2 |  |  | CAAC_042 | 620 | CMP | [5 empty] | 2 | 1997-01-01 | 3.56 | 106.8 | 0.3 | 9
30 | m |  | Cable Marker 8 digit c/w Carrier Strip |  |  | CAAC_091 | 620 | (__) | [5 empty] | 2 | 2004-06-10 | 1.5 | 45 | 0.08 | 2.4
150 | No |  | Cable Lug 2.5 mm2 |  |  | CAAC_005 | 620 | CTT | [5 empty] | 2 | 1994-12-01 | 0.05 | 7.5 | 0.02 | 3
15 | No |  | Labour to connect Mech Equip (FIX 3) |  | equipment | LABO_009 | 900 | MISC | [5 empty] | 1 |  |  | 0 | 0.5 | 7.5 | NoMat?
|  | << ==== TOTAL UNITS | [14 empty] | 0 |  | 0
d> | 0 |  | Sell_A | 89.37 | 1340.55 |  |  |  |  | ITEM | ITEM | [5 empty] | 665.1 |  | 24.6
Multip
1 | 12 |  | 047# 5 x 2.5mm2 F120 Fire Resistant Cable (BS7846) - XLPE/SWA/LSZH - High level | [6 empty] | RATE | RATE |  |  |  |  | 12 | 82.1 |  | 1.64
|  |  | Based on: | Impluse fans At High Level
36 | m |  | Power Cable 5c 2.5 mm2 XLPE SWA-PVC | Fire Rated | Cleveland | CAMC_084 | 616 | (__) | 2.5mm2 |  |  |  |  | 2 | 2004-11-10 | 11.19 | 402.84 | 0.06 | 2.16
36 | No |  | Cable Tie 225mm |  |  | CONS_009 | 875 | (__) |  | 01-003 |  |  |  | 1 | 1994-12-01 | 0.05 | 1.8 |  | 0
24 | No |  | Gland Indoor 20S BWL 4*1.5/2.5mm2 |  |  | CAAC_042 | 620 | CMP | [5 empty] | 2 | 1997-01-01 | 3.56 | 85.44 | 0.3 | 7.2
24 | m |  | Cable Marker 8 digit c/w Carrier Strip |  |  | CAAC_091 | 620 | (__) | [5 empty] | 2 | 2004-06-10 | 1.5 | 36 | 0.08 | 1.92
120 | No |  | Cable Lug 2.5 mm2 |  |  | CAAC_005 | 620 | CTT | [5 empty] | 2 | 1994-12-01 | 0.05 | 6 | 0.02 | 2.4
12 | No |  | Labour to connect Mech Equip (FIX 3) |  | equipment | LABO_009 | 900 | MISC | [5 empty] | 1 |  |  | 0 | 0.5 | 6 | NoMat?
1 | LS |  | Crainage & Transportation |  | Scissors Lift | CRAI_002 | 962 | MISC | [5 empty] | 2 | 2004-05-22 | 390.625 | 390.625 |  | 0
1 | No |  | Diesel Fuel |  | Approx €25/daily - info from Godwin by phone | GENS_022 | 845 | (__) | [5 empty] | 3 | 2008-09-22 | 62.5 | 62.5 |  | 0
|  | << ==== TOTAL UNITS | [14 empty] | 0 |  | 0
d> | 0 |  | Sell_A | 127.13 | 1525.56 |  |  |  |  | ITEM | ITEM | [5 empty] | 985.205 |  | 19.68
Multip
1 | 3 |  | 044# 5 x 4mm2 F120 Fire Resistant Cable (BS7846) - XLPE/SWA/LSZH | [6 empty] | RATE | RATE |  |  |  |  | 3 | 46.64 |  | 1.27
Based on:
9 | m |  | Power Cable 5c 4.0 mm2 PVC SWA-PVC | Fire Rated | Cleveland | CAMC_077 | 616 | (__) | 4.0mm2 | 06-018 |  |  |  | 2 | 2005-01-19 | 11.19 | 100.71 | 0.07 | 0.63
9 | No |  | Cable Tie 225mm |  |  | CONS_009 | 875 | (__) |  | 01-003 |  |  |  | 1 | 1994-12-01 | 0.05 | 0.45 |  | 0
6 | No |  | Gland Indoor 20 BWL 4*4/6mm2 |  |  | CAAC_040 | 620 | CMP | [5 empty] | 2 | 1997-01-01 | 4.71 | 28.26 | 0.35 | 2.1
6 | m |  | Cable Marker 8 digit c/w Carrier Strip |  |  | CAAC_091 | 620 | (__) | [5 empty] | 2 | 2004-06-10 | 1.5 | 9 | 0.08 | 0.48
30 | No |  | Cable Lug 4.0 mm2 |  |  | CAAC_006 | 620 | CTT | [5 empty] | 2 | 1994-12-01 | 0.05 | 1.5 | 0.02 | 0.6
|  | << ==== TOTAL UNITS | [14 empty] | 0 |  | 0
d> | 0 |  | Sell_A | 81.51 | 244.53 |  |  |  |  | ITEM | ITEM | [5 empty] | 139.92 |  | 3.81
Multip
26 | 26 |  | 001# SFDI adjacent to each damper. | [6 empty] | RATE | RATE |  |  |  |  | 1 | 330.73 |  | 3.37
Based on:
Installation of SFDI
26 | No |  | Control Panel 1 | Raymond | SFDI - Raymond | CPAN_259 | 570 | (__) | [5 empty] | 2 | 2005-04-01 | 200 | 5200 | 0.75 | 19.5
26 | No |  | Erection Material |  |  | EMAT_063 | 501 | (__) |  | 01-002 |  |  |  | 1 |  | 5 | 130 |  | 0
Connecting up of fire damper
26 | m |  | Conduit Galv. FLEX 20mm |  |  | COGV_010 | 690 | BAR | 20mm |  |  |  |  | 1 | 1994-12-01 | 1.86 | 48.36 | 0.2 | 5.2
52 | m |  | Conduit BRASS ADAP.FLEX 20mm |  |  | COGV_006 | 690 | BAR | 20mm |  |  |  |  | 1 | 1994-12-01 | 0.98 | 50.96 |  | 0
130 | m |  | Wiring Cable 1c 4.0 mm2 PVC Non-Arm | AJ Electric | LSZH | CASC_019 | 615 | CRO |  | 02-004 |  |  |  | 2 | 2006-09-28 | 0.51 | 66.3 | 0.02 | 2.6
Network loop
400 | m |  | Fire Resistant Cable CWZ 2c+E 1.5 mm2 | Modbus | Shoal Export | CASP_014 | 617 | (__) | [5 empty] | 2 | 2011-08-12 | 5.6 | 2240 | 0.1 | 40
1200 | No |  | Fire Resistant Cable Clips |  | Shoal Export | CASP_013 | 617 | (__) | [5 empty] | 2 | 2011-08-12 | 0.4185 | 502.2 |  | 0
26 | No |  | Fire Resistant Cable Clips | Certification - two times | Shoal Export | CASP_013 | 617 | (__) | [5 empty] | 2 | 2011-08-12 | 7.6923 | 200 |  | 0
78 | No |  | Gland 20 A2 PVC |  |  | CAAC_027 | 620 | (__) | [5 empty] | 2 | 1997-01-01 | 0.75 | 58.5 | 0.1 | 7.8
312 | No |  | Cable Lug 1.5 mm2 |  |  | CAAC_004 | 620 | CTT | [5 empty] | 2 | 1994-12-01 | 0.05 | 15.6 | 0.02 | 6.24
78 | m |  | Cable Marker 8 digit c/w Carrier Strip |  |  | CAAC_091 | 620 | (__) | [5 empty] | 2 | 2004-06-10 | 0.5 | 39 | 0.08 | 6.24
1200 | No |  | Screw Wood S6 |  |  | CONS_035 | 875 | (__) |  | 02-008 |  |  |  | 1 | 1994-12-01 | 0.02 | 24 |  | 0
1200 | No |  | Rawl Plug S6 |  |  | CONS_030 | 875 | (__) |  | 02-009 |  |  |  | 1 | 1994-12-01 | 0.02 | 24 |  | 0
|  | << ==== TOTAL UNITS | [14 empty] | 0 |  | 0
d> | 0 |  | Sell_A | 423.23 | 11003.98 |  |  |  |  | ITEM | ITEM | [5 empty] | 8598.92 |  | 87.58
Multip
330 | 29 |  | 073# 300mm cable Tray c/w bracket to wall | [6 empty] | RATE | RATE |  |  |  |  | 0.087879 | 8.66 |  | 0.56
Based on:
29 | m |  | Tray 300mm Galv. | Ardic | HDG | TRGV_030 | 650 | (__) | [5 empty] | 1 | 2001-01-06 | 6.19 | 179.51 | 0.35 | 10.15
9.6667 | m |  | Tray Coupler Galv. | Ardic |  | TRGV_051 | 650 | (__) | [5 empty] | 1 | 1997-10-02 | 0.51 | 4.93 |  | 0
77.3333 | No |  | Roofing Bolt |  |  | CONS_031 | 875 | (__) |  | 02-005 |  |  |  | 1 | 1994-12-01 | 0.07 | 5.4133 |  | 0
24.1667 | No |  | Wing Nut Hilti M6 |  |  | EMAT_059 | 501 | HIL | MKN-FM8 | 04-002 |  |  |  | 1 | 1999-01-15 | 0.77 | 18.6083 |  | 0
24.1667 | No |  | Hex.Set Screws M6x20 |  |  | EMAT_025 | 501 | (__) |  | 05-002 |  |  |  | 1 |  | 0.05 | 1.2083 |  | 0
9.6667 | No |  | Earth Strips Copper |  |  | CONS_012 | 875 | (__) |  | 01-011 |  |  |  | 1 | 1994-12-01 | 0.5 | 4.8333 |  | 0
48.3333 | No |  | Anchor 8mm Hilti HKD-SM8x30 |  |  | CONS_003 | 875 | HIL | HKD-SM8x30 |  |  |  |  | 1 | 1999-01-15 | 0.1165 | 5.6308 |  | 0
48.3333 | No |  | Hilti Channel 40x20 Endcap MQZ-E21 |  |  | EMAT_064 | 501 | [6 empty] | 1 |  | 0.12 | 5.8 |  | 0
9.6667 | m |  | Channel SHALLOW-Galv. Hilti MS-213M | Ardic |  | EMAT_020 | 501 | HIL | MS-213m |  |  |  |  | 1 | 1999-01-15 | 1.68 | 16.24 |  | 0
24.1667 | No |  | Labour to manufacture brackets |  |  | LABO_008 | 501 | MISC | [5 empty] | 3 |  |  | 0 | 0.25 | 6.0417 | NoMat?
96.6667 | No |  | Galv. Nut 8mm |  |  | EMAT_022 | 501 | [6 empty] | 1 |  | 0.0699 | 6.757 |  | 0
96.6667 | No |  | Tray Washers M8 |  |  | EMAT_057 | 501 | [6 empty] | 1 |  | 0.0233 | 2.2523 |  | 0
|  | << ==== TOTAL UNITS | [14 empty] | 0 |  | 0
d> | 0 |  | Sell_A | 23.99 | 695.71 |  |  |  |  | ITEM | ITEM | [5 empty] | 251.1835 |  | 16.1917
Multip
1 | 51 |  | 000# Empty conduit for thermostat | [6 empty] | RATE | RATE |  |  |  |  | 51 | 12.3 |  | 1.08
Based on:
306 | m |  | Conduit PVC 25mm HG RATE |  | LSZH - Ramon | COPV_007 | 700 | GEN | 25mm |  |  |  |  | 1 | 2015-07-28 | 2.05 | 627.3 | 0.18 | 55.08
|  | << ==== TOTAL UNITS | [14 empty] | 0 |  | 0
d> | 0 |  | Sell_A | 41.96 | 2139.96 |  |  |  |  | ITEM | ITEM | [5 empty] | 627.3 |  | 55.08
END!
END! | [16 empty] | MATERIAL |  | LABOUR
END! |  |  | RATE SHEET GRAND TOTAL
END! |  |  | COMPONENTS | [7 empty] | COMP_RT | [5 empty] | 12532.5035 |  | 254.7817
END! |  |  | RATE SUMS (ITEMS) | [7 empty] | ITEM_RT | [5 empty] | 12532.5035 |  | 254.7817
SB!
| V:56 |  |  | COSTCODE TOTAL | [12 empty] | 12532.5035 |  | 254.7817
| 1 | cc | Erection materials |  | 501 | [9 empty] | 1 |  | 180.866 |  | 6.0417
| 2 | cc | Busbar Trunking |  | 505 | [9 empty] | 1 |  | 0 |  | 0
| 3 | cc | Switchgear |  | 510 | [9 empty] | 2 |  | 0 |  | 0
| 4 | cc | MCC Equipment |  | 511 | [9 empty] | 2 |  | 0 |  | 0
| 5 | cc | BMS Equipment |  | 512 | [9 empty] | 2 |  | 0 |  | 0
| 6 | cc | PVC Pipes / Ducts |  | 520 | [9 empty] | 1 |  | 0 |  | 0
| 7 | cc | High/medium voltage switchgear |  | 530 | [9 empty] | 2 |  | 0 |  | 0
| 8 | cc | Power Transformers |  | 550 | [9 empty] | 2 |  | 0 |  | 0
| 9 | cc | Control Panels |  | 570 | [9 empty] | 2 |  | 5200 |  | 19.5
| 10 | cc | Electrical Single Core Cables |  | 615 | [9 empty] | 2 |  | 66.3 |  | 2.6
| 11 | cc | Electrical Multicore Cables |  | 616 | [9 empty] | 2 |  | 1641.42 |  | 10.68
| 12 | cc | ELV/BMS/Special Cables |  | 617 | [9 empty] | 2 |  | 2942.2 |  | 40
| 13 | cc | Cables accessories |  | 620 | [9 empty] | 2 |  | 793.68 |  | 77.28
| 14 | cc | Galv. Cable Trays |  | 650 | [9 empty] | 1 |  | 184.44 |  | 10.15
| 15 | cc | PVC Cable Trays |  | 651 | [9 empty] | 1 |  | 0 |  | 0
| 16 | cc | Galv. Cable Basket |  | 652 | [9 empty] | 1 |  | 0 |  | 0
| 17 | cc | Galv. Cable Ladder |  | 654 | [9 empty] | 1 |  | 0 |  | 0
| 18 | cc | Galv. Cable Trunking |  | 675 | [9 empty] | 1 |  | 0 |  | 0
| 19 | cc | Alum. Cable Trunking |  | 676 | [9 empty] | 1 |  | 0 |  | 0
| 20 | cc | PVC Cable Trunking |  | 680 | [9 empty] | 1 |  | 0 |  | 0
| 21 | cc | Underfloor Cable Trunking |  | 681 | [9 empty] | 1 |  | 0 |  | 0
| 22 | cc | Galv. Conduit |  | 690 | [9 empty] | 1 |  | 99.32 |  | 5.2
| 23 | cc | PVC Conduit |  | 700 | [9 empty] | 1 |  | 627.3 |  | 55.08
| 24 | cc | Wiring Accessories |  | 705 | [9 empty] | 3 |  | 0 |  | 0
| 25 | cc | Dimming Equipment |  | 706 | [9 empty] | 3 |  | 0 |  | 0
| 26 | cc | Fire Alarm Equipment |  | 725 | [9 empty] | 3 |  | 0 |  | 0
| 27 | cc | Fire Barriers |  | 726 | [9 empty] | 3 |  | 0 |  | 0
| 28 | cc | Security Alarm System |  | 750 | [9 empty] | 3 |  | 0 |  | 0
| 29 | cc | Access Control |  | 751 | [9 empty] | 3 |  | 0 |  | 0
| 30 | cc | Hotel Electronic Lock |  | 752 | [9 empty] | 3 |  | 0 |  | 0
| 31 | cc | Sub-Contracting Installation Elec |  | 753 | [9 empty] | 3 |  | 0 |  | 0
| 32 | cc | Timing Equipment |  | 770 | [9 empty] | 3 |  | 0 |  | 0
| 33 | cc | Public Address |  | 790 | [9 empty] | 3 |  | 0 |  | 0
| 34 | cc | Voice Alarm Equipment |  | 791 | [9 empty] | 3 |  | 0 |  | 0
| 35 | cc | Lightning / Bonding System |  | 810 | [9 empty] | 3 |  | 0 |  | 0
| 36 | cc | T.V System |  | 815 | [9 empty] | 3 |  | 0 |  | 0
| 37 | cc | UPS/Voltage Stabilisers |  | 820 | [9 empty] | 2 |  | 0 |  | 0
| 38 | cc | Data Network Equipment |  | 821 | [9 empty] | 3 |  | 0 |  | 0
| 39 | cc | Light Fittings |  | 835 | [9 empty] | 3 |  | 0 |  | 0
| 40 | cc | Generators, AMF Panels |  | 845 | [9 empty] | 2 |  | 100 |  | 0
| 41 | cc | Telephone Equipment |  | 855 | [9 empty] | 3 |  | 0 |  | 0
| 42 | cc | Intercom |  | 856 | [9 empty] | 3 |  | 0 |  | 0
| 43 | cc | Mechanical for Electrical |  | 857 | [9 empty] | 3 |  | 0 |  | 0
| 44 | cc | Nurse Call |  | 858 | [9 empty] | 3 |  | 0 |  | 0
| 45 | cc | C.C.T.V. Equipment |  | 865 | [9 empty] | 3 |  | 0 |  | 0
| 46 | cc | Tools and Instruments |  | 870 | [9 empty] | 4 |  | 0 |  | 0
| 47 | cc | Consumbles |  | 875 | [9 empty] | 1 |  | 71.9775 |  | 0
| 48 | cc | Drawings/Manuals |  | 880 | [9 empty] | 3 |  | 0 |  | 0
| 49 | cc | Spare Parts |  | 885 | [9 empty] | 4 |  | 0 |  | 0
| 50 | cc | Labour |  | 900 | [9 empty] | 3 |  | 0 |  | 28.25
| 51 | cc | Dismantling (Labour Only) |  | 901 | [9 empty] | 1 |  | 0 |  | 0
| 52 | cc | Testing & Commissioning |  | 902 | [9 empty] | 3 |  | 0 |  | 0
| 53 | cc | Sub-Contracting Works |  | 960 | [9 empty] | 4 |  | 0 |  | 0
| 54 | cc | Enemalta Application |  | 961 | [9 empty] | 3 |  | 0 |  | 0
| 55 | cc | Crainage and Transportation |  | 962 | [9 empty] | 1 |  | 625 |  | 0
| 56 | cc | Provisional Sum |  | 970 | [9 empty] | 4 |  | 0 |  | 0
|  | cc |  |  | Fix 1 |  | 1 | [9 empty] | 1788.9035 |  | 76.4717
|  | cc |  |  | Fix 2 |  | 2 | [9 empty] | 10743.6 |  | 150.06
|  | cc |  |  | Fix 3 |  | 2 | [9 empty] | 0 |  | 28.25
|  | cc |  |  | Others |  | 3 | [9 empty] | 0 |  | 0
|  | cc |  |  | TOTAL | [11 empty] | 12532.5035 |  | 254.7817

## Elec_Est
| CLIENT: | 1 | Quintano Foods Ltd. |  | 0 |  |  | 1 | 1 | 1 | 1 | 1 | 1 | 1 |  | € | R/Lab Cont | R | 1 | BOQ | INCL | MULT | AREA | BOQ | TDWG | ACT | DIFF
| PROJECT: | 1 | Warehouse at tal-Handaq, Qormi |  | Electrical |  |  | 2 | 1 | 1 | 1 | 1 | 1 | 1 |  | 0 | mu_A | 1 | 27.46
| JOB DESC: | 1 | Electrical installation for Mechanical (HVAC) - Revision B |  | ECA |  |  | 3 | 1 | 1 | 1 | 1 | 1 | 1 |  | 0 | mu_B | 1 | 27.46
| QUOTE No: | 1 | ELM-25-0085B |  | 0 |  |  | 4 | 1 | 1 | 1 | 1 | 1 | 1 |  | 0 | mu_C | 1 | 27.46
| CLIENTs REF: | 1 | Tender |  | 0 |  |  | 5 | 1 | 1 | 1 | 1 | 1 | 1 |  | 0 | mu_D | 1 | 27.46
| VAT/DUTIES: | 1 | VAT EXCL. |  | 0 |  |  | 6 | 1 | 1 | 1 | 1 | 1 | 1 |  | 0 | mu_E | 1 | 27.46
| SAVED ON: | 1 | 2007-10-09 |  | 0 |  |  | 7 | 1 | 1 | 1 | 1 | 1 | 0 |  | 0 | mu_F | 1 | 27.46
| ESTIMATOR: | 1 | T.Sammut |  | 0 |  |  | 8 | 1 | 1 | 1 | 1 | 1 | 0 |  | 0 | mu_G | 1 | 27.46
| LABOUR RATE: | 1 | 27.46 |  | 0 |  |  | 9 | 1 | 1 | 1 | 1 | 1 | 0 |  | 0 | mu_H | 1 | 27.46
|  | 1 |  |  | 0 |  |  | 10 | 1 | 1 | 1 | 1 | 1 | 1 |  | 0 | mu_I | 1 | 27.46
|  | 1 |  |  | 0 | [10 empty] | 0 | mu_J | 1 | 27.46
|  | 1 |  |  | 0 | [10 empty] | 0 | MIXED | MAT MU | LAB RATE
[6 empty] | ISELL | C_CODE | MAKE | PART_NO | MARKUP | TYPE | LIST_P | P_FACT | FIX | DATE | %Dsct in BOQ | MU TYPE | MAT MU | LAB RATE | [13 empty] | Tot Mat Cost | Unit Lab phr. | Tot Lab phr. | < for ELM / MEE
TB
|  | t | Item: 2
VENTILATION SYSTEM
TB
t
FANS - BASEMENT LEVEL -1
TB
t
Supply, install and connect the following In-line type extract fans c/w 2 silencers - one upstream and one downstream from the fan, variable speed controllers, anti-vibration mountings, chamfered bird screen, transformation pieces etc for a complete system inclusive of connecting up of fans to electrical supply.
|  |  |  | Sell Rate | Sell Total |  |  |  |  | IB | [17 empty] | U_M_Sell | T_M_Sell | U_L_Sell | T_L_Sell | Total_Sell | T_M_Cost | T_L_Phr | Mat/Lab=1
2 | No. |  | Item: 2.001 | 245.04 | 490.08 | ISELL |  |  |  |  | ITEM | [7 empty] | mu :1 | [8 empty] | 166.5 | 333 | 78.54 | 157.08 | 490.08 | 333 | 5.72 | 677.44
EF-B1U-01 F300 Extract Fan - Norm: 33,000m3/hr at 200Pa; Fire: 55,000m3/hr at 200Pa - installed at Level 0
|  |  |  | 0.01 | Discrepancy
|  |  | Electrical | 490.07 | 490.07 |  |  |  |  | mu_A | SUBI
|  | h | [ELM25_0085_Quintano_Elec_Mech_HVAC_Est_Rev_B.xlsx]Elec_Rates!$D$19 |  |  | RATE_AAA
2 | 1 | 2 | 037# 5 x 16mm2 F120 Fire Resistant Cable (BS7846) - XLPE/SWA/LSZH |  | Local Rate | RTLO_001 | [9 empty] | 166.5 | 333 | 2.86 | 5.72
[17 empty] | 0 |  | 0
d> | 0 | [8 empty] | mu_A | SUBI | [5 empty] | 333 |  | 5.72 | [8 empty] | 333
|  |  | ECA | 0 | 0.01 |  |  |  |  | mu_B | SUBI
| >>> mu_B material here >>> | [15 empty] | 0 |  | 0
[17 empty] | 0 |  | 0
[17 empty] | 0 |  | 0
d> | 0 | [8 empty] | mu_B | SUBI | [5 empty] | 0 |  | 0 | [8 empty] | 0
[6 empty] | ICOST |  |  |  |  | ITEM | [5 empty] | 333 |  | 5.72
|  |  |  | Sell Rate | Sell Total |  |  |  |  | IB | [17 empty] | U_M_Sell | T_M_Sell | U_L_Sell | T_L_Sell | Total_Sell | T_M_Cost | T_L_Phr | Mat/Lab=1
2 | No. |  | Item: 2.002 | 245.04 | 490.08 | ISELL |  |  |  |  | ITEM | [7 empty] | mu :1 | [8 empty] | 166.5 | 333 | 78.54 | 157.08 | 490.08 | 333 | 5.72 | 677.44
EF-B1L-01 F300 Extract Fan - Norm: 42,800m3/hr at 200Pa; Fire: 71,000m3/hr at 200Pa - installed at Level 0
|  |  |  | 0.01 | Discrepancy
|  |  | Electrical | 490.07 | 490.07 |  |  |  |  | mu_A | SUBI
|  | h | [ELM25_0085_Quintano_Elec_Mech_HVAC_Est_Rev_B.xlsx]Elec_Rates!$D$19 |  |  | RATE_AAA
2 | 1 | 2 | 037# 5 x 16mm2 F120 Fire Resistant Cable (BS7846) - XLPE/SWA/LSZH |  | Local Rate | RTLO_001 | [9 empty] | 166.5 | 333 | 2.86 | 5.72
[17 empty] | 0 |  | 0
d> | 0 | [8 empty] | mu_A | SUBI | [5 empty] | 333 |  | 5.72 | [8 empty] | 333
|  |  | ECA | 0 | 0.01 |  |  |  |  | mu_B | SUBI
| >>> mu_B material here >>> | [15 empty] | 0 |  | 0
[17 empty] | 0 |  | 0
[17 empty] | 0 |  | 0
d> | 0 | [8 empty] | mu_B | SUBI | [5 empty] | 0 |  | 0 | [8 empty] | 0
[6 empty] | ICOST |  |  |  |  | ITEM | [5 empty] | 333 |  | 5.72
|  |  |  | Sell Rate | Sell Total |  |  |  |  | IB | [17 empty] | U_M_Sell | T_M_Sell | U_L_Sell | T_L_Sell | Total_Sell | T_M_Cost | T_L_Phr | Mat/Lab=1
1 | No. |  | Item: 2.003 | 65.62 | 65.62 | ISELL |  |  |  |  | ITEM | [7 empty] | mu :1 | [8 empty] | 20.04 | 20.04 | 45.58 | 45.58 | 65.62 | 20.04 | 1.66 | 21.7
|  |  | EF-B1U-02 Extract Fan - 1300m3/hr at 125Pa - installed at Level 0 | [6 empty] | n
|  |  |  | 0 | Discrepancy
|  |  | Electrical | 65.62 | 65.62 |  |  |  |  | mu_A | SUBI
|  | h | [ELM25_0085_Quintano_Elec_Mech_HVAC_Est_Rev_B.xlsx]Elec_Rates!$D$54 |  |  | RATE_AAA
1 | 1 | 1 | 046# 3 x 4mm2 XLPE/SWA/LSZH |  | Local Rate | RTLO_001 | [9 empty] | 20.04 | 20.04 | 1.66 | 1.66
[17 empty] | 0 |  | 0
d> | 0 | [8 empty] | mu_A | SUBI | [5 empty] | 20.04 |  | 1.66 | [8 empty] | 20.04
|  |  | ECA | 0 | 0 |  |  |  |  | mu_B | SUBI
| >>> mu_B material here >>> | [15 empty] | 0 |  | 0
[17 empty] | 0 |  | 0
[17 empty] | 0 |  | 0
d> | 0 | [8 empty] | mu_B | SUBI | [5 empty] | 0 |  | 0 | [8 empty] | 0
[6 empty] | ICOST |  |  |  |  | ITEM | [5 empty] | 20.04 |  | 1.66
|  |  |  | Sell Rate | Sell Total |  |  |  |  | IB | [17 empty] | U_M_Sell | T_M_Sell | U_L_Sell | T_L_Sell | Total_Sell | T_M_Cost | T_L_Phr | Mat/Lab=1
1 | No. |  | Item: 2.004 | 73.04 | 73.04 | ISELL |  |  |  |  | ITEM | [7 empty] | mu :1 | [8 empty] | 24.44 | 24.44 | 48.6 | 48.6 | 73.04 | 24.44 | 1.77 | 26.21
|  |  | EF-B1L-02 Extract Fan - 32,000m3/hr at 250Pa - installed at Level 1 | [6 empty] | n
|  |  |  | 0 | Discrepancy
|  |  | Electrical | 73.04 | 73.04 |  |  |  |  | mu_A | SUBI
|  | h | [ELM25_0085_Quintano_Elec_Mech_HVAC_Est_Rev_B.xlsx]Elec_Rates!$D$43 |  |  | RATE_AAA
1 | 1 | 1 | 045# 5 x 4mm2 XLPE/SWA/LSZH |  | Local Rate | RTLO_002 | [9 empty] | 24.44 | 24.44 | 1.77 | 1.77
[17 empty] | 0 |  | 0
d> | 0 | [8 empty] | mu_A | SUBI | [5 empty] | 24.44 |  | 1.77 | [8 empty] | 24.44
|  |  | ECA | 0 | 0 |  |  |  |  | mu_B | SUBI
| >>> mu_B material here >>> | [15 empty] | 0 |  | 0
[17 empty] | 0 |  | 0
[17 empty] | 0 |  | 0
d> | 0 | [8 empty] | mu_B | SUBI | [5 empty] | 0 |  | 0 | [8 empty] | 0
[6 empty] | ICOST |  |  |  |  | ITEM | [5 empty] | 24.44 |  | 1.77
|  |  |  | Sell Rate | Sell Total |  |  |  |  | IB | [17 empty] | U_M_Sell | T_M_Sell | U_L_Sell | T_L_Sell | Total_Sell | T_M_Cost | T_L_Phr | Mat/Lab=1
1 | No. |  | Item: 2.005 | 73.04 | 73.04 | ISELL |  |  |  |  | ITEM | [7 empty] | mu :1 | [8 empty] | 24.44 | 24.44 | 48.6 | 48.6 | 73.04 | 24.44 | 1.77 | 26.21
|  |  | SF-B1L-01 Supply Fan - 35,000m3/hr at 250Pa - installed at Basement Level -1 | [6 empty] | n
|  |  |  | 0 | Discrepancy
|  |  | Electrical | 73.04 | 73.04 |  |  |  |  | mu_A | SUBI
|  | h | [ELM25_0085_Quintano_Elec_Mech_HVAC_Est_Rev_B.xlsx]Elec_Rates!$D$43 |  |  | RATE_AAA
1 | 1 | 1 | 045# 5 x 4mm2 XLPE/SWA/LSZH |  | Local Rate | RTLO_002 | [9 empty] | 24.44 | 24.44 | 1.77 | 1.77
Filter dirty indication - in item 2.006
[17 empty] | 0 |  | 0
d> | 0 | [8 empty] | mu_A | SUBI | [5 empty] | 24.44 |  | 1.77 | [8 empty] | 24.44
|  |  | ECA | 0 | 0 |  |  |  |  | mu_B | SUBI
| >>> mu_B material here >>> | [15 empty] | 0 |  | 0
[17 empty] | 0 |  | 0
[17 empty] | 0 |  | 0
d> | 0 | [8 empty] | mu_B | SUBI | [5 empty] | 0 |  | 0 | [8 empty] | 0
[6 empty] | ICOST |  |  |  |  | ITEM | [5 empty] | 24.44 |  | 1.77
|  |  |  | Sell Rate | Sell Total |  |  |  |  | IB | [17 empty] | U_M_Sell | T_M_Sell | U_L_Sell | T_L_Sell | Total_Sell | T_M_Cost | T_L_Phr | Mat/Lab=1
1 | No. |  | Item: 2.006 | 309.67 | 309.67 | ISELL |  |  |  | mu_A | ITEM | [7 empty] | mu :1 | [8 empty] | 114.98 | 114.98 | 194.69 | 194.69 | 309.67 | 114.98 | 7.09 | 122.07
Supply and install differential pressure alarm complete with remote visual and audible indicators including all cabling etc for a complete system
|  |  | Filter dirty indication - SF-B1L-01 | [13 empty] | 0 |  | 0
25 | m |  | Conduit Galv. 20mm RATE |  |  | COGV_011 | 690 | BAR | 20mm |  |  |  |  | 1 | 1994-12-01 | 3.66 | 91.5 | 0.2 | 5
25 | m |  | Indoor Screened 3c Cable 1.0mm |  |  | CASP_018 | 617 | LAPP | 110CY |  |  |  |  | 2 |  | 0.775 | 19.375 | 0.05 | 1.25
2 | No |  | Gland Skintop EExeII 16 x 1.0 (2-4core) |  |  | CAAC_086 | 620 | (__) | [5 empty] | 2 | 2004-06-10 | 1.65 | 3.3 | 0.1 | 0.2
2 | No |  | Cable Marker Wrap Around Type |  |  | CAAC_025 | 620 | (__) | [5 empty] | 2 |  | 0.2 | 0.4 | 0.03 | 0.06
8 | No |  | Cable Lug 1.5 mm2 |  |  | CAAC_004 | 620 | CTT | [5 empty] | 2 | 1994-12-01 | 0.05 | 0.4 | 0.01 | 0.08
1 | No |  | Labour to connect Mech Equip (FIX 3) |  | Sensor | LABO_009 | 900 | MISC | [5 empty] | 1 |  |  | 0 | 0.5 | 0.5 | NoMat?
[17 empty] | 0 |  | 0
d> | 0 |  |  |  |  | ICOST |  |  |  | mu_A | ITEM | [5 empty] | 114.975 |  | 7.09
t
Supply, install and connect the following In-line type extract fans c/w 2 silencers - one upstream and one downstream from the fan, variable speed controllers, anti-vibration mountings, chamfered bird screen, transformation pieces etc for a complete system inclusive of connecting up of fans to electrical supply.
|  |  |  | Sell Rate | Sell Total |  |  |  |  | IB | [17 empty] | U_M_Sell | T_M_Sell | U_L_Sell | T_L_Sell | Total_Sell | T_M_Cost | T_L_Phr | Mat/Lab=1
1 | No. |  | Item: 2.007 | 73.04 | 73.04 | ISELL |  |  |  |  | ITEM | [7 empty] | mu :1 | [8 empty] | 24.44 | 24.44 | 48.6 | 48.6 | 73.04 | 24.44 | 1.77 | 26.21
|  |  | EF-GEN-01 F300 Extract Fan - 9,700m3/hr at 250Pa - installed at Basement Level -1 | [6 empty] | n
|  |  |  | 0 | Discrepancy
|  |  | Electrical | 73.04 | 73.04 |  |  |  |  | mu_A | SUBI
|  | h | [ELM25_0085_Quintano_Elec_Mech_HVAC_Est_Rev_B.xlsx]Elec_Rates!$D$43 |  |  | RATE_AAA
1 | 1 | 1 | 045# 5 x 4mm2 XLPE/SWA/LSZH |  | Local Rate | RTLO_002 | [9 empty] | 24.44 | 24.44 | 1.77 | 1.77
[17 empty] | 0 |  | 0
d> | 0 | [8 empty] | mu_A | SUBI | [5 empty] | 24.44 |  | 1.77 | [8 empty] | 24.44
|  |  | ECA | 0 | 0 |  |  |  |  | mu_B | SUBI
| >>> mu_B material here >>> | [15 empty] | 0 |  | 0
[17 empty] | 0 |  | 0
[17 empty] | 0 |  | 0
d> | 0 | [8 empty] | mu_B | SUBI | [5 empty] | 0 |  | 0 | [8 empty] | 0
[6 empty] | ICOST |  |  |  |  | ITEM | [5 empty] | 24.44 |  | 1.77
|  |  |  | Sell Rate | Sell Total |  |  |  |  | IB | [17 empty] | U_M_Sell | T_M_Sell | U_L_Sell | T_L_Sell | Total_Sell | T_M_Cost | T_L_Phr | Mat/Lab=1
1 | No. |  | Item: 2.008 | 73.04 | 73.04 | ISELL |  |  |  |  | ITEM | [7 empty] | mu :1 | [8 empty] | 24.44 | 24.44 | 48.6 | 48.6 | 73.04 | 24.44 | 1.77 | 26.21
|  |  | SF-GEN-01 F300 Supply Fan - 9,700m3/hr at 250Pa - installed at Basement Level -1 | [6 empty] | n
|  |  |  | 0 | Discrepancy
|  |  | Electrical | 73.04 | 73.04 |  |  |  |  | mu_A | SUBI
|  | h | [ELM25_0085_Quintano_Elec_Mech_HVAC_Est_Rev_B.xlsx]Elec_Rates!$D$43 |  |  | RATE_AAA
1 | 1 | 1 | 045# 5 x 4mm2 XLPE/SWA/LSZH |  | Local Rate | RTLO_002 | [9 empty] | 24.44 | 24.44 | 1.77 | 1.77
[17 empty] | 0 |  | 0
d> | 0 | [8 empty] | mu_A | SUBI | [5 empty] | 24.44 |  | 1.77 | [8 empty] | 24.44
|  |  | ECA | 0 | 0 |  |  |  |  | mu_B | SUBI
| >>> mu_B material here >>> | [15 empty] | 0 |  | 0
[17 empty] | 0 |  | 0
[17 empty] | 0 |  | 0
d> | 0 | [8 empty] | mu_B | SUBI | [5 empty] | 0 |  | 0 | [8 empty] | 0
[6 empty] | ICOST |  |  |  |  | ITEM | [5 empty] | 24.44 |  | 1.77
TB
t
Supply, install and connect the following Induction Jet fans c/w transformation pieces etc and including the connecting up to the electrical supply for a complete system
|  |  |  | Sell Rate | Sell Total |  |  |  |  | IB | [17 empty] | U_M_Sell | T_M_Sell | U_L_Sell | T_L_Sell | Total_Sell | T_M_Cost | T_L_Phr | Mat/Lab=1
7 | No. |  | Item: 2.007 | 89.37 | 625.59 | ISELL |  |  |  |  | ITEM | [7 empty] | mu :1 | [8 empty] | 44.34 | 310.38 | 45.03 | 315.21 | 625.59 | 310.38 | 11.48 | 2253.02
|  |  | JF-B1U-01 to 07 Jet Fan - Normal: 3500m3/hr; Fire: 5800m3/hr - installed at Basement Level -1 | [6 empty] | n
|  |  |  | -0.03 | Discrepancy
|  |  | Electrical | 625.62 | 625.62 |  |  |  |  | mu_A | SUBI
|  | h | [ELM25_0085_Quintano_Elec_Mech_HVAC_Est_Rev_B.xlsx]Elec_Rates!$D$66 |  |  | RATE_AAA
7 | 1 | 7 | 047# 5 x 2.5mm2 F120 Fire Resistant Cable (BS7846) - XLPE/SWA/LSZH |  | Local Rate | RTLO_001 | [9 empty] | 44.34 | 310.38 | 1.64 | 11.48
[17 empty] | 0 |  | 0
d> | 0 | [8 empty] | mu_A | SUBI | [5 empty] | 310.38 |  | 11.48 | [8 empty] | 310.38
|  |  | ECA | 0 | -0.03 |  |  |  |  | mu_B | SUBI
| >>> mu_B material here >>> | [15 empty] | 0 |  | 0
[17 empty] | 0 |  | 0
[17 empty] | 0 |  | 0
d> | 0 | [8 empty] | mu_B | SUBI | [5 empty] | 0 |  | 0 | [8 empty] | 0
[6 empty] | ICOST |  |  |  |  | ITEM | [5 empty] | 310.38 |  | 11.48
|  |  |  | Sell Rate | Sell Total |  |  |  |  | IB | [17 empty] | U_M_Sell | T_M_Sell | U_L_Sell | T_L_Sell | Total_Sell | T_M_Cost | T_L_Phr | Mat/Lab=1
8 | No. |  | Item: 2.008 | 89.38 | 715.04 | ISELL |  |  |  |  | ITEM | [7 empty] | mu :1 | [8 empty] | 44.34 | 354.72 | 45.04 | 360.32 | 715.04 | 354.72 | 13.12 | 2942.72
|  |  | JF-B1L-01 to 08 Jet Fan - Normal: 3500m3/hr; Fire: 5800m3/hr - installed at Basement Level -1 | [6 empty] | n
|  |  |  | 0.04 | Discrepancy
|  |  | Electrical | 715 | 715 |  |  |  |  | mu_A | SUBI
|  | h | [ELM25_0085_Quintano_Elec_Mech_HVAC_Est_Rev_B.xlsx]Elec_Rates!$D$66 |  |  | RATE_AAA
8 | 1 | 8 | 047# 5 x 2.5mm2 F120 Fire Resistant Cable (BS7846) - XLPE/SWA/LSZH |  | Local Rate | RTLO_001 | [9 empty] | 44.34 | 354.72 | 1.64 | 13.12
[17 empty] | 0 |  | 0
d> | 0 | [8 empty] | mu_A | SUBI | [5 empty] | 354.72 |  | 13.12 | [8 empty] | 354.72
|  |  | ECA | 0 | 0.04 |  |  |  |  | mu_B | SUBI
| >>> mu_B material here >>> | [15 empty] | 0 |  | 0
[17 empty] | 0 |  | 0
[17 empty] | 0 |  | 0
d> | 0 | [8 empty] | mu_B | SUBI | [5 empty] | 0 |  | 0 | [8 empty] | 0
[6 empty] | ICOST |  |  |  |  | ITEM | [5 empty] | 354.72 |  | 13.12
TB
t
FANS - UPPER LEVELS
TB
t
Supply, install and connect the following In-line type extract fans c/w 2 silencers - one upstream and one downstream from the fan, variable speed controllers, anti-vibration mountings, chamfered bird screen, transformation pieces etc for a complete system inclusive of connecting up of fans to electrical supply.
|  |  |  | Sell Rate | Sell Total |  |  |  |  | IB | [17 empty] | U_M_Sell | T_M_Sell | U_L_Sell | T_L_Sell | Total_Sell | T_M_Cost | T_L_Phr | Mat/Lab=1
1 | No. |  | Item: 2.009 | 65.62 | 65.62 | ISELL |  |  |  |  | ITEM | [7 empty] | mu :1 | [8 empty] | 20.04 | 20.04 | 45.58 | 45.58 | 65.62 | 20.04 | 1.66 | 21.7
|  |  | EF-OF-01 Extract Fan - 540m3/hr at 125Pa - installed at Level 0 | [6 empty] | n
|  |  |  | 0 | Discrepancy
|  |  | Electrical | 65.62 | 65.62 |  |  |  |  | mu_A | SUBI
|  | h | [ELM25_0085_Quintano_Elec_Mech_HVAC_Est_Rev_B.xlsx]Elec_Rates!$D$54 |  |  | RATE_AAA
1 | 1 | 1 | 046# 3 x 4mm2 XLPE/SWA/LSZH |  | Local Rate | RTLO_001 | [9 empty] | 20.04 | 20.04 | 1.66 | 1.66
[17 empty] | 0 |  | 0
d> | 0 | [8 empty] | mu_A | SUBI | [5 empty] | 20.04 |  | 1.66 | [8 empty] | 20.04
|  |  | ECA | 0 | 0 |  |  |  |  | mu_B | SUBI
| >>> mu_B material here >>> | [15 empty] | 0 |  | 0
[17 empty] | 0 |  | 0
[17 empty] | 0 |  | 0
d> | 0 | [8 empty] | mu_B | SUBI | [5 empty] | 0 |  | 0 | [8 empty] | 0
[6 empty] | ICOST |  |  |  |  | ITEM | [5 empty] | 20.04 |  | 1.66
|  |  |  | Sell Rate | Sell Total |  |  |  |  | IB | [17 empty] | U_M_Sell | T_M_Sell | U_L_Sell | T_L_Sell | Total_Sell | T_M_Cost | T_L_Phr | Mat/Lab=1
1 | No. |  | Item: 2.01 | 65.62 | 65.62 | ISELL |  |  |  |  | ITEM | [7 empty] | mu :1 | [8 empty] | 20.04 | 20.04 | 45.58 | 45.58 | 65.62 | 20.04 | 1.66 | 21.7
|  |  | EF-OF-02 Extract Fan - 300m3/hr at 125Pa - installed at Roof Level | [6 empty] | n
|  |  |  | 0 | Discrepancy
|  |  | Electrical | 65.62 | 65.62 |  |  |  |  | mu_A | SUBI
|  | h | [ELM25_0085_Quintano_Elec_Mech_HVAC_Est_Rev_B.xlsx]Elec_Rates!$D$54 |  |  | RATE_AAA
1 | 1 | 1 | 046# 3 x 4mm2 XLPE/SWA/LSZH |  | Local Rate | RTLO_001 | [9 empty] | 20.04 | 20.04 | 1.66 | 1.66
[17 empty] | 0 |  | 0
d> | 0 | [8 empty] | mu_A | SUBI | [5 empty] | 20.04 |  | 1.66 | [8 empty] | 20.04
|  |  | ECA | 0 | 0 |  |  |  |  | mu_B | SUBI
| >>> mu_B material here >>> | [15 empty] | 0 |  | 0
[17 empty] | 0 |  | 0
[17 empty] | 0 |  | 0
d> | 0 | [8 empty] | mu_B | SUBI | [5 empty] | 0 |  | 0 | [8 empty] | 0
[6 empty] | ICOST |  |  |  |  | ITEM | [5 empty] | 20.04 |  | 1.66
|  |  |  | Sell Rate | Sell Total |  |  |  |  | IB | [17 empty] | U_M_Sell | T_M_Sell | U_L_Sell | T_L_Sell | Total_Sell | T_M_Cost | T_L_Phr | Mat/Lab=1
1 | No. |  | Item: 2.011 | 65.62 | 65.62 | ISELL |  |  |  |  | ITEM | [7 empty] | mu :1 | [8 empty] | 20.04 | 20.04 | 45.58 | 45.58 | 65.62 | 20.04 | 1.66 | 21.7
|  |  | EF-AB-01 Extract Fan - 450m3/hr at 150Pa - installed at Level 3 | [6 empty] | n
|  |  |  | 0 | Discrepancy
|  |  | Electrical | 65.62 | 65.62 |  |  |  |  | mu_A | SUBI
|  | h | [ELM25_0085_Quintano_Elec_Mech_HVAC_Est_Rev_B.xlsx]Elec_Rates!$D$54 |  |  | RATE_AAA
1 | 1 | 1 | 046# 3 x 4mm2 XLPE/SWA/LSZH |  | Local Rate | RTLO_001 | [9 empty] | 20.04 | 20.04 | 1.66 | 1.66
[17 empty] | 0 |  | 0
d> | 0 | [8 empty] | mu_A | SUBI | [5 empty] | 20.04 |  | 1.66 | [8 empty] | 20.04
|  |  | ECA | 0 | 0 |  |  |  |  | mu_B | SUBI
| >>> mu_B material here >>> | [15 empty] | 0 |  | 0
[17 empty] | 0 |  | 0
[17 empty] | 0 |  | 0
d> | 0 | [8 empty] | mu_B | SUBI | [5 empty] | 0 |  | 0 | [8 empty] | 0
[6 empty] | ICOST |  |  |  |  | ITEM | [5 empty] | 20.04 |  | 1.66
|  |  |  | Sell Rate | Sell Total |  |  |  |  | IB | [17 empty] | U_M_Sell | T_M_Sell | U_L_Sell | T_L_Sell | Total_Sell | T_M_Cost | T_L_Phr | Mat/Lab=1
1 | No. |  | Item: 2.012 | 65.62 | 65.62 | ISELL |  |  |  |  | ITEM | [7 empty] | mu :1 | [8 empty] | 20.04 | 20.04 | 45.58 | 45.58 | 65.62 | 20.04 | 1.66 | 21.7
|  |  | SF-AB-01 Supply Fan - 250m3/hr at 200Pa - installed at Level 3 | [6 empty] | n
|  |  |  | 0 | Discrepancy
|  |  | Electrical | 65.62 | 65.62 |  |  |  |  | mu_A | SUBI
|  | h | [ELM25_0085_Quintano_Elec_Mech_HVAC_Est_Rev_B.xlsx]Elec_Rates!$D$54 |  |  | RATE_AAA
1 | 1 | 1 | 046# 3 x 4mm2 XLPE/SWA/LSZH |  | Local Rate | RTLO_001 | [9 empty] | 20.04 | 20.04 | 1.66 | 1.66
Filter dirty indication - in item 2.013
[17 empty] | 0 |  | 0
d> | 0 | [8 empty] | mu_A | SUBI | [5 empty] | 20.04 |  | 1.66 | [8 empty] | 20.04
|  |  | ECA | 0 | 0 |  |  |  |  | mu_B | SUBI
| >>> mu_B material here >>> | [15 empty] | 0 |  | 0
[17 empty] | 0 |  | 0
[17 empty] | 0 |  | 0
d> | 0 | [8 empty] | mu_B | SUBI | [5 empty] | 0 |  | 0 | [8 empty] | 0
[6 empty] | ICOST |  |  |  |  | ITEM | [5 empty] | 20.04 |  | 1.66
|  |  |  | Sell Rate | Sell Total |  |  |  |  | IB | [17 empty] | U_M_Sell | T_M_Sell | U_L_Sell | T_L_Sell | Total_Sell | T_M_Cost | T_L_Phr | Mat/Lab=1
1 | No. |  | Item: 2.013 | 366.17 | 366.17 | ISELL |  |  |  | mu_A | ITEM | [7 empty] | mu :1 | [8 empty] | 137.15 | 137.15 | 229.02 | 229.02 | 366.17 | 137.15 | 8.34 | 145.49
Supply and install differential pressure alarm complete with remote visual and audible indicators including all cabling etc for a complete system
Filter dirty indication - SF-AB-01
30 | m |  | Conduit Galv. 20mm RATE |  |  | COGV_011 | 690 | BAR | 20mm |  |  |  |  | 1 | 1994-12-01 | 3.66 | 109.8 | 0.2 | 6
30 | m |  | Indoor Screened 3c Cable 1.0mm |  |  | CASP_018 | 617 | LAPP | 110CY |  |  |  |  | 2 |  | 0.775 | 23.25 | 0.05 | 1.5
2 | No |  | Gland Skintop EExeII 16 x 1.0 (2-4core) |  |  | CAAC_086 | 620 | (__) | [5 empty] | 2 | 2004-06-10 | 1.65 | 3.3 | 0.1 | 0.2
2 | No |  | Cable Marker Wrap Around Type |  |  | CAAC_025 | 620 | (__) | [5 empty] | 2 |  | 0.2 | 0.4 | 0.03 | 0.06
8 | No |  | Cable Lug 1.5 mm2 |  |  | CAAC_004 | 620 | CTT | [5 empty] | 2 | 1994-12-01 | 0.05 | 0.4 | 0.01 | 0.08
1 | No |  | Labour to connect Mech Equip (FIX 3) |  | Sensor | LABO_009 | 900 | MISC | [5 empty] | 1 |  |  | 0 | 0.5 | 0.5 | NoMat?
[17 empty] | 0 |  | 0
d> | 0 |  |  |  |  | ICOST |  |  |  | mu_A | ITEM | [5 empty] | 137.15 |  | 8.34
TB
t
Supply, install and connect the following F300 Wall mounted axial fans c/w transformation pieces etc and including the connecting up to the electrical supply for a complete system
|  |  |  | Sell Rate | Sell Total |  |  |  |  | IB | [17 empty] | U_M_Sell | T_M_Sell | U_L_Sell | T_L_Sell | Total_Sell | T_M_Cost | T_L_Phr | Mat/Lab=1
3 | No. |  | Item: 2.014 | 81.51 | 244.53 | ISELL |  |  |  |  | ITEM | [7 empty] | mu :1 | [8 empty] | 46.64 | 139.92 | 34.87 | 104.61 | 244.53 | 139.92 | 3.81 | 431.19
SPF1 to 3 Wall Mounted Fan - 34,000m3/hr at 200Pa c/w Cowls etc. as required as per drawing - installed at Level 2
|  |  |  | -0.01 | Discrepancy
|  |  | Electrical | 244.54 | 244.54 |  |  |  |  | mu_A | SUBI
|  | h | [ELM25_0085_Quintano_Elec_Mech_HVAC_Est_Rev_B.xlsx]Elec_Rates!$D$90 |  |  | RATE_AAA
3 | 1 | 3 | 044# 5 x 4mm2 F120 Fire Resistant Cable (BS7846) - XLPE/SWA/LSZH |  | Local Rate | RTLO_002 | [9 empty] | 46.64 | 139.92 | 1.27 | 3.81
[17 empty] | 0 |  | 0
d> | 0 | [8 empty] | mu_A | SUBI | [5 empty] | 139.92 |  | 3.81 | [8 empty] | 139.92
|  |  | ECA | 0 | -0.01 |  |  |  |  | mu_B | SUBI
| >>> mu_B material here >>> | [15 empty] | 0 |  | 0
[17 empty] | 0 |  | 0
[17 empty] | 0 |  | 0
d> | 0 | [8 empty] | mu_B | SUBI | [5 empty] | 0 |  | 0 | [8 empty] | 0
[6 empty] | ICOST |  |  |  |  | ITEM | [5 empty] | 139.92 |  | 3.81
|  |  |  | Sell Rate | Sell Total |  |  |  |  | IB | [17 empty] | U_M_Sell | T_M_Sell | U_L_Sell | T_L_Sell | Total_Sell | T_M_Cost | T_L_Phr | Mat/Lab=1
3 | No. |  | Item: 2.015 | 151.05 | 453.15 | ISELL |  |  |  |  | ITEM | [7 empty] | mu :1 | [8 empty] | 80.2 | 240.6 | 70.85 | 212.55 | 453.15 | 240.6 | 7.74 | 745.02
EPF1 to 3 Wall Mounted Fan - Norm: 34,000m3/hr at 200Pa; Fire: 57,000m3/hr at 150Pa c/w Gravity shutters etc. as required as per drawing - installed at Level 2
|  |  |  | 0.01 | Discrepancy
|  |  | Electrical | 453.14 | 453.14 |  |  |  |  | mu_A | SUBI
|  | h | [ELM25_0085_Quintano_Elec_Mech_HVAC_Est_Rev_B.xlsx]Elec_Rates!$D$32 |  |  | RATE_AAA
3 | 1 | 3 | 039# 5 x 10mm2 F120 Fire Resistant Cable (BS7846) - XLPE/SWA/LSZH |  | Local Rate | RTLO_001 | [9 empty] | 80.2 | 240.6 | 2.58 | 7.74
[17 empty] | 0 |  | 0
d> | 0 | [8 empty] | mu_A | SUBI | [5 empty] | 240.6 |  | 7.74 | [8 empty] | 240.6
|  |  | ECA | 0 | 0.01 |  |  |  |  | mu_B | SUBI
| >>> mu_B material here >>> | [15 empty] | 0 |  | 0
[17 empty] | 0 |  | 0
[17 empty] | 0 |  | 0
d> | 0 | [8 empty] | mu_B | SUBI | [5 empty] | 0 |  | 0 | [8 empty] | 0
[6 empty] | ICOST |  |  |  |  | ITEM | [5 empty] | 240.6 |  | 7.74
TB
t
Supply, install and connect the following F300 Impulse Jet fans c/w transformation pieces etc and including the connecting up to the electrical supply for a complete system
|  |  |  | Sell Rate | Sell Total |  |  |  |  | IB | [17 empty] | U_M_Sell | T_M_Sell | U_L_Sell | T_L_Sell | Total_Sell | T_M_Cost | T_L_Phr | Mat/Lab=1
12 | No. |  | Item: 2.016 | 127.13 | 1525.56 | ISELL |  |  |  |  | ITEM | [7 empty] | mu :1 | [8 empty] | 82.1 | 985.2 | 45.03 | 540.36 | 1525.56 | 985.2 | 19.68 | 12058.56
|  |  | IF1 to 12 Impulse Fan - 8500m3/hr at 100N - installed at Level 2 | [6 empty] | n
|  |  |  | -0.05 | Discrepancy
|  |  | Electrical | 1525.61 | 1525.61 |  |  |  |  | mu_A | SUBI
|  | h | [ELM25_0085_Quintano_Elec_Mech_HVAC_Est_Rev_B.xlsx]Elec_Rates!$D$77 |  |  | RATE_AAA
12 | 1 | 12 | 047# 5 x 2.5mm2 F120 Fire Resistant Cable (BS7846) - XLPE/SWA/LSZH - High level |  | Local Rate | RTLO_001 | [9 empty] | 82.1 | 985.2 | 1.64 | 19.68
[17 empty] | 0 |  | 0
d> | 0 | [8 empty] | mu_A | SUBI | [5 empty] | 985.2 |  | 19.68 | [8 empty] | 985.2
|  |  | ECA | 0 | -0.05 |  |  |  |  | mu_B | SUBI
| >>> mu_B material here >>> | [15 empty] | 0 |  | 0
[17 empty] | 0 |  | 0
[17 empty] | 0 |  | 0
d> | 0 | [8 empty] | mu_B | SUBI | [5 empty] | 0 |  | 0 | [8 empty] | 0
[6 empty] | ICOST |  |  |  |  | ITEM | [5 empty] | 985.2 |  | 19.68
TB
t
HRUs - UPPER LEVELS
TB
t
Supply, install and connect the following HRUs c/w variable speed controllers, filters c/w differential pressure alarm, transformation pieces etc for a complete system
|  |  |  | Sell Rate | Sell Total |  |  |  |  | IB | [17 empty] | U_M_Sell | T_M_Sell | U_L_Sell | T_L_Sell | Total_Sell | T_M_Cost | T_L_Phr | Mat/Lab=1
1 | No. |  | Item: 2.017 | 65.62 | 65.62 | ISELL |  |  |  |  | ITEM | [7 empty] | mu :1 | [8 empty] | 20.04 | 20.04 | 45.58 | 45.58 | 65.62 | 20.04 | 1.66 | 21.7
|  |  | HRU-OL0-01 Heat Recovery Unit - 650m3/hr at 200Pa - installed at Level 4 | [6 empty] | n
|  |  |  | 0 | Discrepancy
|  |  | Electrical | 65.62 | 65.62 |  |  |  |  | mu_A | SUBI
|  | h | [ELM25_0085_Quintano_Elec_Mech_HVAC_Est_Rev_B.xlsx]Elec_Rates!$D$54 |  |  | RATE_AAA
1 | 1 | 1 | 046# 3 x 4mm2 XLPE/SWA/LSZH |  | Local Rate | RTLO_002 | [9 empty] | 20.04 | 20.04 | 1.66 | 1.66
[17 empty] | 0 |  | 0
d> | 0 | [8 empty] | mu_A | SUBI | [5 empty] | 20.04 |  | 1.66 | [8 empty] | 20.04
|  |  | ECA | 0 | 0 |  |  |  |  | mu_B | SUBI
| >>> mu_B material here >>> | [15 empty] | 0 |  | 0
[17 empty] | 0 |  | 0
[17 empty] | 0 |  | 0
d> | 0 | [8 empty] | mu_B | SUBI | [5 empty] | 0 |  | 0 | [8 empty] | 0
[6 empty] | ICOST |  |  |  |  | ITEM | [5 empty] | 20.04 |  | 1.66
|  |  |  | Sell Rate | Sell Total |  |  |  |  | IB | [17 empty] | U_M_Sell | T_M_Sell | U_L_Sell | T_L_Sell | Total_Sell | T_M_Cost | T_L_Phr | Mat/Lab=1
1 | No. |  | Item: 2.018 | 65.62 | 65.62 | ISELL |  |  |  |  | ITEM | [7 empty] | mu :1 | [8 empty] | 20.04 | 20.04 | 45.58 | 45.58 | 65.62 | 20.04 | 1.66 | 21.7
|  |  | HRU-OL1-01 Heat Recovery Unit - 750m3/hr at 200Pa - installed at Level 4 | [6 empty] | n
|  |  |  | 0 | Discrepancy
|  |  | Electrical | 65.62 | 65.62 |  |  |  |  | mu_A | SUBI
|  | h | [ELM25_0085_Quintano_Elec_Mech_HVAC_Est_Rev_B.xlsx]Elec_Rates!$D$54 |  |  | RATE_AAA
1 | 1 | 1 | 046# 3 x 4mm2 XLPE/SWA/LSZH |  | Local Rate | RTLO_002 | [9 empty] | 20.04 | 20.04 | 1.66 | 1.66
[17 empty] | 0 |  | 0
d> | 0 | [8 empty] | mu_A | SUBI | [5 empty] | 20.04 |  | 1.66 | [8 empty] | 20.04
|  |  | ECA | 0 | 0 |  |  |  |  | mu_B | SUBI
| >>> mu_B material here >>> | [15 empty] | 0 |  | 0
[17 empty] | 0 |  | 0
[17 empty] | 0 |  | 0
d> | 0 | [8 empty] | mu_B | SUBI | [5 empty] | 0 |  | 0 | [8 empty] | 0
[6 empty] | ICOST |  |  |  |  | ITEM | [5 empty] | 20.04 |  | 1.66
|  |  |  | Sell Rate | Sell Total |  |  |  |  | IB | [17 empty] | U_M_Sell | T_M_Sell | U_L_Sell | T_L_Sell | Total_Sell | T_M_Cost | T_L_Phr | Mat/Lab=1
1 | No. |  | Item: 2.019 | 65.62 | 65.62 | ISELL |  |  |  |  | ITEM | [7 empty] | mu :1 | [8 empty] | 20.04 | 20.04 | 45.58 | 45.58 | 65.62 | 20.04 | 1.66 | 21.7
|  |  | HRU-OL2-01 Heat Recovery Unit - 1100m3/hr at 250Pa - installed at Level 4 | [6 empty] | n
|  |  |  | 0 | Discrepancy
|  |  | Electrical | 65.62 | 65.62 |  |  |  |  | mu_A | SUBI
|  | h | [ELM25_0085_Quintano_Elec_Mech_HVAC_Est_Rev_B.xlsx]Elec_Rates!$D$54 |  |  | RATE_AAA
1 | 1 | 1 | 046# 3 x 4mm2 XLPE/SWA/LSZH |  | Local Rate | RTLO_002 | [9 empty] | 20.04 | 20.04 | 1.66 | 1.66
[17 empty] | 0 |  | 0
d> | 0 | [8 empty] | mu_A | SUBI | [5 empty] | 20.04 |  | 1.66 | [8 empty] | 20.04
|  |  | ECA | 0 | 0 |  |  |  |  | mu_B | SUBI
| >>> mu_B material here >>> | [15 empty] | 0 |  | 0
[17 empty] | 0 |  | 0
[17 empty] | 0 |  | 0
d> | 0 | [8 empty] | mu_B | SUBI | [5 empty] | 0 |  | 0 | [8 empty] | 0
[6 empty] | ICOST |  |  |  |  | ITEM | [5 empty] | 20.04 |  | 1.66
|  |  |  | Sell Rate | Sell Total |  |  |  |  | IB | [17 empty] | U_M_Sell | T_M_Sell | U_L_Sell | T_L_Sell | Total_Sell | T_M_Cost | T_L_Phr | Mat/Lab=1
1 | No. |  | Item: 2.02 | 65.62 | 65.62 | ISELL |  |  |  |  | ITEM | [7 empty] | mu :1 | [8 empty] | 20.04 | 20.04 | 45.58 | 45.58 | 65.62 | 20.04 | 1.66 | 21.7
|  |  | HRU-OL2-02 Heat Recovery Unit - 900m3/hr at 250Pa - installed at Level 4 | [6 empty] | n
|  |  |  | 0 | Discrepancy
|  |  | Electrical | 65.62 | 65.62 |  |  |  |  | mu_A | SUBI
|  | h | [ELM25_0085_Quintano_Elec_Mech_HVAC_Est_Rev_B.xlsx]Elec_Rates!$D$54 |  |  | RATE_AAA
1 | 1 | 1 | 046# 3 x 4mm2 XLPE/SWA/LSZH |  | Local Rate | RTLO_002 | [9 empty] | 20.04 | 20.04 | 1.66 | 1.66
[17 empty] | 0 |  | 0
d> | 0 | [8 empty] | mu_A | SUBI | [5 empty] | 20.04 |  | 1.66 | [8 empty] | 20.04
|  |  | ECA | 0 | 0 |  |  |  |  | mu_B | SUBI
| >>> mu_B material here >>> | [15 empty] | 0 |  | 0
[17 empty] | 0 |  | 0
[17 empty] | 0 |  | 0
d> | 0 | [8 empty] | mu_B | SUBI | [5 empty] | 0 |  | 0 | [8 empty] | 0
[6 empty] | ICOST |  |  |  |  | ITEM | [5 empty] | 20.04 |  | 1.66
|  |  |  | Sell Rate | Sell Total |  |  |  |  | IB | [17 empty] | U_M_Sell | T_M_Sell | U_L_Sell | T_L_Sell | Total_Sell | T_M_Cost | T_L_Phr | Mat/Lab=1
1 | No. |  | Item: 2.021 | 65.62 | 65.62 | ISELL |  |  |  |  | ITEM | [7 empty] | mu :1 | [8 empty] | 20.04 | 20.04 | 45.58 | 45.58 | 65.62 | 20.04 | 1.66 | 21.7
|  |  | HRU-OL3-01 Heat Recovery Unit - 750m3/hr at 200Pa - installed at Level 4 | [6 empty] | n
|  |  |  | 0 | Discrepancy
|  |  | Electrical | 65.62 | 65.62 |  |  |  |  | mu_A | SUBI
|  | h | [ELM25_0085_Quintano_Elec_Mech_HVAC_Est_Rev_B.xlsx]Elec_Rates!$D$54 |  |  | RATE_AAA
1 | 1 | 1 | 046# 3 x 4mm2 XLPE/SWA/LSZH |  | Local Rate | RTLO_002 | [9 empty] | 20.04 | 20.04 | 1.66 | 1.66
[17 empty] | 0 |  | 0
d> | 0 | [8 empty] | mu_A | SUBI | [5 empty] | 20.04 |  | 1.66 | [8 empty] | 20.04
|  |  | ECA | 0 | 0 |  |  |  |  | mu_B | SUBI
| >>> mu_B material here >>> | [15 empty] | 0 |  | 0
[17 empty] | 0 |  | 0
[17 empty] | 0 |  | 0
d> | 0 | [8 empty] | mu_B | SUBI | [5 empty] | 0 |  | 0 | [8 empty] | 0
[6 empty] | ICOST |  |  |  |  | ITEM | [5 empty] | 20.04 |  | 1.66
|  |  |  | Sell Rate | Sell Total |  |  |  |  | IB | [17 empty] | U_M_Sell | T_M_Sell | U_L_Sell | T_L_Sell | Total_Sell | T_M_Cost | T_L_Phr | Mat/Lab=1
1 | No. |  | Item: 2.022 | 65.62 | 65.62 | ISELL |  |  |  |  | ITEM | [7 empty] | mu :1 | [8 empty] | 20.04 | 20.04 | 45.58 | 45.58 | 65.62 | 20.04 | 1.66 | 21.7
|  |  | HRU-OL3-02 Heat Recovery Unit - 900m3/hr at 250Pa - installed at Level 4 | [6 empty] | n
|  |  |  | 0 | Discrepancy
|  |  | Electrical | 65.62 | 65.62 |  |  |  |  | mu_A | SUBI
|  | h | [ELM25_0085_Quintano_Elec_Mech_HVAC_Est_Rev_B.xlsx]Elec_Rates!$D$54 |  |  | RATE_AAA
1 | 1 | 1 | 046# 3 x 4mm2 XLPE/SWA/LSZH |  | Local Rate | RTLO_002 | [9 empty] | 20.04 | 20.04 | 1.66 | 1.66
[17 empty] | 0 |  | 0
d> | 0 | [8 empty] | mu_A | SUBI | [5 empty] | 20.04 |  | 1.66 | [8 empty] | 20.04
|  |  | ECA | 0 | 0 |  |  |  |  | mu_B | SUBI
| >>> mu_B material here >>> | [15 empty] | 0 |  | 0
[17 empty] | 0 |  | 0
[17 empty] | 0 |  | 0
d> | 0 | [8 empty] | mu_B | SUBI | [5 empty] | 0 |  | 0 | [8 empty] | 0
[6 empty] | ICOST |  |  |  |  | ITEM | [5 empty] | 20.04 |  | 1.66
|  |  |  | Sell Rate | Sell Total |  |  |  |  | IB | [17 empty] | U_M_Sell | T_M_Sell | U_L_Sell | T_L_Sell | Total_Sell | T_M_Cost | T_L_Phr | Mat/Lab=1
1 | No. |  | Item: 2.023 | 65.62 | 65.62 | ISELL |  |  |  |  | ITEM | [7 empty] | mu :1 | [8 empty] | 20.04 | 20.04 | 45.58 | 45.58 | 65.62 | 20.04 | 1.66 | 21.7
|  |  | HRU-OL3-03 Heat Recovery Unit - 300m3/hr at 250Pa - installed at Level 4 | [6 empty] | n
|  |  |  | 0 | Discrepancy
|  |  | Electrical | 65.62 | 65.62 |  |  |  |  | mu_A | SUBI
|  | h | [ELM25_0085_Quintano_Elec_Mech_HVAC_Est_Rev_B.xlsx]Elec_Rates!$D$54 |  |  | RATE_AAA
1 | 1 | 1 | 046# 3 x 4mm2 XLPE/SWA/LSZH |  | Local Rate | RTLO_002 | [9 empty] | 20.04 | 20.04 | 1.66 | 1.66
[17 empty] | 0 |  | 0
d> | 0 | [8 empty] | mu_A | SUBI | [5 empty] | 20.04 |  | 1.66 | [8 empty] | 20.04
|  |  | ECA | 0 | 0 |  |  |  |  | mu_B | SUBI
| >>> mu_B material here >>> | [15 empty] | 0 |  | 0
[17 empty] | 0 |  | 0
[17 empty] | 0 |  | 0
d> | 0 | [8 empty] | mu_B | SUBI | [5 empty] | 0 |  | 0 | [8 empty] | 0
[6 empty] | ICOST |  |  |  |  | ITEM | [5 empty] | 20.04 |  | 1.66
|  |  |  | Sell Rate | Sell Total |  |  |  |  | IB | [17 empty] | U_M_Sell | T_M_Sell | U_L_Sell | T_L_Sell | Total_Sell | T_M_Cost | T_L_Phr | Mat/Lab=1
1 | No. |  | Item: 2.024 | 65.62 | 65.62 | ISELL |  |  |  |  | ITEM | [7 empty] | mu :1 | [8 empty] | 20.04 | 20.04 | 45.58 | 45.58 | 65.62 | 20.04 | 1.66 | 21.7
|  |  | HRU-CAN-01 Heat Recovery Unit - 700m3/hr at 200Pa - installed at Level 2 | [6 empty] | n
|  |  |  | 0 | Discrepancy
|  |  | Electrical | 65.62 | 65.62 |  |  |  |  | mu_A | SUBI
|  | h | [ELM25_0085_Quintano_Elec_Mech_HVAC_Est_Rev_B.xlsx]Elec_Rates!$D$54 |  |  | RATE_AAA
1 | 1 | 1 | 046# 3 x 4mm2 XLPE/SWA/LSZH |  | Local Rate | RTLO_002 | [9 empty] | 20.04 | 20.04 | 1.66 | 1.66
[17 empty] | 0 |  | 0
d> | 0 | [8 empty] | mu_A | SUBI | [5 empty] | 20.04 |  | 1.66 | [8 empty] | 20.04
|  |  | ECA | 0 | 0 |  |  |  |  | mu_B | SUBI
| >>> mu_B material here >>> | [15 empty] | 0 |  | 0
[17 empty] | 0 |  | 0
[17 empty] | 0 |  | 0
d> | 0 | [8 empty] | mu_B | SUBI | [5 empty] | 0 |  | 0 | [8 empty] | 0
[6 empty] | ICOST |  |  |  |  | ITEM | [5 empty] | 20.04 |  | 1.66
|  |  |  | Sell Rate | Sell Total |  |  |  |  | IB | [17 empty] | U_M_Sell | T_M_Sell | U_L_Sell | T_L_Sell | Total_Sell | T_M_Cost | T_L_Phr | Mat/Lab=1
8 | No. |  | Item: 2.025 | 709.79 | 5678.32 | ISELL |  |  |  | mu_A | ITEM | [7 empty] | mu :1 | [8 empty] | 255.05 | 2040.4 | 454.74 | 3637.92 | 5678.32 | 2040.4 | 132.48 | 17383.04
Supply and install differential pressure alarm complete with remote visual and audible indicators including all cabling etc for a complete system
3No. Cables between each HRU and VCP
|  | h | [ELM25_0085_Quintano_Elec_Mech_HVAC_Est_Rev_B.xlsx]Elec_Rates!$D$121 |  |  | RATE_AAA
20 | 1 | 20 | 073# 300mm cable Tray c/w bracket to wall |  | Local Rate | RTLO_001 | [9 empty] | 8.66 | 173.2 | 0.56 | 11.2
240 | m |  | Conduit Galv. 20mm RATE |  |  | COGV_011 | 690 | BAR | 20mm |  |  |  |  | 1 | 1994-12-01 | 3.66 | 878.4 | 0.2 | 48
1152 | m |  | Indoor Screened 3c Cable 1.0mm | 3cables each HRU |  | CASP_018 | 617 | LAPP | 110CY |  |  |  |  | 2 |  | 0.775 | 892.8 | 0.05 | 57.6
48 | No |  | Gland Skintop EExeII 16 x 1.0 (2-4core) |  |  | CAAC_086 | 620 | (__) | [5 empty] | 2 | 2004-06-10 | 1.65 | 79.2 | 0.1 | 4.8
48 | No |  | Cable Marker Wrap Around Type |  |  | CAAC_025 | 620 | (__) | [5 empty] | 2 |  | 0.2 | 9.6 | 0.03 | 1.44
144 | No |  | Cable Lug 1.5 mm2 |  |  | CAAC_004 | 620 | CTT | [5 empty] | 2 | 1994-12-01 | 0.05 | 7.2 | 0.01 | 1.44
8 | No |  | Labour to connect Mech Equip (FIX 3) |  |  | LABO_009 | 900 | MISC | [5 empty] | 1 |  |  | 0 | 1 | 8 | NoMat?
[17 empty] | 0 |  | 0
d> | 0 |  |  |  |  | ICOST |  |  |  | mu_A | ITEM | [5 empty] | 2040.4 |  | 132.48
SB
| -0.0614 |  | PAGE: |  | 12043.41 | [5 empty] | PAGE | [5 empty] | 5347.625 |  | 243.84
| Discy: |  |  |  | PAGE SELL | [11 empty] | PAGE MAT |  | PAGE LAB
TB
t
Supply and install the following motorized fire dampers c/w transformation pieces including all actuators, in-duct smoke detection and connecting up to the electrical supply etc for a complete system.
|  |  |  | Sell Rate | Sell Total |  |  |  |  | IB | [17 empty] | U_M_Sell | T_M_Sell | U_L_Sell | T_L_Sell | Total_Sell | T_M_Cost | T_L_Phr | Mat/Lab=1
2 | No. |  | Item: 2.041 | 0 | 0 | ISELL |  |  |  |  | ITEM |  |  |  |  | Included in item 1.183 |  |  | 0.00 | [8 empty] | 0 | 0 | 0 | 0 | 0 | 0 | 0 | 0
|  |  | FD 01 - 200 x 150 mm | [6 empty] | n
|  |  |  | 0 | Discrepancy
|  |  | Electrical | 0 | 0 |  |  |  |  | mu_A | SUBI
|  | h | [ELM25_0085_Quintano_Elec_Mech_HVAC_Est_Rev_B.xlsx]Elec_Rates!$D$100 |  |  | RATE_AAA
0 | 1 | 0 | 001# SFDI adjacent to each damper. |  | Local Rate | RTLO_002 | [9 empty] | 330.73 | 0 | 3.37 | 0
[17 empty] | 0 |  | 0
d> | 0 | [8 empty] | mu_A | SUBI | [5 empty] | 0 |  | 0 | [8 empty] | 0
|  |  | ECA | 0 | 0 |  |  |  |  | mu_B | SUBI
| >>> mu_B material here >>> | [15 empty] | 0 |  | 0
[17 empty] | 0 |  | 0
[17 empty] | 0 |  | 0
d> | 0 | [8 empty] | mu_B | SUBI | [5 empty] | 0 |  | 0 | [8 empty] | 0
[6 empty] | ICOST |  |  |  |  | ITEM | [5 empty] | 0 |  | 0
|  |  |  | Sell Rate | Sell Total |  |  |  |  | IB | [17 empty] | U_M_Sell | T_M_Sell | U_L_Sell | T_L_Sell | Total_Sell | T_M_Cost | T_L_Phr | Mat/Lab=1
1 | No. |  | Item: 2.042 | 0 | 0 | ISELL |  |  |  |  | ITEM |  |  |  |  | Included in item 1.183 |  |  | 0.00 | [8 empty] | 0 | 0 | 0 | 0 | 0 | 0 | 0 | 0
|  |  | FD 08 - 250 x 250 mm | [6 empty] | n
|  |  |  | 0 | Discrepancy
|  |  | Electrical | 0 | 0 |  |  |  |  | mu_A | SUBI
|  | h | [ELM25_0085_Quintano_Elec_Mech_HVAC_Est_Rev_B.xlsx]Elec_Rates!$D$100 |  |  | RATE_AAA
0 | 1 | 0 | 001# SFDI adjacent to each damper. |  | Local Rate | RTLO_002 | [9 empty] | 330.73 | 0 | 3.37 | 0
[17 empty] | 0 |  | 0
d> | 0 | [8 empty] | mu_A | SUBI | [5 empty] | 0 |  | 0 | [8 empty] | 0
|  |  | ECA | 0 | 0 |  |  |  |  | mu_B | SUBI
| >>> mu_B material here >>> | [15 empty] | 0 |  | 0
[17 empty] | 0 |  | 0
[17 empty] | 0 |  | 0
d> | 0 | [8 empty] | mu_B | SUBI | [5 empty] | 0 |  | 0 | [8 empty] | 0
[6 empty] | ICOST |  |  |  |  | ITEM | [5 empty] | 0 |  | 0
|  |  |  | Sell Rate | Sell Total |  |  |  |  | IB | [17 empty] | U_M_Sell | T_M_Sell | U_L_Sell | T_L_Sell | Total_Sell | T_M_Cost | T_L_Phr | Mat/Lab=1
1 | No. |  | Item: 2.043 | 0 | 0 | ISELL |  |  |  |  | ITEM |  |  |  |  | Included in item 1.183 |  |  | 0.00 | [8 empty] | 0 | 0 | 0 | 0 | 0 | 0 | 0 | 0
|  |  | FD 09 - 325 x 250 mm | [6 empty] | n
|  |  |  | 0 | Discrepancy
|  |  | Electrical | 0 | 0 |  |  |  |  | mu_A | SUBI
|  | h | [ELM25_0085_Quintano_Elec_Mech_HVAC_Est_Rev_B.xlsx]Elec_Rates!$D$100 |  |  | RATE_AAA
0 | 1 | 0 | 001# SFDI adjacent to each damper. |  | Local Rate | RTLO_002 | [9 empty] | 330.73 | 0 | 3.37 | 0
[17 empty] | 0 |  | 0
d> | 0 | [8 empty] | mu_A | SUBI | [5 empty] | 0 |  | 0 | [8 empty] | 0
|  |  | ECA | 0 | 0 |  |  |  |  | mu_B | SUBI
| >>> mu_B material here >>> | [15 empty] | 0 |  | 0
[17 empty] | 0 |  | 0
[17 empty] | 0 |  | 0
d> | 0 | [8 empty] | mu_B | SUBI | [5 empty] | 0 |  | 0 | [8 empty] | 0
[6 empty] | ICOST |  |  |  |  | ITEM | [5 empty] | 0 |  | 0
TB
t
Supply and install the following motorized fire dampers c/w transformation pieces including all actuators, in-duct smoke detection and connecting up to the electrical supply etc for a complete system.
|  |  |  | Sell Rate | Sell Total |  |  |  |  | IB | [17 empty] | U_M_Sell | T_M_Sell | U_L_Sell | T_L_Sell | Total_Sell | T_M_Cost | T_L_Phr | Mat/Lab=1
1 | No. |  | Item: 2.05999999999999 | 0 | 0 | ISELL |  |  |  |  | ITEM |  |  |  |  | Included in item 1.183 |  |  | 0.00 | [8 empty] | 0 | 0 | 0 | 0 | 0 | 0 | 0 | 0
|  |  | FD 01 - 200 x 150 mm | [6 empty] | n
|  |  |  | 0 | Discrepancy
|  |  | Electrical | 0 | 0 |  |  |  |  | mu_A | SUBI
|  | h | [ELM25_0085_Quintano_Elec_Mech_HVAC_Est_Rev_B.xlsx]Elec_Rates!$D$100 |  |  | RATE_AAA
0 | 1 | 0 | 001# SFDI adjacent to each damper. |  | Local Rate | RTLO_002 | [9 empty] | 330.73 | 0 | 3.37 | 0
[17 empty] | 0 |  | 0
d> | 0 | [8 empty] | mu_A | SUBI | [5 empty] | 0 |  | 0 | [8 empty] | 0
|  |  | ECA | 0 | 0 |  |  |  |  | mu_B | SUBI
| >>> mu_B material here >>> | [15 empty] | 0 |  | 0
[17 empty] | 0 |  | 0
[17 empty] | 0 |  | 0
d> | 0 | [8 empty] | mu_B | SUBI | [5 empty] | 0 |  | 0 | [8 empty] | 0
[6 empty] | ICOST |  |  |  |  | ITEM | [5 empty] | 0 |  | 0
|  |  |  | Sell Rate | Sell Total |  |  |  |  | IB | [17 empty] | U_M_Sell | T_M_Sell | U_L_Sell | T_L_Sell | Total_Sell | T_M_Cost | T_L_Phr | Mat/Lab=1
2 | No. |  | Item: 2.06099999999999 | 0 | 0 | ISELL |  |  |  |  | ITEM |  |  |  |  | Included in item 1.183 |  |  | 0.00 | [8 empty] | 0 | 0 | 0 | 0 | 0 | 0 | 0 | 0
|  |  | FD 04 - 300 x 150 mm | [6 empty] | n
|  |  |  | 0 | Discrepancy
|  |  | Electrical | 0 | 0 |  |  |  |  | mu_A | SUBI
|  | h | [ELM25_0085_Quintano_Elec_Mech_HVAC_Est_Rev_B.xlsx]Elec_Rates!$D$100 |  |  | RATE_AAA
0 | 1 | 0 | 001# SFDI adjacent to each damper. |  | Local Rate | RTLO_002 | [9 empty] | 330.73 | 0 | 3.37 | 0
[17 empty] | 0 |  | 0
d> | 0 | [8 empty] | mu_A | SUBI | [5 empty] | 0 |  | 0 | [8 empty] | 0
|  |  | ECA | 0 | 0 |  |  |  |  | mu_B | SUBI
| >>> mu_B material here >>> | [15 empty] | 0 |  | 0
[17 empty] | 0 |  | 0
[17 empty] | 0 |  | 0
d> | 0 | [8 empty] | mu_B | SUBI | [5 empty] | 0 |  | 0 | [8 empty] | 0
[6 empty] | ICOST |  |  |  |  | ITEM | [5 empty] | 0 |  | 0
TB
t
Supply and install the following motorized fire dampers c/w transformation pieces including all actuators, in-duct smoke detection and connecting up to the electrical supply etc for a complete system.
|  |  |  | Sell Rate | Sell Total |  |  |  |  | IB | [17 empty] | U_M_Sell | T_M_Sell | U_L_Sell | T_L_Sell | Total_Sell | T_M_Cost | T_L_Phr | Mat/Lab=1
1 | No. |  | Item: 2.07699999999999 | 0 | 0 | ISELL |  |  |  |  | ITEM |  |  |  |  | Included in item 1.183 |  |  | 0.00 | [8 empty] | 0 | 0 | 0 | 0 | 0 | 0 | 0 | 0
|  |  | FD 02 - 200 x 100 mm | [6 empty] | n
|  |  |  | 0 | Discrepancy
|  |  | Electrical | 0 | 0 |  |  |  |  | mu_A | SUBI
|  | h | [ELM25_0085_Quintano_Elec_Mech_HVAC_Est_Rev_B.xlsx]Elec_Rates!$D$100 |  |  | RATE_AAA
0 | 1 | 0 | 001# SFDI adjacent to each damper. |  | Local Rate | RTLO_002 | [9 empty] | 330.73 | 0 | 3.37 | 0
[17 empty] | 0 |  | 0
d> | 0 | [8 empty] | mu_A | SUBI | [5 empty] | 0 |  | 0 | [8 empty] | 0
|  |  | ECA | 0 | 0 |  |  |  |  | mu_B | SUBI
| >>> mu_B material here >>> | [15 empty] | 0 |  | 0
[17 empty] | 0 |  | 0
[17 empty] | 0 |  | 0
d> | 0 | [8 empty] | mu_B | SUBI | [5 empty] | 0 |  | 0 | [8 empty] | 0
[6 empty] | ICOST |  |  |  |  | ITEM | [5 empty] | 0 |  | 0
|  |  |  | Sell Rate | Sell Total |  |  |  |  | IB | [17 empty] | U_M_Sell | T_M_Sell | U_L_Sell | T_L_Sell | Total_Sell | T_M_Cost | T_L_Phr | Mat/Lab=1
6 | No. |  | Item: 2.07799999999999 | 0 | 0 | ISELL |  |  |  |  | ITEM |  |  |  |  | Included in item 1.183 |  |  | 0.00 | [8 empty] | 0 | 0 | 0 | 0 | 0 | 0 | 0 | 0
|  |  | FD 04 - 300 x 150 mm | [6 empty] | n
|  |  |  | 0 | Discrepancy
|  |  | Electrical | 0 | 0 |  |  |  |  | mu_A | SUBI
|  | h | [ELM25_0085_Quintano_Elec_Mech_HVAC_Est_Rev_B.xlsx]Elec_Rates!$D$100 |  |  | RATE_AAA
0 | 1 | 0 | 001# SFDI adjacent to each damper. |  | Local Rate | RTLO_002 | [9 empty] | 330.73 | 0 | 3.37 | 0
[17 empty] | 0 |  | 0
d> | 0 | [8 empty] | mu_A | SUBI | [5 empty] | 0 |  | 0 | [8 empty] | 0
|  |  | ECA | 0 | 0 |  |  |  |  | mu_B | SUBI
| >>> mu_B material here >>> | [15 empty] | 0 |  | 0
[17 empty] | 0 |  | 0
[17 empty] | 0 |  | 0
d> | 0 | [8 empty] | mu_B | SUBI | [5 empty] | 0 |  | 0 | [8 empty] | 0
[6 empty] | ICOST |  |  |  |  | ITEM | [5 empty] | 0 |  | 0
TB
t
Supply and install the following motorized fire dampers c/w transformation pieces including all actuators, in-duct smoke detection and connecting up to the electrical supply etc for a complete system.
|  |  |  | Sell Rate | Sell Total |  |  |  |  | IB | [17 empty] | U_M_Sell | T_M_Sell | U_L_Sell | T_L_Sell | Total_Sell | T_M_Cost | T_L_Phr | Mat/Lab=1
2 | No. |  | Item: 2.09999999999999 | 0 | 0 | ISELL |  |  |  |  | ITEM |  |  |  |  | Included in item 1.183 |  |  | 0.00 | [8 empty] | 0 | 0 | 0 | 0 | 0 | 0 | 0 | 0
|  |  | FD 05 - 150 x 100 mm | [6 empty] | n
|  |  |  | 0 | Discrepancy
|  |  | Electrical | 0 | 0 |  |  |  |  | mu_A | SUBI
|  | h | [ELM25_0085_Quintano_Elec_Mech_HVAC_Est_Rev_B.xlsx]Elec_Rates!$D$100 |  |  | RATE_AAA
0 | 1 | 0 | 001# SFDI adjacent to each damper. |  | Local Rate | RTLO_002 | [9 empty] | 330.73 | 0 | 3.37 | 0
[17 empty] | 0 |  | 0
d> | 0 | [8 empty] | mu_A | SUBI | [5 empty] | 0 |  | 0 | [8 empty] | 0
|  |  | ECA | 0 | 0 |  |  |  |  | mu_B | SUBI
| >>> mu_B material here >>> | [15 empty] | 0 |  | 0
[17 empty] | 0 |  | 0
[17 empty] | 0 |  | 0
d> | 0 | [8 empty] | mu_B | SUBI | [5 empty] | 0 |  | 0 | [8 empty] | 0
[6 empty] | ICOST |  |  |  |  | ITEM | [5 empty] | 0 |  | 0
|  |  |  | Sell Rate | Sell Total |  |  |  |  | IB | [17 empty] | U_M_Sell | T_M_Sell | U_L_Sell | T_L_Sell | Total_Sell | T_M_Cost | T_L_Phr | Mat/Lab=1
1 | No. |  | Item: 2.10099999999999 | 0 | 0 | ISELL |  |  |  |  | ITEM |  |  |  |  | Included in item 1.183 |  |  | 0.00 | [8 empty] | 0 | 0 | 0 | 0 | 0 | 0 | 0 | 0
|  |  | FD 06 - 100 x 100 mm | [6 empty] | n
|  |  |  | 0 | Discrepancy
|  |  | Electrical | 0 | 0 |  |  |  |  | mu_A | SUBI
|  | h | [ELM25_0085_Quintano_Elec_Mech_HVAC_Est_Rev_B.xlsx]Elec_Rates!$D$100 |  |  | RATE_AAA
0 | 1 | 0 | 001# SFDI adjacent to each damper. |  | Local Rate | RTLO_002 | [9 empty] | 330.73 | 0 | 3.37 | 0
[17 empty] | 0 |  | 0
d> | 0 | [8 empty] | mu_A | SUBI | [5 empty] | 0 |  | 0 | [8 empty] | 0
|  |  | ECA | 0 | 0 |  |  |  |  | mu_B | SUBI
| >>> mu_B material here >>> | [15 empty] | 0 |  | 0
[17 empty] | 0 |  | 0
[17 empty] | 0 |  | 0
d> | 0 | [8 empty] | mu_B | SUBI | [5 empty] | 0 |  | 0 | [8 empty] | 0
[6 empty] | ICOST |  |  |  |  | ITEM | [5 empty] | 0 |  | 0
|  |  |  | Sell Rate | Sell Total |  |  |  |  | IB | [17 empty] | U_M_Sell | T_M_Sell | U_L_Sell | T_L_Sell | Total_Sell | T_M_Cost | T_L_Phr | Mat/Lab=1
4 | No. |  | Item: 2.10199999999999 | 0 | 0 | ISELL |  |  |  |  | ITEM |  |  |  |  | Included in item 1.183 |  |  | 0.00 | [8 empty] | 0 | 0 | 0 | 0 | 0 | 0 | 0 | 0
|  |  | FD 07 - 325 x 200 mm | [6 empty] | n
|  |  |  | 0 | Discrepancy
|  |  | Electrical | 0 | 0 |  |  |  |  | mu_A | SUBI
|  | h | [ELM25_0085_Quintano_Elec_Mech_HVAC_Est_Rev_B.xlsx]Elec_Rates!$D$100 |  |  | RATE_AAA
0 | 1 | 0 | 001# SFDI adjacent to each damper. |  | Local Rate | RTLO_002 | [9 empty] | 330.73 | 0 | 3.37 | 0
[17 empty] | 0 |  | 0
d> | 0 | [8 empty] | mu_A | SUBI | [5 empty] | 0 |  | 0 | [8 empty] | 0
|  |  | ECA | 0 | 0 |  |  |  |  | mu_B | SUBI
| >>> mu_B material here >>> | [15 empty] | 0 |  | 0
[17 empty] | 0 |  | 0
[17 empty] | 0 |  | 0
d> | 0 | [8 empty] | mu_B | SUBI | [5 empty] | 0 |  | 0 | [8 empty] | 0
[6 empty] | ICOST |  |  |  |  | ITEM | [5 empty] | 0 |  | 0
|  |  |  | Sell Rate | Sell Total |  |  |  |  | IB | [17 empty] | U_M_Sell | T_M_Sell | U_L_Sell | T_L_Sell | Total_Sell | T_M_Cost | T_L_Phr | Mat/Lab=1
1 | No. |  | Item: 2.10299999999999 | 0 | 0 | ISELL |  |  |  |  | ITEM |  |  |  |  | Included in item 1.183 |  |  | 0.00 | [8 empty] | 0 | 0 | 0 | 0 | 0 | 0 | 0 | 0
|  |  | FD 10 - 125 x 100 mm | [6 empty] | n
|  |  |  | 0 | Discrepancy
|  |  | Electrical | 0 | 0 |  |  |  |  | mu_A | SUBI
|  | h | [ELM25_0085_Quintano_Elec_Mech_HVAC_Est_Rev_B.xlsx]Elec_Rates!$D$100 |  |  | RATE_AAA
0 | 1 | 0 | 001# SFDI adjacent to each damper. |  | Local Rate | RTLO_002 | [9 empty] | 330.73 | 0 | 3.37 | 0
[17 empty] | 0 |  | 0
d> | 0 | [8 empty] | mu_A | SUBI | [5 empty] | 0 |  | 0 | [8 empty] | 0
|  |  | ECA | 0 | 0 |  |  |  |  | mu_B | SUBI
| >>> mu_B material here >>> | [15 empty] | 0 |  | 0
[17 empty] | 0 |  | 0
[17 empty] | 0 |  | 0
d> | 0 | [8 empty] | mu_B | SUBI | [5 empty] | 0 |  | 0 | [8 empty] | 0
[6 empty] | ICOST |  |  |  |  | ITEM | [5 empty] | 0 |  | 0
TB
t
Supply and install the following motorized fire dampers c/w transformation pieces including all actuators, in-duct smoke detection and connecting up to the electrical supply etc for a complete system.
|  |  |  | Sell Rate | Sell Total |  |  |  |  | IB | [17 empty] | U_M_Sell | T_M_Sell | U_L_Sell | T_L_Sell | Total_Sell | T_M_Cost | T_L_Phr | Mat/Lab=1
1 | No. |  | Item: 2.12299999999999 | 0 | 0 | ISELL |  |  |  |  | ITEM |  |  |  |  | Included in item 1.183 |  |  | 0.00 | [8 empty] | 0 | 0 | 0 | 0 | 0 | 0 | 0 | 0
|  |  | FD 05 - 150 x 100 mm | [6 empty] | n
|  |  |  | 0 | Discrepancy
|  |  | Electrical | 0 | 0 |  |  |  |  | mu_A | SUBI
|  | h | [ELM25_0085_Quintano_Elec_Mech_HVAC_Est_Rev_B.xlsx]Elec_Rates!$D$100 |  |  | RATE_AAA
0 | 1 | 0 | 001# SFDI adjacent to each damper. |  | Local Rate | RTLO_002 | [9 empty] | 330.73 | 0 | 3.37 | 0
[17 empty] | 0 |  | 0
d> | 0 | [8 empty] | mu_A | SUBI | [5 empty] | 0 |  | 0 | [8 empty] | 0
|  |  | ECA | 0 | 0 |  |  |  |  | mu_B | SUBI
| >>> mu_B material here >>> | [15 empty] | 0 |  | 0
[17 empty] | 0 |  | 0
[17 empty] | 0 |  | 0
d> | 0 | [8 empty] | mu_B | SUBI | [5 empty] | 0 |  | 0 | [8 empty] | 0
[6 empty] | ICOST |  |  |  |  | ITEM | [5 empty] | 0 |  | 0
|  |  |  | Sell Rate | Sell Total |  |  |  |  | IB | [17 empty] | U_M_Sell | T_M_Sell | U_L_Sell | T_L_Sell | Total_Sell | T_M_Cost | T_L_Phr | Mat/Lab=1
1 | No. |  | Item: 2.12399999999999 | 0 | 0 | ISELL |  |  |  |  | ITEM |  |  |  |  | Included in item 1.183 |  |  | 0.00 | [8 empty] | 0 | 0 | 0 | 0 | 0 | 0 | 0 | 0
|  |  | FD 06 - 100 x 100 mm | [6 empty] | n
|  |  |  | 0 | Discrepancy
|  |  | Electrical | 0 | 0 |  |  |  |  | mu_A | SUBI
|  | h | [ELM25_0085_Quintano_Elec_Mech_HVAC_Est_Rev_B.xlsx]Elec_Rates!$D$100 |  |  | RATE_AAA
0 | 1 | 0 | 001# SFDI adjacent to each damper. |  | Local Rate | RTLO_002 | [9 empty] | 330.73 | 0 | 3.37 | 0
[17 empty] | 0 |  | 0
d> | 0 | [8 empty] | mu_A | SUBI | [5 empty] | 0 |  | 0 | [8 empty] | 0
|  |  | ECA | 0 | 0 |  |  |  |  | mu_B | SUBI
| >>> mu_B material here >>> | [15 empty] | 0 |  | 0
[17 empty] | 0 |  | 0
[17 empty] | 0 |  | 0
d> | 0 | [8 empty] | mu_B | SUBI | [5 empty] | 0 |  | 0 | [8 empty] | 0
[6 empty] | ICOST |  |  |  |  | ITEM | [5 empty] | 0 |  | 0
|  |  |  | Sell Rate | Sell Total |  |  |  |  | IB | [17 empty] | U_M_Sell | T_M_Sell | U_L_Sell | T_L_Sell | Total_Sell | T_M_Cost | T_L_Phr | Mat/Lab=1
2 | No. |  | Item: 2.12499999999999 | 0 | 0 | ISELL |  |  |  |  | ITEM |  |  |  |  | Included in item 1.183 |  |  | 0.00 | [8 empty] | 0 | 0 | 0 | 0 | 0 | 0 | 0 | 0
|  |  | FD 07 - 325 x 200 mm | [6 empty] | n
|  |  |  | 0 | Discrepancy
|  |  | Electrical | 0 | 0 |  |  |  |  | mu_A | SUBI
|  | h | [ELM25_0085_Quintano_Elec_Mech_HVAC_Est_Rev_B.xlsx]Elec_Rates!$D$100 |  |  | RATE_AAA
0 | 1 | 0 | 001# SFDI adjacent to each damper. |  | Local Rate | RTLO_002 | [9 empty] | 330.73 | 0 | 3.37 | 0
[17 empty] | 0 |  | 0
d> | 0 | [8 empty] | mu_A | SUBI | [5 empty] | 0 |  | 0 | [8 empty] | 0
|  |  | ECA | 0 | 0 |  |  |  |  | mu_B | SUBI
| >>> mu_B material here >>> | [15 empty] | 0 |  | 0
[17 empty] | 0 |  | 0
[17 empty] | 0 |  | 0
d> | 0 | [8 empty] | mu_B | SUBI | [5 empty] | 0 |  | 0 | [8 empty] | 0
[6 empty] | ICOST |  |  |  |  | ITEM | [5 empty] | 0 |  | 0
TB
t
Supply and install the following ventilation control dampers c/w transformation pieces etc for a complete system.
|  |  |  | Sell Rate | Sell Total |  |  |  |  | IB | [17 empty] | U_M_Sell | T_M_Sell | U_L_Sell | T_L_Sell | Total_Sell | T_M_Cost | T_L_Phr | Mat/Lab=1
1 | No. |  | Item: 2.13599999999999 | 0 | 0 | ISELL |  |  |  | mu_A | ITEM |  |  |  |  | Manually Operated |  |  | 0.00 | [8 empty] | 0 | 0 | 0 | 0 | 0 | 0 | 0 | 0
|  |  | VCD 01 - 225 x 150 mm | [6 empty] | n
[17 empty] | 0 |  | 0
[17 empty] | 0 |  | 0
[17 empty] | 0 |  | 0
[17 empty] | 0 |  | 0
[17 empty] | 0 |  | 0
[17 empty] | 0 |  | 0
d> | 0 |  |  |  |  | ICOST |  |  |  | mu_A | ITEM | [5 empty] | 0 |  | 0
|  |  |  | Sell Rate | Sell Total |  |  |  |  | IB | [17 empty] | U_M_Sell | T_M_Sell | U_L_Sell | T_L_Sell | Total_Sell | T_M_Cost | T_L_Phr | Mat/Lab=1
1 | No. |  | Item: 2.13699999999998 | 0 | 0 | ISELL |  |  |  | mu_A | ITEM |  |  |  |  | Manually Operated |  |  | 0.00 | [8 empty] | 0 | 0 | 0 | 0 | 0 | 0 | 0 | 0
|  |  | VCD 02 - 200 x 150 mm | [6 empty] | n
[17 empty] | 0 |  | 0
[17 empty] | 0 |  | 0
[17 empty] | 0 |  | 0
[17 empty] | 0 |  | 0
[17 empty] | 0 |  | 0
[17 empty] | 0 |  | 0
d> | 0 |  |  |  |  | ICOST |  |  |  | mu_A | ITEM | [5 empty] | 0 |  | 0
TB
t
Supply, install and connect the following Ventilation Control Panels including all power supplies, starters, control cables, speed controllers, contactors, timers, overload protection, FAP interface, visual and audible alarm, etc.. for a complete system.
|  |  |  | Sell Rate | Sell Total |  |  |  |  | IB | [17 empty] | U_M_Sell | T_M_Sell | U_L_Sell | T_L_Sell | Total_Sell | T_M_Cost | T_L_Phr | Mat/Lab=1
1 | L.S |  | Item: 2.15799999999998 | 7319 | 7319 | ISELL |  |  |  |  | ITEM | [7 empty] | mu :1 | [8 empty] | 6294.47 | 6294.47 | 1024.53 | 1024.53 | 7319 | 6294.47 | 37.31 | 6331.78
|  |  | Ventilation Control Panel 'VCP-B1U' as per schematic | [6 empty] | n
|  |  |  | 0 | Discrepancy
|  |  | Electrical | 730.63 | 730.63 |  |  |  |  | mu_A | SUBI
1 | No |  | Control Panel 1 | VCP-B1U | Installation Only | CPAN_259 | 570 | (__) | [5 empty] | 2 | 2005-04-01 |  | 0 | 18 | 18
1 | No |  | Erection Material |  | Control cables | EMAT_063 | 501 | (__) |  | 01-002 |  |  |  | 1 |  | 100 | 100 |  | 0
|  | h | [ELM25_0085_Quintano_Elec_Mech_HVAC_Est_Rev_B.xlsx]Elec_Rates!$D$121 |  |  | RATE_AAA
3 | 1 | 3 | 073# 300mm cable Tray c/w bracket to wall |  | Local Rate | RTLO_001 | [9 empty] | 8.66 | 25.98 | 0.56 | 1.68
|  |  | 2No. Fans | [13 empty] | 0 |  | 0
0 | m | 10 | Power Cable 5c 16 mm2 XLPE SWA-PVC | Fire Rated | Cleveland | CAMC_087 | 616 | (__) | 16mm2 |  |  |  |  | 2 | 2005-01-19 | 26.22 | 0 | 0.1 | 0
0 | No | 10 | Cable Tie 225mm |  |  | CONS_009 | 875 | (__) |  | 01-003 |  |  |  | 1 | 1994-12-01 | 0.05 | 0 |  | 0
0 | No | 4 | Gland Indoor 25 BWL 4*10/16mm2 |  |  | CAAC_043 | 620 | CMP | [5 empty] | 2 | 1997-01-01 | 7.66 | 0 | 0.4 | 0
0 | m | 4 | Cable Marker 8 digit c/w Carrier Strip |  |  | CAAC_091 | 620 | (__) | [5 empty] | 2 | 2004-06-10 | 1.5 | 0 | 0.08 | 0
0 | No | 20 | Cable Lug 16 mm2 |  |  | CAAC_009 | 620 | CTT | [5 empty] | 2 | 1994-12-01 | 0.14 | 0 | 0.06 | 0
0 | No | 2 | Control Panel 1 | Variable speed drives | Installation Only | CPAN_259 | 570 | (__) | [5 empty] | 2 | 2005-04-01 | 10 | 0 | 2 | 0
|  |  | 7No. Fans | [13 empty] | 0 |  | 0
0 | m | 35 | Power Cable 5c 2.5 mm2 XLPE SWA-PVC | Fire Rated | Cleveland | CAMC_084 | 616 | (__) | 2.5mm2 |  |  |  |  | 2 | 2004-11-10 | 11.19 | 0 | 0.06 | 0
0 | No | 35 | Cable Tie 225mm |  |  | CONS_009 | 875 | (__) |  | 01-003 |  |  |  | 1 | 1994-12-01 | 0.05 | 0 |  | 0
0 | No | 14 | Gland Indoor 20S BWL 4*1.5/2.5mm2 |  |  | CAAC_042 | 620 | CMP | [5 empty] | 2 | 1997-01-01 | 3.56 | 0 | 0.3 | 0
0 | m | 14 | Cable Marker 8 digit c/w Carrier Strip |  |  | CAAC_091 | 620 | (__) | [5 empty] | 2 | 2004-06-10 | 1.5 | 0 | 0.08 | 0
0 | No | 70 | Cable Lug 2.5 mm2 |  |  | CAAC_005 | 620 | CTT | [5 empty] | 2 | 1994-12-01 | 0.05 | 0 | 0.02 | 0
0 | No | 7 | Control Panel 1 | Variable speed drives | Installation Only | CPAN_259 | 570 | (__) | [5 empty] | 2 | 2005-04-01 | 10 | 0 | 2 | 0
1No. Fans
0 | m | 5 | Power Cable 3c 4.0 mm2 PVC SWA-PVC |  | Cleveland | CAMC_010 | 616 | CRO | 4.0mm2 | 06-009 |  |  |  | 2 |  | 2.39 | 0 | 0.06 | 0
0 | No | 5 | Cable Tie 225mm |  |  | CONS_009 | 875 | (__) |  | 01-003 |  |  |  | 1 | 1994-12-01 | 0.05 | 0 |  | 0
0 | No | 2 | Gland Indoor 20 BWL 4*4/6mm2 |  |  | CAAC_040 | 620 | CMP | [5 empty] | 2 | 1997-01-01 | 4.71 | 0 | 0.35 | 0
0 | m | 2 | Cable Marker 8 digit c/w Carrier Strip |  |  | CAAC_091 | 620 | (__) | [5 empty] | 2 | 2004-06-10 | 1.5 | 0 | 0.08 | 0
0 | No | 10 | Cable Lug 4.0 mm2 |  |  | CAAC_006 | 620 | CTT | [5 empty] | 2 | 1994-12-01 | 0.05 | 0 | 0.02 | 0
0 | No | 7 | Control Panel 1 | Variable speed drives | Installation Only | CPAN_259 | 570 | (__) | [5 empty] | 2 | 2005-04-01 | 10 | 0 | 2 | 0
Connecting up to Fire alarm interface
3 | m |  | Conduit Galv. 20mm RATE |  |  | COGV_011 | 690 | BAR | 20mm |  |  |  |  | 1 | 1994-12-01 | 3.66 | 10.98 | 0.2 | 0.6
3 | m |  | Fire Resistant Cable CWZ 2c+E 1.5 mm2 |  |  | CASP_014 | 617 | (__) | [5 empty] | 2 | 2011-08-12 | 1.5 | 4.5 | 0.07 | 0.21
2 | No |  | Gland Skintop EExeII 16 x 1.0 (2-4core) |  |  | CAAC_086 | 620 | (__) | [5 empty] | 2 | 2004-06-10 | 1.65 | 3.3 | 0.1 | 0.2
2 | No |  | Cable Marker Wrap Around Type |  |  | CAAC_025 | 620 | (__) | [5 empty] | 2 |  | 0.2 | 0.4 | 0.03 | 0.06
6 | No |  | Cable Lug 1.5 mm2 |  |  | CAAC_004 | 620 | CTT | [5 empty] | 2 | 1994-12-01 | 0.05 | 0.3 | 0.01 | 0.06
1 | No |  | Labour to connect Mech Equip (FIX 3) |  | to interface | LABO_009 | 900 | MISC | [5 empty] | 1 |  |  | 0 | 0.5 | 0.5 | NoMat?
[17 empty] | 0 |  | 0
d> | 0 | [8 empty] | mu_A | SUBI | [5 empty] | 145.46 |  | 21.31 | [8 empty] | 145.46
|  |  | ECA | 6588.37 | 6588.37 |  |  |  |  | mu_B | SUBI
1 | No |  | Control Panel 1 | VCP-B1U | Supply Only - Raymond 10.04.2025 | CPAN_259 | 570 | (__) | [5 empty] | 2 | 2005-04-01 | 6149.01 | 6149.01 |  | 0
1 | No |  | Control Panel 1 | Technician Pairs | Supply Only - Raymond 10.04.2025 | CPAN_259 | 570 | (__) | [5 empty] | 2 | 2005-04-01 |  | 0 | 16 | 16
[17 empty] | 0 |  | 0
d> | 0 | [8 empty] | mu_B | SUBI | [5 empty] | 6149.01 |  | 16 | [8 empty] | 6149.01
[6 empty] | ICOST |  |  |  |  | ITEM | [5 empty] | 6294.47 |  | 37.31
|  |  |  | Sell Rate | Sell Total |  |  |  |  | IB | [17 empty] | U_M_Sell | T_M_Sell | U_L_Sell | T_L_Sell | Total_Sell | T_M_Cost | T_L_Phr | Mat/Lab=1
1 | L.S |  | Item: 2.15899999999998 | 8060.53 | 8060.53 | ISELL |  |  |  |  | ITEM | [7 empty] | mu :1 | [8 empty] | 7036 | 7036 | 1024.53 | 1024.53 | 8060.53 | 7036 | 37.31 | 7073.31
|  |  | Ventilation Control Panel 'VCP-B1L' as per schematic | [6 empty] | n
|  |  |  | 0 | Discrepancy
|  |  | Electrical | 730.63 | 730.63 |  |  |  |  | mu_A | SUBI
1 | No |  | Control Panel 1 | VCP-B1L | Installation Only | CPAN_259 | 570 | (__) | [5 empty] | 2 | 2005-04-01 |  | 0 | 18 | 18
1 | No |  | Erection Material |  | Control cables | EMAT_063 | 501 | (__) |  | 01-002 |  |  |  | 1 |  | 100 | 100 |  | 0
|  | h | [ELM25_0085_Quintano_Elec_Mech_HVAC_Est_Rev_B.xlsx]Elec_Rates!$D$121 |  |  | RATE_AAA
3 | 1 | 3 | 073# 300mm cable Tray c/w bracket to wall |  | Local Rate | RTLO_001 | [9 empty] | 8.66 | 25.98 | 0.56 | 1.68
|  |  | 2No. Fans | [13 empty] | 0 |  | 0
0 | m | 10 | Power Cable 5c 16 mm2 XLPE SWA-PVC | Fire Rated | Cleveland | CAMC_087 | 616 | (__) | 16mm2 |  |  |  |  | 2 | 2005-01-19 | 26.22 | 0 | 0.1 | 0
0 | No | 10 | Cable Tie 225mm |  |  | CONS_009 | 875 | (__) |  | 01-003 |  |  |  | 1 | 1994-12-01 | 0.05 | 0 |  | 0
0 | No | 4 | Gland Indoor 25 BWL 4*10/16mm2 |  |  | CAAC_043 | 620 | CMP | [5 empty] | 2 | 1997-01-01 | 7.66 | 0 | 0.4 | 0
0 | m | 4 | Cable Marker 8 digit c/w Carrier Strip |  |  | CAAC_091 | 620 | (__) | [5 empty] | 2 | 2004-06-10 | 1.5 | 0 | 0.08 | 0
0 | No | 20 | Cable Lug 16 mm2 |  |  | CAAC_009 | 620 | CTT | [5 empty] | 2 | 1994-12-01 | 0.14 | 0 | 0.06 | 0
0 | No | 2 | Control Panel 1 | Variable speed drives | Installation Only | CPAN_259 | 570 | (__) | [5 empty] | 2 | 2005-04-01 | 10 | 0 | 2 | 0
|  |  | 8No. Fans | [13 empty] | 0 |  | 0
0 | m | 40 | Power Cable 5c 2.5 mm2 XLPE SWA-PVC | Fire Rated | Cleveland | CAMC_084 | 616 | (__) | 2.5mm2 |  |  |  |  | 2 | 2004-11-10 | 11.19 | 0 | 0.06 | 0
0 | No | 40 | Cable Tie 225mm |  |  | CONS_009 | 875 | (__) |  | 01-003 |  |  |  | 1 | 1994-12-01 | 0.05 | 0 |  | 0
0 | No | 16 | Gland Indoor 20S BWL 4*1.5/2.5mm2 |  |  | CAAC_042 | 620 | CMP | [5 empty] | 2 | 1997-01-01 | 3.56 | 0 | 0.3 | 0
0 | m | 16 | Cable Marker 8 digit c/w Carrier Strip |  |  | CAAC_091 | 620 | (__) | [5 empty] | 2 | 2004-06-10 | 1.5 | 0 | 0.08 | 0
0 | No | 80 | Cable Lug 2.5 mm2 |  |  | CAAC_005 | 620 | CTT | [5 empty] | 2 | 1994-12-01 | 0.05 | 0 | 0.02 | 0
0 | No | 8 | Control Panel 1 | Variable speed drives | Installation Only | CPAN_259 | 570 | (__) | [5 empty] | 2 | 2005-04-01 | 10 | 0 | 2 | 0
Connecting up to Fire alarm interface
3 | m |  | Conduit Galv. 20mm RATE |  |  | COGV_011 | 690 | BAR | 20mm |  |  |  |  | 1 | 1994-12-01 | 3.66 | 10.98 | 0.2 | 0.6
3 | m |  | Fire Resistant Cable CWZ 2c+E 1.5 mm2 |  |  | CASP_014 | 617 | (__) | [5 empty] | 2 | 2011-08-12 | 1.5 | 4.5 | 0.07 | 0.21
2 | No |  | Gland Skintop EExeII 16 x 1.0 (2-4core) |  |  | CAAC_086 | 620 | (__) | [5 empty] | 2 | 2004-06-10 | 1.65 | 3.3 | 0.1 | 0.2
2 | No |  | Cable Marker Wrap Around Type |  |  | CAAC_025 | 620 | (__) | [5 empty] | 2 |  | 0.2 | 0.4 | 0.03 | 0.06
6 | No |  | Cable Lug 1.5 mm2 |  |  | CAAC_004 | 620 | CTT | [5 empty] | 2 | 1994-12-01 | 0.05 | 0.3 | 0.01 | 0.06
1 | No |  | Labour to connect Mech Equip (FIX 3) |  | to interface | LABO_009 | 900 | MISC | [5 empty] | 1 |  |  | 0 | 0.5 | 0.5 | NoMat?
[17 empty] | 0 |  | 0
d> | 0 | [8 empty] | mu_A | SUBI | [5 empty] | 145.46 |  | 21.31 | [8 empty] | 145.46
|  |  | ECA | 7329.9 | 7329.9 |  |  |  |  | mu_B | SUBI
1 | No |  | Control Panel 1 | VCP-B1L | Supply Only - Raymond 10.04.2025 | CPAN_259 | 570 | (__) | [5 empty] | 2 | 2005-04-01 | 6890.54 | 6890.54 |  | 0
1 | No |  | Control Panel 1 | Technician Pairs | Supply Only - Raymond 10.04.2025 | CPAN_259 | 570 | (__) | [5 empty] | 2 | 2005-04-01 |  | 0 | 16 | 16
[17 empty] | 0 |  | 0
d> | 0 | [8 empty] | mu_B | SUBI | [5 empty] | 6890.54 |  | 16 | [8 empty] | 6890.54
[6 empty] | ICOST |  |  |  |  | ITEM | [5 empty] | 7036 |  | 37.31
|  |  |  | Sell Rate | Sell Total |  |  |  |  | IB | [17 empty] | U_M_Sell | T_M_Sell | U_L_Sell | T_L_Sell | Total_Sell | T_M_Cost | T_L_Phr | Mat/Lab=1
1 | L.S |  | Item: 2.15999999999998 | 2653.76 | 2653.76 | ISELL |  |  |  |  | ITEM |  |  |  |  | NEW ITEM INTRODUCED IN REDESIGN |  |  | mu :1 | [8 empty] | 2279.48 | 2279.48 | 374.28 | 374.28 | 2653.76 | 2279.48 | 13.63 | 2293.11
|  |  | Ventilation Control Panel 'VCP-GEN' as per schematic | [6 empty] | n
|  |  |  | 0 | Discrepancy
|  |  | Electrical | 356.46 | 356.46 |  |  |  |  | mu_A | SUBI
1 | No |  | Control Panel 1 | VCP-GEN | Installation Only | CPAN_259 | 570 | (__) | [5 empty] | 2 | 2005-04-01 |  | 0 | 7 | 7
1 | No |  | Erection Material |  |  | EMAT_063 | 501 | (__) |  | 01-002 |  |  |  | 1 |  | 100 | 100 |  | 0
Connecting up to Fire alarm interface
3 | m |  | Conduit Galv. 20mm RATE |  |  | COGV_011 | 690 | BAR | 20mm |  |  |  |  | 1 | 1994-12-01 | 3.66 | 10.98 | 0.2 | 0.6
3 | m |  | Fire Resistant Cable CWZ 2c+E 1.5 mm2 |  |  | CASP_014 | 617 | (__) | [5 empty] | 2 | 2011-08-12 | 1.5 | 4.5 | 0.07 | 0.21
2 | No |  | Gland Skintop EExeII 16 x 1.0 (2-4core) |  |  | CAAC_086 | 620 | (__) | [5 empty] | 2 | 2004-06-10 | 1.65 | 3.3 | 0.1 | 0.2
2 | No |  | Cable Marker Wrap Around Type |  |  | CAAC_025 | 620 | (__) | [5 empty] | 2 |  | 0.2 | 0.4 | 0.03 | 0.06
6 | No |  | Cable Lug 1.5 mm2 |  |  | CAAC_004 | 620 | CTT | [5 empty] | 2 | 1994-12-01 | 0.05 | 0.3 | 0.01 | 0.06
1 | No |  | Labour to connect Mech Equip (FIX 3) |  | to interface | LABO_009 | 900 | MISC | [5 empty] | 1 |  |  | 0 | 0.5 | 0.5 | NoMat?
[17 empty] | 0 |  | 0
d> | 0 | [8 empty] | mu_A | SUBI | [5 empty] | 119.48 |  | 8.63 | [8 empty] | 119.48
|  |  | ECA | 2297.3 | 2297.3 |  |  |  |  | mu_B | SUBI
1 | No |  | Control Panel 1 | VCP-GEN | Supply Only - Raymond 13.06.2025 | CPAN_259 | 570 | (__) | [5 empty] | 2 | 2005-04-01 | 2160 | 2160 |  | 0
1 | No |  | Control Panel 1 | Technician Pairs | Supply Only - Raymond 13.06.2025 | CPAN_259 | 570 | (__) | [5 empty] | 2 | 2005-04-01 |  | 0 | 5 | 5
[17 empty] | 0 |  | 0
d> | 0 | [8 empty] | mu_B | SUBI | [5 empty] | 2160 |  | 5 | [8 empty] | 2160
[6 empty] | ICOST |  |  |  |  | ITEM | [5 empty] | 2279.48 |  | 13.63
|  |  |  | Sell Rate | Sell Total |  |  |  |  | IB | [17 empty] | U_M_Sell | T_M_Sell | U_L_Sell | T_L_Sell | Total_Sell | T_M_Cost | T_L_Phr | Mat/Lab=1
1 | L.S |  | Item: 2.159A | 1553.68 | 1553.68 | ISELL |  |  |  |  | ITEM | [7 empty] | mu :1 | [8 empty] | 1179.4 | 1179.4 | 374.28 | 374.28 | 1553.68 | 1179.4 | 13.63 | 1193.03
|  |  | Ventilation Control Panel 'VCP-OL0' as per schematic | [6 empty] | n
|  |  |  | 0 | Discrepancy
|  |  | Electrical | 356.46 | 356.46 |  |  |  |  | mu_A | SUBI
1 | No |  | Control Panel 1 | VCP-OL0 | Installation Only | CPAN_259 | 570 | (__) | [5 empty] | 2 | 2005-04-01 |  | 0 | 7 | 7
1 | No |  | Erection Material |  |  | EMAT_063 | 501 | (__) |  | 01-002 |  |  |  | 1 |  | 100 | 100 |  | 0
Connecting up to Fire alarm interface
3 | m |  | Conduit Galv. 20mm RATE |  |  | COGV_011 | 690 | BAR | 20mm |  |  |  |  | 1 | 1994-12-01 | 3.66 | 10.98 | 0.2 | 0.6
3 | m |  | Fire Resistant Cable CWZ 2c+E 1.5 mm2 |  |  | CASP_014 | 617 | (__) | [5 empty] | 2 | 2011-08-12 | 1.5 | 4.5 | 0.07 | 0.21
2 | No |  | Gland Skintop EExeII 16 x 1.0 (2-4core) |  |  | CAAC_086 | 620 | (__) | [5 empty] | 2 | 2004-06-10 | 1.65 | 3.3 | 0.1 | 0.2
2 | No |  | Cable Marker Wrap Around Type |  |  | CAAC_025 | 620 | (__) | [5 empty] | 2 |  | 0.2 | 0.4 | 0.03 | 0.06
6 | No |  | Cable Lug 1.5 mm2 |  |  | CAAC_004 | 620 | CTT | [5 empty] | 2 | 1994-12-01 | 0.05 | 0.3 | 0.01 | 0.06
1 | No |  | Labour to connect Mech Equip (FIX 3) |  | to interface | LABO_009 | 900 | MISC | [5 empty] | 1 |  |  | 0 | 0.5 | 0.5 | NoMat?
[17 empty] | 0 |  | 0
d> | 0 | [8 empty] | mu_A | SUBI | [5 empty] | 119.48 |  | 8.63 | [8 empty] | 119.48
|  |  | ECA | 1197.22 | 1197.22 |  |  |  |  | mu_B | SUBI
1 | No |  | Control Panel 1 | VCP-OL0 | Supply Only - Raymond 10.04.2025 | CPAN_259 | 570 | (__) | [5 empty] | 2 | 2005-04-01 | 1059.92 | 1059.92 |  | 0
1 | No |  | Control Panel 1 | Technician Pairs | Supply Only - Raymond 10.04.2025 | CPAN_259 | 570 | (__) | [5 empty] | 2 | 2005-04-01 |  | 0 | 5 | 5
[17 empty] | 0 |  | 0
d> | 0 | [8 empty] | mu_B | SUBI | [5 empty] | 1059.92 |  | 5 | [8 empty] | 1059.92
[6 empty] | ICOST |  |  |  |  | ITEM | [5 empty] | 1179.4 |  | 13.63
|  |  |  | Sell Rate | Sell Total |  |  |  |  | IB | [17 empty] | U_M_Sell | T_M_Sell | U_L_Sell | T_L_Sell | Total_Sell | T_M_Cost | T_L_Phr | Mat/Lab=1
1 | L.S |  | Item: 2.16099999999998 | 8822.2 | 8822.2 | ISELL |  |  |  |  | ITEM | [7 empty] | mu :1 | [8 empty] | 7284.71 | 7284.71 | 1537.49 | 1537.49 | 8822.2 | 7284.71 | 55.99 | 7340.7
Ventilation Control Panel 'VCP-WH', including temperature controller and sensors as per schematic
|  |  |  | 0 | Discrepancy
|  |  | Electrical | 1410.89 | 1410.89 |  |  |  |  | mu_A | SUBI
1 | No |  | Control Panel 1 | VCP-WH | Installation Only | CPAN_259 | 570 | (__) | [5 empty] | 2 | 2005-04-01 |  | 0 | 26 | 26
1 | No |  | Erection Material |  |  | EMAT_063 | 501 | (__) |  | 01-002 |  |  |  | 1 |  | 100 | 100 |  | 0
|  | h | [ELM25_0085_Quintano_Elec_Mech_HVAC_Est_Rev_B.xlsx]Elec_Rates!$D$121 |  |  | RATE_AAA
3 | 1 | 3 | 073# 300mm cable Tray c/w bracket to wall |  | Local Rate | RTLO_001 | [9 empty] | 8.66 | 25.98 | 0.56 | 1.68
3No. Fans
0 | m | 15 | Power Cable 5c 4.0 mm2 PVC SWA-PVC | Fire Rated | Cleveland | CAMC_077 | 616 | (__) | 4.0mm2 | 06-018 |  |  |  | 2 | 2005-01-19 | 11.19 | 0 | 0.07 | 0
0 | No | 15 | Cable Tie 225mm |  |  | CONS_009 | 875 | (__) |  | 01-003 |  |  |  | 1 | 1994-12-01 | 0.05 | 0 |  | 0
0 | No | 6 | Gland Indoor 20 BWL 4*4/6mm2 |  |  | CAAC_040 | 620 | CMP | [5 empty] | 2 | 1997-01-01 | 4.71 | 0 | 0.35 | 0
0 | m | 6 | Cable Marker 8 digit c/w Carrier Strip |  |  | CAAC_091 | 620 | (__) | [5 empty] | 2 | 2004-06-10 | 1.5 | 0 | 0.08 | 0
0 | No | 30 | Cable Lug 4.0 mm2 |  |  | CAAC_006 | 620 | CTT | [5 empty] | 2 | 1994-12-01 | 0.05 | 0 | 0.02 | 0
0 | No | 3 | Control Panel 1 | Variable speed drives | Installation Only | CPAN_259 | 570 | (__) | [5 empty] | 2 | 2005-04-01 | 10 | 0 | 2 | 0
3No. Fans
0 | m | 15 | Power Cable 5c 10 mm2 XLPE SWA-PVC | Fire Rated | Cleveland | CAMC_086 | 616 | (__) | 10mm2 |  |  |  |  | 2 | 2005-01-19 | 20.11 | 0 | 0.09 | 0
0 | No | 15 | Cable Tie 225mm |  |  | CONS_009 | 875 | (__) |  | 01-003 |  |  |  | 1 | 1994-12-01 | 0.05 | 0 |  | 0
0 | No | 6 | Gland Indoor 25 BWL 4*10/16mm2 |  |  | CAAC_043 | 620 | CMP | [5 empty] | 2 | 1997-01-01 | 7.66 | 0 | 0.4 | 0
0 | m | 6 | Cable Marker 8 digit c/w Carrier Strip |  |  | CAAC_091 | 620 | (__) | [5 empty] | 2 | 2004-06-10 | 1.5 | 0 | 0.08 | 0
0 | No | 30 | Cable Lug 10 mm2 |  |  | CAAC_008 | 620 | CTT | [5 empty] | 2 | 1994-12-01 | 0.14 | 0 | 0.06 | 0
0 | No | 3 | Control Panel 1 | Variable speed drives | Installation Only | CPAN_259 | 570 | (__) | [5 empty] | 2 | 2005-04-01 | 10 | 0 | 2 | 0
|  |  | Indoor and outdoor temp sensors | [13 empty] | 0 |  | 0
35 | m |  | Conduit Galv. 20mm RATE |  |  | COGV_011 | 690 | BAR | 20mm |  |  |  |  | 1 | 1994-12-01 | 3.66 | 128.1 | 0.2 | 7
40 | m |  | Indoor Screened 3c Cable 1.0mm |  |  | CASP_018 | 617 | LAPP | 110CY |  |  |  |  | 2 |  | 0.775 | 31 | 0.05 | 2
4 | No |  | Gland Skintop EExeII 16 x 1.0 (2-4core) |  |  | CAAC_086 | 620 | (__) | [5 empty] | 2 | 2004-06-10 | 1.65 | 6.6 | 0.1 | 0.4
4 | No |  | Cable Marker Wrap Around Type |  |  | CAAC_025 | 620 | (__) | [5 empty] | 2 |  | 0.2 | 0.8 | 0.03 | 0.12
16 | No |  | Cable Lug 1.5 mm2 |  |  | CAAC_004 | 620 | CTT | [5 empty] | 2 | 1994-12-01 | 0.05 | 0.8 | 0.01 | 0.16
2 | No |  | Labour to connect Mech Equip (FIX 3) |  | Sensor | LABO_009 | 900 | MISC | [5 empty] | 1 |  |  | 0 | 0.5 | 1 | NoMat?
Connecting up to Fire alarm interface
3 | m |  | Conduit Galv. 20mm RATE |  |  | COGV_011 | 690 | BAR | 20mm |  |  |  |  | 1 | 1994-12-01 | 3.66 | 10.98 | 0.2 | 0.6
3 | m |  | Fire Resistant Cable CWZ 2c+E 1.5 mm2 |  |  | CASP_014 | 617 | (__) | [5 empty] | 2 | 2011-08-12 | 1.5 | 4.5 | 0.07 | 0.21
2 | No |  | Gland Skintop EExeII 16 x 1.0 (2-4core) |  |  | CAAC_086 | 620 | (__) | [5 empty] | 2 | 2004-06-10 | 1.65 | 3.3 | 0.1 | 0.2
2 | No |  | Cable Marker Wrap Around Type |  |  | CAAC_025 | 620 | (__) | [5 empty] | 2 |  | 0.2 | 0.4 | 0.03 | 0.06
6 | No |  | Cable Lug 1.5 mm2 |  |  | CAAC_004 | 620 | CTT | [5 empty] | 2 | 1994-12-01 | 0.05 | 0.3 | 0.01 | 0.06
1 | No |  | Labour to connect Mech Equip (FIX 3) |  | to interface | LABO_009 | 900 | MISC | [5 empty] | 1 |  |  | 0 | 0.5 | 0.5 | NoMat?
[17 empty] | 0 |  | 0
d> | 0 | [8 empty] | mu_A | SUBI | [5 empty] | 312.76 |  | 39.99 | [8 empty] | 312.76
|  |  | ECA | 7411.31 | 7411.31 |  |  |  |  | mu_B | SUBI
1 | No |  | Control Panel 1 | VCP-WH | Supply Only - Raymond 10.04.2025 | CPAN_259 | 570 | (__) | [5 empty] | 2 | 2005-04-01 | 6871.95 | 6871.95 |  | 0
1 | No |  | Control Panel 1 | Technician Pairs | Supply Only - Raymond 10.04.2025 | CPAN_259 | 570 | (__) | [5 empty] | 2 | 2005-04-01 |  | 0 | 16 | 16
2 | No |  | BMS Equipment General |  | Temperature sensors | BMSE_004 | 512 | (__) | [5 empty] | 2 |  | 50 | 100 |  | 0
[17 empty] | 0 |  | 0
d> | 0 | [8 empty] | mu_B | SUBI | [5 empty] | 6971.95 |  | 16 | [8 empty] | 6971.95
[6 empty] | ICOST |  |  |  |  | ITEM | [5 empty] | 7284.71 |  | 55.99
|  |  |  | Sell Rate | Sell Total |  |  |  |  | IB | [17 empty] | U_M_Sell | T_M_Sell | U_L_Sell | T_L_Sell | Total_Sell | T_M_Cost | T_L_Phr | Mat/Lab=1
1 | L.S |  | Item: 2.16199999999998 | 1374.75 | 1374.75 | ISELL |  |  |  |  | ITEM | [7 empty] | mu :1 | [8 empty] | 1000.47 | 1000.47 | 374.28 | 374.28 | 1374.75 | 1000.47 | 13.63 | 1014.1
|  |  | Ventilation Control Panel 'VCP-OL1' as per schematic | [6 empty] | n
|  |  |  | 0 | Discrepancy
|  |  | Electrical | 306.46 | 306.46 |  |  |  |  | mu_A | SUBI
1 | No |  | Control Panel 1 | VCP-OL1 | Installation Only | CPAN_259 | 570 | (__) | [5 empty] | 2 | 2005-04-01 |  | 0 | 7 | 7
1 | No |  | Erection Material |  |  | EMAT_063 | 501 | (__) |  | 01-002 |  |  |  | 1 |  | 50 | 50 |  | 0
Connecting up to Fire alarm interface
3 | m |  | Conduit Galv. 20mm RATE |  |  | COGV_011 | 690 | BAR | 20mm |  |  |  |  | 1 | 1994-12-01 | 3.66 | 10.98 | 0.2 | 0.6
3 | m |  | Fire Resistant Cable CWZ 2c+E 1.5 mm2 |  |  | CASP_014 | 617 | (__) | [5 empty] | 2 | 2011-08-12 | 1.5 | 4.5 | 0.07 | 0.21
2 | No |  | Gland Skintop EExeII 16 x 1.0 (2-4core) |  |  | CAAC_086 | 620 | (__) | [5 empty] | 2 | 2004-06-10 | 1.65 | 3.3 | 0.1 | 0.2
2 | No |  | Cable Marker Wrap Around Type |  |  | CAAC_025 | 620 | (__) | [5 empty] | 2 |  | 0.2 | 0.4 | 0.03 | 0.06
6 | No |  | Cable Lug 1.5 mm2 |  |  | CAAC_004 | 620 | CTT | [5 empty] | 2 | 1994-12-01 | 0.05 | 0.3 | 0.01 | 0.06
1 | No |  | Labour to connect Mech Equip (FIX 3) |  | to interface | LABO_009 | 900 | MISC | [5 empty] | 1 |  |  | 0 | 0.5 | 0.5 | NoMat?
[17 empty] | 0 |  | 0
d> | 0 | [8 empty] | mu_A | SUBI | [5 empty] | 69.48 |  | 8.63 | [8 empty] | 69.48
|  |  | ECA | 1068.29 | 1068.29 |  |  |  |  | mu_B | SUBI
1 | No |  | Control Panel 1 | VCP-OL1 | Supply Only - Raymond 10.04.2025 | CPAN_259 | 570 | (__) | [5 empty] | 2 | 2005-04-01 | 930.99 | 930.99 |  | 0
1 | No |  | Control Panel 1 | Technician Pairs | Supply Only - Raymond 10.04.2025 | CPAN_259 | 570 | (__) | [5 empty] | 2 | 2005-04-01 |  | 0 | 5 | 5
[17 empty] | 0 |  | 0
d> | 0 | [8 empty] | mu_B | SUBI | [5 empty] | 930.99 |  | 5 | [8 empty] | 930.99
[6 empty] | ICOST |  |  |  |  | ITEM | [5 empty] | 1000.47 |  | 13.63
|  |  |  | Sell Rate | Sell Total |  |  |  |  | IB | [17 empty] | U_M_Sell | T_M_Sell | U_L_Sell | T_L_Sell | Total_Sell | T_M_Cost | T_L_Phr | Mat/Lab=1
1 | L.S |  | Item: 2.16299999999998 | 1521.35 | 1521.35 | ISELL |  |  |  |  | ITEM | [7 empty] | mu :1 | [8 empty] | 1147.07 | 1147.07 | 374.28 | 374.28 | 1521.35 | 1147.07 | 13.63 | 1160.7
|  |  | Ventilation Control Panel 'VCP-AB' as per schematic | [6 empty] | n
|  |  |  | 0 | Discrepancy
|  |  | Electrical | 306.46 | 306.46 |  |  |  |  | mu_A | SUBI
1 | No |  | Control Panel 1 | VCP-AB | Installation Only | CPAN_259 | 570 | (__) | [5 empty] | 2 | 2005-04-01 |  | 0 | 7 | 7
1 | No |  | Erection Material |  |  | EMAT_063 | 501 | (__) |  | 01-002 |  |  |  | 1 |  | 50 | 50 |  | 0
Connecting up to Fire alarm interface
3 | m |  | Conduit Galv. 20mm RATE |  |  | COGV_011 | 690 | BAR | 20mm |  |  |  |  | 1 | 1994-12-01 | 3.66 | 10.98 | 0.2 | 0.6
3 | m |  | Fire Resistant Cable CWZ 2c+E 1.5 mm2 |  |  | CASP_014 | 617 | (__) | [5 empty] | 2 | 2011-08-12 | 1.5 | 4.5 | 0.07 | 0.21
2 | No |  | Gland Skintop EExeII 16 x 1.0 (2-4core) |  |  | CAAC_086 | 620 | (__) | [5 empty] | 2 | 2004-06-10 | 1.65 | 3.3 | 0.1 | 0.2
2 | No |  | Cable Marker Wrap Around Type |  |  | CAAC_025 | 620 | (__) | [5 empty] | 2 |  | 0.2 | 0.4 | 0.03 | 0.06
6 | No |  | Cable Lug 1.5 mm2 |  |  | CAAC_004 | 620 | CTT | [5 empty] | 2 | 1994-12-01 | 0.05 | 0.3 | 0.01 | 0.06
1 | No |  | Labour to connect Mech Equip (FIX 3) |  | to interface | LABO_009 | 900 | MISC | [5 empty] | 1 |  |  | 0 | 0.5 | 0.5 | NoMat?
[17 empty] | 0 |  | 0
d> | 0 | [8 empty] | mu_A | SUBI | [5 empty] | 69.48 |  | 8.63 | [8 empty] | 69.48
|  |  | ECA | 1214.89 | 1214.89 |  |  |  |  | mu_B | SUBI
1 | No |  | Control Panel 1 | VCP-AB | Supply Only - Raymond 10.04.2025 | CPAN_259 | 570 | (__) | [5 empty] | 2 | 2005-04-01 | 1077.59 | 1077.59 |  | 0
1 | No |  | Control Panel 1 | Technician Pairs | Supply Only - Raymond 10.04.2025 | CPAN_259 | 570 | (__) | [5 empty] | 2 | 2005-04-01 |  | 0 | 5 | 5
[17 empty] | 0 |  | 0
d> | 0 | [8 empty] | mu_B | SUBI | [5 empty] | 1077.59 |  | 5 | [8 empty] | 1077.59
[6 empty] | ICOST |  |  |  |  | ITEM | [5 empty] | 1147.07 |  | 13.63
|  |  |  | Sell Rate | Sell Total |  |  |  |  | IB | [17 empty] | U_M_Sell | T_M_Sell | U_L_Sell | T_L_Sell | Total_Sell | T_M_Cost | T_L_Phr | Mat/Lab=1
1 | L.S |  | Item: 2.16399999999998 | 1381.04 | 1381.04 | ISELL |  |  |  |  | ITEM | [7 empty] | mu :1 | [8 empty] | 1034.22 | 1034.22 | 346.82 | 346.82 | 1381.04 | 1034.22 | 12.63 | 1046.85
|  |  | Ventilation Control Panel 'VCP-OL2' as per schematic | [6 empty] | n
|  |  |  | 0 | Discrepancy
|  |  | Electrical | 279 | 279 |  |  |  |  | mu_A | SUBI
1 | No |  | Control Panel 1 | VCP-OL2 | Installation Only | CPAN_259 | 570 | (__) | [5 empty] | 2 | 2005-04-01 |  | 0 | 6 | 6
1 | No |  | Erection Material |  |  | EMAT_063 | 501 | (__) |  | 01-002 |  |  |  | 1 |  | 50 | 50 |  | 0
Connecting up to Fire alarm interface
3 | m |  | Conduit Galv. 20mm RATE |  |  | COGV_011 | 690 | BAR | 20mm |  |  |  |  | 1 | 1994-12-01 | 3.66 | 10.98 | 0.2 | 0.6
3 | m |  | Fire Resistant Cable CWZ 2c+E 1.5 mm2 |  |  | CASP_014 | 617 | (__) | [5 empty] | 2 | 2011-08-12 | 1.5 | 4.5 | 0.07 | 0.21
2 | No |  | Gland Skintop EExeII 16 x 1.0 (2-4core) |  |  | CAAC_086 | 620 | (__) | [5 empty] | 2 | 2004-06-10 | 1.65 | 3.3 | 0.1 | 0.2
2 | No |  | Cable Marker Wrap Around Type |  |  | CAAC_025 | 620 | (__) | [5 empty] | 2 |  | 0.2 | 0.4 | 0.03 | 0.06
6 | No |  | Cable Lug 1.5 mm2 |  |  | CAAC_004 | 620 | CTT | [5 empty] | 2 | 1994-12-01 | 0.05 | 0.3 | 0.01 | 0.06
1 | No |  | Labour to connect Mech Equip (FIX 3) |  | to interface | LABO_009 | 900 | MISC | [5 empty] | 1 |  |  | 0 | 0.5 | 0.5 | NoMat?
[17 empty] | 0 |  | 0
d> | 0 | [8 empty] | mu_A | SUBI | [5 empty] | 69.48 |  | 7.63 | [8 empty] | 69.48
|  |  | ECA | 1102.04 | 1102.04 |  |  |  |  | mu_B | SUBI
1 | No |  | Control Panel 1 | VCP-OL2 | Supply Only - Raymond 10.04.2025 | CPAN_259 | 570 | (__) | [5 empty] | 2 | 2005-04-01 | 964.74 | 964.74 |  | 0
1 | No |  | Control Panel 1 | Technician Pairs | Supply Only - Raymond 10.04.2025 | CPAN_259 | 570 | (__) | [5 empty] | 2 | 2005-04-01 |  | 0 | 5 | 5
[17 empty] | 0 |  | 0
d> | 0 | [8 empty] | mu_B | SUBI | [5 empty] | 964.74 |  | 5 | [8 empty] | 964.74
[6 empty] | ICOST |  |  |  |  | ITEM | [5 empty] | 1034.22 |  | 12.63
|  |  |  | Sell Rate | Sell Total |  |  |  |  | IB | [17 empty] | U_M_Sell | T_M_Sell | U_L_Sell | T_L_Sell | Total_Sell | T_M_Cost | T_L_Phr | Mat/Lab=1
1 | L.S |  | Item: 2.16499999999998 | 1442.25 | 1442.25 | ISELL |  |  |  |  | ITEM | [7 empty] | mu :1 | [8 empty] | 1067.97 | 1067.97 | 374.28 | 374.28 | 1442.25 | 1067.97 | 13.63 | 1081.6
|  |  | Ventilation Control Panel 'VCP-OL3' as per schematic | [6 empty] | n
|  |  |  | 0 | Discrepancy
|  |  | Electrical | 306.46 | 306.46 |  |  |  |  | mu_A | SUBI
1 | No |  | Control Panel 1 | VCP-OL3 | Installation Only | CPAN_259 | 570 | (__) | [5 empty] | 2 | 2005-04-01 |  | 0 | 7 | 7
1 | No |  | Erection Material |  |  | EMAT_063 | 501 | (__) |  | 01-002 |  |  |  | 1 |  | 50 | 50 |  | 0
Connecting up to Fire alarm interface
3 | m |  | Conduit Galv. 20mm RATE |  |  | COGV_011 | 690 | BAR | 20mm |  |  |  |  | 1 | 1994-12-01 | 3.66 | 10.98 | 0.2 | 0.6
3 | m |  | Fire Resistant Cable CWZ 2c+E 1.5 mm2 |  |  | CASP_014 | 617 | (__) | [5 empty] | 2 | 2011-08-12 | 1.5 | 4.5 | 0.07 | 0.21
2 | No |  | Gland Skintop EExeII 16 x 1.0 (2-4core) |  |  | CAAC_086 | 620 | (__) | [5 empty] | 2 | 2004-06-10 | 1.65 | 3.3 | 0.1 | 0.2
2 | No |  | Cable Marker Wrap Around Type |  |  | CAAC_025 | 620 | (__) | [5 empty] | 2 |  | 0.2 | 0.4 | 0.03 | 0.06
6 | No |  | Cable Lug 1.5 mm2 |  |  | CAAC_004 | 620 | CTT | [5 empty] | 2 | 1994-12-01 | 0.05 | 0.3 | 0.01 | 0.06
1 | No |  | Labour to connect Mech Equip (FIX 3) |  | to interface | LABO_009 | 900 | MISC | [5 empty] | 1 |  |  | 0 | 0.5 | 0.5 | NoMat?
[17 empty] | 0 |  | 0
d> | 0 | [8 empty] | mu_A | SUBI | [5 empty] | 69.48 |  | 8.63 | [8 empty] | 69.48
|  |  | ECA | 1135.79 | 1135.79 |  |  |  |  | mu_B | SUBI
1 | No |  | Control Panel 1 | VCP-OL3 | Supply Only - Raymond 10.04.2025 | CPAN_259 | 570 | (__) | [5 empty] | 2 | 2005-04-01 | 998.49 | 998.49 |  | 0
1 | No |  | Control Panel 1 | Technician Pairs | Supply Only - Raymond 10.04.2025 | CPAN_259 | 570 | (__) | [5 empty] | 2 | 2005-04-01 |  | 0 | 5 | 5
[17 empty] | 0 |  | 0
d> | 0 | [8 empty] | mu_B | SUBI | [5 empty] | 998.49 |  | 5 | [8 empty] | 998.49
[6 empty] | ICOST |  |  |  |  | ITEM | [5 empty] | 1067.97 |  | 13.63
TB
t
Automatic Opening Smoke Venting System
|  |  |  | Sell Rate | Sell Total |  |  |  |  | IB | [17 empty] | U_M_Sell | T_M_Sell | U_L_Sell | T_L_Sell | Total_Sell | T_M_Cost | T_L_Phr | Mat/Lab=1
1 | L.S |  | Item: 2.16599999999998 | 638.93 | 638.93 | ISELL |  |  |  | mu_A | ITEM | [7 empty] | mu :1 | [8 empty] | 197.1 | 197.1 | 441.83 | 441.83 | 638.93 | 197.1 | 16.09 | 213.19
Supply, install and connect Automatic Opening Vents Control Panel "CP-AOV" as indicated in the drawings and specifications, including all power supplies, battery backup, control cables, contactors, timers, overload protection, FAP interface, visual and audible alarm, resettable break glass etc.. for a complete system.
|  |  | Connecting up of Panel | [13 empty] | 0 |  | 0
1 | No |  | BMS EQUIPMENT |  | By Mercor | BMSE_001 | 512 | (__) | [5 empty] | 3 |  |  | 0 | 8 | 8
1 | No |  | Erection Material |  |  | EMAT_063 | 501 | (__) |  | 01-002 |  |  |  | 1 |  | 100 | 100 |  | 0
Fire Alarm interface
Connecting up to Fire alarm interface - 5No.
15 | m |  | Conduit Galv. 20mm RATE |  |  | COGV_011 | 690 | BAR | 20mm |  |  |  |  | 1 | 1994-12-01 | 3.66 | 54.9 | 0.2 | 3
15 | m |  | Fire Resistant Cable CWZ 2c+E 1.5 mm2 |  |  | CASP_014 | 617 | (__) | [5 empty] | 2 | 2011-08-12 | 1.5 | 22.5 | 0.07 | 1.05
10 | No |  | Gland Skintop EExeII 16 x 1.0 (2-4core) |  |  | CAAC_086 | 620 | (__) | [5 empty] | 2 | 2004-06-10 | 1.65 | 16.5 | 0.1 | 1
10 | No |  | Cable Marker Wrap Around Type |  |  | CAAC_025 | 620 | (__) | [5 empty] | 2 |  | 0.2 | 2 | 0.03 | 0.3
24 | No |  | Cable Lug 1.5 mm2 |  |  | CAAC_004 | 620 | CTT | [5 empty] | 2 | 1994-12-01 | 0.05 | 1.2 | 0.01 | 0.24
5 | No |  | Labour to connect Mech Equip (FIX 3) |  | to interface | LABO_009 | 900 | MISC | [5 empty] | 1 |  |  | 0 | 0.5 | 2.5 | NoMat?
[17 empty] | 0 |  | 0
d> | 0 |  |  |  |  | ICOST |  |  |  | mu_A | ITEM | [5 empty] | 197.1 |  | 16.09
|  |  |  | Sell Rate | Sell Total |  |  |  |  | IB | [17 empty] | U_M_Sell | T_M_Sell | U_L_Sell | T_L_Sell | Total_Sell | T_M_Cost | T_L_Phr | Mat/Lab=1
24 | No |  | Item: 2.16699999999998 | 694.83 | 16675.92 | ISELL |  |  |  |  | ITEM | [7 empty] | mu :1 | [8 empty] | 591.47 | 14195.28 | 103.36 | 2480.64 | 16675.92 | 14195.24 | 90.34 | 342853.92
Cabling from Automatic Vents Control Panels to individual Automatic Vent Actuators and local AOV controllers, c/w the supply of all necessary wiring, conduits, control cable, fixings etc., including all associated wiring and accessories for a complete installation as per specs
|  |  |  | -0.06 | Discrepancy
|  |  | Electrical | 16346.46 | 16346.46 |  |  |  |  | mu_A | SUBI
1450 | m |  | Wiring Cable 3c 4.0 mm2 PVC/PVC Non-Arm |  | CWZ/LSZH | CAMC_050 | 616 | CRO | 4.0mm2 | 03-006 |  |  |  | 2 |  | 8.95 | 12977.5 | 0.03 | 43.5
52 | No |  | Gland 20 A2 BRASS |  |  | CAAC_026 | 620 | CMP | [5 empty] | 2 | 1997-01-01 | 4.12 | 214.24 | 0.25 | 13
48 | m |  | Cable Marker 8 digit c/w Carrier Strip |  |  | CAAC_091 | 620 | (__) | [5 empty] | 2 | 2004-06-10 | 0.25 | 12 | 0.08 | 3.84
580 | No |  | Cable Clip 22mm PVC |  |  | CONS_007 | 875 | (__) |  | 01-002 |  |  |  | 1 | 1994-12-01 | 0.05 | 29 |  | 0
1450 | No |  | Cable Tie 225mm |  | Steel | CONS_009 | 875 | (__) |  | 01-003 |  |  |  | 1 | 1994-12-01 | 0.25 | 362.5 |  | 0
24 | No |  | Enclosure Metal |  | Junction boxes | CPAN_035 | 570 | (__) | [5 empty] | 2 | 1995-01-01 | 25 | 600 | 0.5 | 12
24 | No |  | Labour to connect Mech Equip (FIX 3) |  |  | LABO_009 | 900 | MISC | [5 empty] | 1 |  |  | 0 | 0.25 | 6
[17 empty] | 0 |  | 0
d> | 0 | [8 empty] | mu_A | SUBI | [5 empty] | 14195.24 |  | 78.34 | [8 empty] | 14195.24
|  |  | ECA | 329.52 | 329.46 |  |  |  |  | mu_B | SUBI
24 | LS |  | Testing & Commissioning (by Technician) |  |  | COMM_002 | 902 | MISC | [5 empty] | 3 | 1996-01-08 |  | 0 | 0.5 | 12
[17 empty] | 0 |  | 0
d> | 0 | [8 empty] | mu_B | SUBI | [5 empty] | 0 |  | 12 | [8 empty] | 0
[6 empty] | ICOST |  |  |  |  | ITEM | [5 empty] | 14195.24 |  | 90.34
|  |  |  | Sell Rate | Sell Total |  |  |  |  | IB | [17 empty] | U_M_Sell | T_M_Sell | U_L_Sell | T_L_Sell | Total_Sell | T_M_Cost | T_L_Phr | Mat/Lab=1
24 | No |  | Item: 2.16799999999998 | 0 | 0 | ISELL |  |  |  | mu_A | ITEM |  |  |  |  | Mechanical |  |  | 0.00 | [8 empty] | 0 | 0 | 0 | 0 | 0 | 0 | 0 | 0
|  |  | Supply, install and connect AOV actuators as per specs | [6 empty] | n
[17 empty] | 0 |  | 0
d> | 0 |  |  |  |  | ICOST |  |  |  | mu_A | ITEM | [5 empty] | 0 |  | 0
TB
t
Centralised Fire Damper Control System
|  |  |  | Sell Rate | Sell Total |  |  |  |  | IB | [17 empty] | U_M_Sell | T_M_Sell | U_L_Sell | T_L_Sell | Total_Sell | T_M_Cost | T_L_Phr | Mat/Lab=1
1 | L.S |  | Item: 2.16899999999998 | 3031.9 | 3031.9 | ISELL |  |  |  |  | ITEM | [7 empty] | mu :1 | [8 empty] | 2620 | 2620 | 411.9 | 411.9 | 3031.9 | 2620 | 15 | 2635
Supply, install and connect Motorised Fire Damper Control Panel/s "FDCP" as indicated in the drawings and specifications. Control Panel/s to be interfaced with the Fire Alarm Panel.
|  |  |  | 0 | Discrepancy
|  |  | Electrical | 349.52 | 349.52 |  |  |  |  | mu_A | SUBI
1 | No |  | Control Panel 1 |  | FDCP - Install Only | CPAN_259 | 570 | (__) | [5 empty] | 2 | 2005-04-01 |  | 0 | 12 | 12
1 | No |  | Erection Material |  |  | EMAT_063 | 501 | (__) |  | 01-002 |  |  |  | 1 |  | 20 | 20 |  | 0
[17 empty] | 0 |  | 0
d> | 0 | [8 empty] | mu_A | SUBI | [5 empty] | 20 |  | 12 | [8 empty] | 20
|  |  | ECA | 2682.38 | 2682.38 |  |  |  |  | mu_B | SUBI
1 | No |  | Control Panel 1 | Raymond | FDCP - Supply Only | CPAN_259 | 570 | (__) | [5 empty] | 2 | 2005-04-01 | 2600 | 2600 | 3 | 3
[17 empty] | 0 |  | 0
d> | 0 | [8 empty] | mu_B | SUBI | [5 empty] | 2600 |  | 3 | [8 empty] | 2600
|  |  | 0 | 0 | 0 |  |  |  |  | mu_C | SUBI
| >>> mu_C material here >>> | [15 empty] | 0 |  | 0
[17 empty] | 0 |  | 0
[17 empty] | 0 |  | 0
d> | 0 | [8 empty] | mu_C | SUBI | [5 empty] | 0 |  | 0 | [8 empty] | 0
[6 empty] | ICOST |  |  |  |  | ITEM | [5 empty] | 2620 |  | 15
|  |  |  | Sell Rate | Sell Total |  |  |  |  | IB | [17 empty] | U_M_Sell | T_M_Sell | U_L_Sell | T_L_Sell | Total_Sell | T_M_Cost | T_L_Phr | Mat/Lab=1
26 | No |  | Item: 2.16999999999998 | 437 | 11362 | ISELL |  |  |  |  | ITEM | [7 empty] | mu :1 | [8 empty] | 330.73 | 8598.98 | 106.27 | 2763.02 | 11362 | 8598.98 | 100.62 | 226189.6
|  |  | Cabling from Fire Damper Control Panel/s to individual addressable Fire Dampers, c/w the supply of all necessary damper decoders, wiring between damper and decoder, conduits, control cable, fixings etc., including all associated wiring and accessories for a complete installation as per system type. | [6 empty] | n
|  |  |  | -0.01 | Discrepancy
|  |  | Electrical | 11005.03 | 11005.03 |  |  |  |  | mu_A | SUBI
|  | h | [ELM25_0085_Quintano_Elec_Mech_HVAC_Est_Rev_B.xlsx]Elec_Rates!$D$100 |  |  | RATE_AAA
26 | 1 | 26 | 001# SFDI adjacent to each damper. |  | Local Rate | RTLO_002 | [9 empty] | 330.73 | 8598.98 | 3.37 | 87.62
[17 empty] | 0 |  | 0
d> | 0 | [8 empty] | mu_A | SUBI | [5 empty] | 8598.98 |  | 87.62 | [8 empty] | 8598.98
|  |  | ECA | 356.98 | 356.97 |  |  |  |  | mu_B | SUBI
26 | LS |  | Testing & Commissioning (by Technician) |  | Raymond | COMM_002 | 902 | MISC | [5 empty] | 3 | 1996-01-08 |  | 0 | 0.5 | 13
[17 empty] | 0 |  | 0
[17 empty] | 0 |  | 0
d> | 0 | [8 empty] | mu_B | SUBI | [5 empty] | 0 |  | 13 | [8 empty] | 0
[6 empty] | ICOST |  |  |  |  | ITEM | [5 empty] | 8598.98 |  | 100.62
SB
| -0.0624 |  | PAGE: |  | 65837.31 | [5 empty] | PAGE | [5 empty] | 53935.11 |  | 433.44
| Discy: |  |  |  | PAGE SELL | [11 empty] | PAGE MAT |  | PAGE LAB
SB
| -0.1238 |  | SECTION: |  | 77880.72 | [5 empty] | SECT | [5 empty] | 59282.735 |  | 677.28
| Discy: |  |  |  | SECT SELL | [11 empty] | SECT MAT |  | SECT LAB
TB
|  | t | Item: 3
AIR CONDITIONING SYSTEM
TB
t
VRF SYSTEMS
TB
t
OUTDOOR UNITS (2-pipe systems)
|  |  |  | Sell Rate | Sell Total |  |  |  |  | IB | [17 empty] | U_M_Sell | T_M_Sell | U_L_Sell | T_L_Sell | Total_Sell | T_M_Cost | T_L_Phr | Mat/Lab=1
1 | No |  | Item: 3.001 | 0 | 0 | ISELL |  |  |  |  | ITEM |  |  |  |  | By Mechancial Sub Contractor |  |  | 0.00 | [8 empty] | 0 | 0 | 0 | 0 | 0 | 0 | 0 | 0
Supply, Install, connect and commission, including all supports, etc., reverse cycle heat pump/VRF system S-14 outdoor unit 30 kW cooling capacity c/w all electrical connections, controls, drains, etc. for a complete system.
|  |  |  | 0 | Discrepancy
|  |  | Electrical | 0 | 0 |  |  |  |  | mu_A | SUBI
| >>> mu_A material here >>> | [15 empty] | 0 |  | 0
[17 empty] | 0 |  | 0
[17 empty] | 0 |  | 0
d> | 0 | [8 empty] | mu_A | SUBI | [5 empty] | 0 |  | 0 | [8 empty] | 0
|  |  | ECA | 0 | 0 |  |  |  |  | mu_B | SUBI
| >>> mu_B material here >>> | [15 empty] | 0 |  | 0
[17 empty] | 0 |  | 0
[17 empty] | 0 |  | 0
d> | 0 | [8 empty] | mu_B | SUBI | [5 empty] | 0 |  | 0 | [8 empty] | 0
|  |  | 0 | 0 | 0 |  |  |  |  | mu_C | SUBI
| >>> mu_C material here >>> | [15 empty] | 0 |  | 0
[17 empty] | 0 |  | 0
[17 empty] | 0 |  | 0
d> | 0 | [8 empty] | mu_C | SUBI | [5 empty] | 0 |  | 0 | [8 empty] | 0
[6 empty] | ICOST |  |  |  |  | ITEM | [5 empty] | 0 |  | 0
|  |  |  | Sell Rate | Sell Total |  |  |  |  | IB | [17 empty] | U_M_Sell | T_M_Sell | U_L_Sell | T_L_Sell | Total_Sell | T_M_Cost | T_L_Phr | Mat/Lab=1
1 | No |  | Item: 3.002 | 0 | 0 | ISELL |  |  |  |  | ITEM |  |  |  |  | By Mechancial Sub Contractor |  |  | 0.00 | [8 empty] | 0 | 0 | 0 | 0 | 0 | 0 | 0 | 0
Supply, Install, connect and commission, including all supports, etc., reverse cycle heat pump/VRF system S-15 outdoor unit 30 kW cooling capacity c/w all electrical connections, controls, drains, etc. for a complete system.
|  |  |  | 0 | Discrepancy
|  |  | Electrical | 0 | 0 |  |  |  |  | mu_A | SUBI
| >>> mu_A material here >>> | [15 empty] | 0 |  | 0
[17 empty] | 0 |  | 0
[17 empty] | 0 |  | 0
d> | 0 | [8 empty] | mu_A | SUBI | [5 empty] | 0 |  | 0 | [8 empty] | 0
|  |  | ECA | 0 | 0 |  |  |  |  | mu_B | SUBI
| >>> mu_B material here >>> | [15 empty] | 0 |  | 0
[17 empty] | 0 |  | 0
[17 empty] | 0 |  | 0
d> | 0 | [8 empty] | mu_B | SUBI | [5 empty] | 0 |  | 0 | [8 empty] | 0
|  |  | 0 | 0 | 0 |  |  |  |  | mu_C | SUBI
| >>> mu_C material here >>> | [15 empty] | 0 |  | 0
[17 empty] | 0 |  | 0
[17 empty] | 0 |  | 0
d> | 0 | [8 empty] | mu_C | SUBI | [5 empty] | 0 |  | 0 | [8 empty] | 0
[6 empty] | ICOST |  |  |  |  | ITEM | [5 empty] | 0 |  | 0
|  |  |  | Sell Rate | Sell Total |  |  |  |  | IB | [17 empty] | U_M_Sell | T_M_Sell | U_L_Sell | T_L_Sell | Total_Sell | T_M_Cost | T_L_Phr | Mat/Lab=1
1 | No |  | Item: 3.003 | 0 | 0 | ISELL |  |  |  |  | ITEM |  |  |  |  | By Mechancial Sub Contractor |  |  | 0.00 | [8 empty] | 0 | 0 | 0 | 0 | 0 | 0 | 0 | 0
Supply, Install, connect and commission, including all supports, etc., reverse cycle heat pump/VRF system S-16 outdoor unit 45 kW cooling capacity c/w all electrical connections, controls, drains, etc. for a complete system.
|  |  |  | 0 | Discrepancy
|  |  | Electrical | 0 | 0 |  |  |  |  | mu_A | SUBI
| >>> mu_A material here >>> | [15 empty] | 0 |  | 0
[17 empty] | 0 |  | 0
[17 empty] | 0 |  | 0
d> | 0 | [8 empty] | mu_A | SUBI | [5 empty] | 0 |  | 0 | [8 empty] | 0
|  |  | ECA | 0 | 0 |  |  |  |  | mu_B | SUBI
| >>> mu_B material here >>> | [15 empty] | 0 |  | 0
[17 empty] | 0 |  | 0
[17 empty] | 0 |  | 0
d> | 0 | [8 empty] | mu_B | SUBI | [5 empty] | 0 |  | 0 | [8 empty] | 0
|  |  | 0 | 0 | 0 |  |  |  |  | mu_C | SUBI
| >>> mu_C material here >>> | [15 empty] | 0 |  | 0
[17 empty] | 0 |  | 0
[17 empty] | 0 |  | 0
d> | 0 | [8 empty] | mu_C | SUBI | [5 empty] | 0 |  | 0 | [8 empty] | 0
[6 empty] | ICOST |  |  |  |  | ITEM | [5 empty] | 0 |  | 0
|  |  |  | Sell Rate | Sell Total |  |  |  |  | IB | [17 empty] | U_M_Sell | T_M_Sell | U_L_Sell | T_L_Sell | Total_Sell | T_M_Cost | T_L_Phr | Mat/Lab=1
1 | No |  | Item: 3.004 | 0 | 0 | ISELL |  |  |  |  | ITEM |  |  |  |  | By Mechancial Sub Contractor |  |  | 0.00 | [8 empty] | 0 | 0 | 0 | 0 | 0 | 0 | 0 | 0
Supply, Install, connect and commission, including all supports, etc., reverse cycle heat pump/VRF system S-17 outdoor unit 50 kW cooling capacity c/w all electrical connections, controls, drains, etc. for a complete system.
|  |  |  | 0 | Discrepancy
|  |  | Electrical | 0 | 0 |  |  |  |  | mu_A | SUBI
| >>> mu_A material here >>> | [15 empty] | 0 |  | 0
[17 empty] | 0 |  | 0
[17 empty] | 0 |  | 0
d> | 0 | [8 empty] | mu_A | SUBI | [5 empty] | 0 |  | 0 | [8 empty] | 0
|  |  | ECA | 0 | 0 |  |  |  |  | mu_B | SUBI
| >>> mu_B material here >>> | [15 empty] | 0 |  | 0
[17 empty] | 0 |  | 0
[17 empty] | 0 |  | 0
d> | 0 | [8 empty] | mu_B | SUBI | [5 empty] | 0 |  | 0 | [8 empty] | 0
|  |  | 0 | 0 | 0 |  |  |  |  | mu_C | SUBI
| >>> mu_C material here >>> | [15 empty] | 0 |  | 0
[17 empty] | 0 |  | 0
[17 empty] | 0 |  | 0
d> | 0 | [8 empty] | mu_C | SUBI | [5 empty] | 0 |  | 0 | [8 empty] | 0
[6 empty] | ICOST |  |  |  |  | ITEM | [5 empty] | 0 |  | 0
|  |  |  | Sell Rate | Sell Total |  |  |  |  | IB | [17 empty] | U_M_Sell | T_M_Sell | U_L_Sell | T_L_Sell | Total_Sell | T_M_Cost | T_L_Phr | Mat/Lab=1
1 | No |  | Item: 3.005 | 0 | 0 | ISELL |  |  |  |  | ITEM |  |  |  |  | By Mechancial Sub Contractor |  |  | 0.00 | [8 empty] | 0 | 0 | 0 | 0 | 0 | 0 | 0 | 0
Supply, Install, connect and commission, including all supports, etc., reverse cycle heat pump/VRF system S-18 outdoor unit 45 kW cooling capacity c/w all electrical connections, controls, drains, etc. for a complete system.
|  |  |  | 0 | Discrepancy
|  |  | Electrical | 0 | 0 |  |  |  |  | mu_A | SUBI
| >>> mu_A material here >>> | [15 empty] | 0 |  | 0
[17 empty] | 0 |  | 0
[17 empty] | 0 |  | 0
d> | 0 | [8 empty] | mu_A | SUBI | [5 empty] | 0 |  | 0 | [8 empty] | 0
|  |  | ECA | 0 | 0 |  |  |  |  | mu_B | SUBI
| >>> mu_B material here >>> | [15 empty] | 0 |  | 0
[17 empty] | 0 |  | 0
[17 empty] | 0 |  | 0
d> | 0 | [8 empty] | mu_B | SUBI | [5 empty] | 0 |  | 0 | [8 empty] | 0
|  |  | 0 | 0 | 0 |  |  |  |  | mu_C | SUBI
| >>> mu_C material here >>> | [15 empty] | 0 |  | 0
[17 empty] | 0 |  | 0
[17 empty] | 0 |  | 0
d> | 0 | [8 empty] | mu_C | SUBI | [5 empty] | 0 |  | 0 | [8 empty] | 0
[6 empty] | ICOST |  |  |  |  | ITEM | [5 empty] | 0 |  | 0
|  |  |  | Sell Rate | Sell Total |  |  |  |  | IB | [17 empty] | U_M_Sell | T_M_Sell | U_L_Sell | T_L_Sell | Total_Sell | T_M_Cost | T_L_Phr | Mat/Lab=1
1 | No |  | Item: 3.006 | 0 | 0 | ISELL |  |  |  |  | ITEM |  |  |  |  | By Mechancial Sub Contractor |  |  | 0.00 | [8 empty] | 0 | 0 | 0 | 0 | 0 | 0 | 0 | 0
Supply, Install, connect and commission, including all supports, etc., reverse cycle heat pump/VRF system S-19 outdoor unit 25 kW cooling capacity c/w all electrical connections, controls, drains, etc. for a complete system.
|  |  |  | 0 | Discrepancy
|  |  | Electrical | 0 | 0 |  |  |  |  | mu_A | SUBI
| >>> mu_A material here >>> | [15 empty] | 0 |  | 0
[17 empty] | 0 |  | 0
[17 empty] | 0 |  | 0
d> | 0 | [8 empty] | mu_A | SUBI | [5 empty] | 0 |  | 0 | [8 empty] | 0
|  |  | ECA | 0 | 0 |  |  |  |  | mu_B | SUBI
| >>> mu_B material here >>> | [15 empty] | 0 |  | 0
[17 empty] | 0 |  | 0
[17 empty] | 0 |  | 0
d> | 0 | [8 empty] | mu_B | SUBI | [5 empty] | 0 |  | 0 | [8 empty] | 0
|  |  | 0 | 0 | 0 |  |  |  |  | mu_C | SUBI
| >>> mu_C material here >>> | [15 empty] | 0 |  | 0
[17 empty] | 0 |  | 0
[17 empty] | 0 |  | 0
d> | 0 | [8 empty] | mu_C | SUBI | [5 empty] | 0 |  | 0 | [8 empty] | 0
[6 empty] | ICOST |  |  |  |  | ITEM | [5 empty] | 0 |  | 0
|  |  |  | Sell Rate | Sell Total |  |  |  |  | IB | [17 empty] | U_M_Sell | T_M_Sell | U_L_Sell | T_L_Sell | Total_Sell | T_M_Cost | T_L_Phr | Mat/Lab=1
1 | No |  | Item: 3.007 | 0 | 0 | ISELL |  |  |  |  | ITEM |  |  |  |  | By Mechancial Sub Contractor |  |  | 0.00 | [8 empty] | 0 | 0 | 0 | 0 | 0 | 0 | 0 | 0
Supply, Install, connect and commission, including all supports, etc., reverse cycle heat pump/VRF system S-20 outdoor unit 30 kW cooling capacity c/w all electrical connections, controls, drains, etc. for a complete system.
|  |  |  | 0 | Discrepancy
|  |  | Electrical | 0 | 0 |  |  |  |  | mu_A | SUBI
| >>> mu_A material here >>> | [15 empty] | 0 |  | 0
[17 empty] | 0 |  | 0
[17 empty] | 0 |  | 0
d> | 0 | [8 empty] | mu_A | SUBI | [5 empty] | 0 |  | 0 | [8 empty] | 0
|  |  | ECA | 0 | 0 |  |  |  |  | mu_B | SUBI
| >>> mu_B material here >>> | [15 empty] | 0 |  | 0
[17 empty] | 0 |  | 0
[17 empty] | 0 |  | 0
d> | 0 | [8 empty] | mu_B | SUBI | [5 empty] | 0 |  | 0 | [8 empty] | 0
|  |  | 0 | 0 | 0 |  |  |  |  | mu_C | SUBI
| >>> mu_C material here >>> | [15 empty] | 0 |  | 0
[17 empty] | 0 |  | 0
[17 empty] | 0 |  | 0
d> | 0 | [8 empty] | mu_C | SUBI | [5 empty] | 0 |  | 0 | [8 empty] | 0
[6 empty] | ICOST |  |  |  |  | ITEM | [5 empty] | 0 |  | 0
TB
t
INDOOR UNITS - LEVEL 0
TB
t
SYSTEM S-14
TB
t
Supply, install, connect and commission, VRF system Indoor Units, as specified c/w thermostats located as indicated in the drawings, and including all chasing, conduit preparation, electrical wiring, ducting, drains, connections, control cabling from outdoor unit to indoor unit, control cabling from unit to thermostat and all other accessories etc. required for a complete installation.
|  |  |  | Sell Rate | Sell Total |  |  |  |  | IB | [17 empty] | U_M_Sell | T_M_Sell | U_L_Sell | T_L_Sell | Total_Sell | T_M_Cost | T_L_Phr | Mat/Lab=1
2 | No. |  | Item: 3.016 | 0 | 0 | ISELL |  |  |  |  | ITEM |  |  |  |  | By Mechancial Sub Contractor |  |  | 0.00 | [8 empty] | 0 | 0 | 0 | 0 | 0 | 0 | 0 | 0
|  |  | 5.6 kW 4-Way Blow Cassette Type Unit | [6 empty] | n
|  |  |  | 0 | Discrepancy
|  |  | Electrical | 0 | 0 |  |  |  |  | mu_A | SUBI
| >>> mu_A material here >>> | [15 empty] | 0 |  | 0
[17 empty] | 0 |  | 0
[17 empty] | 0 |  | 0
d> | 0 | [8 empty] | mu_A | SUBI | [5 empty] | 0 |  | 0 | [8 empty] | 0
|  |  | ECA | 0 | 0 |  |  |  |  | mu_B | SUBI
| >>> mu_B material here >>> | [15 empty] | 0 |  | 0
[17 empty] | 0 |  | 0
[17 empty] | 0 |  | 0
d> | 0 | [8 empty] | mu_B | SUBI | [5 empty] | 0 |  | 0 | [8 empty] | 0
|  |  | 0 | 0 | 0 |  |  |  |  | mu_C | SUBI
| >>> mu_C material here >>> | [15 empty] | 0 |  | 0
[17 empty] | 0 |  | 0
[17 empty] | 0 |  | 0
d> | 0 | [8 empty] | mu_C | SUBI | [5 empty] | 0 |  | 0 | [8 empty] | 0
[6 empty] | ICOST |  |  |  |  | ITEM | [5 empty] | 0 |  | 0
|  |  |  | Sell Rate | Sell Total |  |  |  |  | IB | [17 empty] | U_M_Sell | T_M_Sell | U_L_Sell | T_L_Sell | Total_Sell | T_M_Cost | T_L_Phr | Mat/Lab=1
1 | No. |  | Item: 3.017 | 0 | 0 | ISELL |  |  |  |  | ITEM |  |  |  |  | By Mechancial Sub Contractor |  |  | 0.00 | [8 empty] | 0 | 0 | 0 | 0 | 0 | 0 | 0 | 0
|  |  | 5.6 kW Ceiling Concealed Type Unit | [6 empty] | n
|  |  |  | 0 | Discrepancy
|  |  | Electrical | 0 | 0 |  |  |  |  | mu_A | SUBI
| >>> mu_A material here >>> | [15 empty] | 0 |  | 0
[17 empty] | 0 |  | 0
[17 empty] | 0 |  | 0
d> | 0 | [8 empty] | mu_A | SUBI | [5 empty] | 0 |  | 0 | [8 empty] | 0
|  |  | ECA | 0 | 0 |  |  |  |  | mu_B | SUBI
| >>> mu_B material here >>> | [15 empty] | 0 |  | 0
[17 empty] | 0 |  | 0
[17 empty] | 0 |  | 0
d> | 0 | [8 empty] | mu_B | SUBI | [5 empty] | 0 |  | 0 | [8 empty] | 0
|  |  | 0 | 0 | 0 |  |  |  |  | mu_C | SUBI
| >>> mu_C material here >>> | [15 empty] | 0 |  | 0
[17 empty] | 0 |  | 0
[17 empty] | 0 |  | 0
d> | 0 | [8 empty] | mu_C | SUBI | [5 empty] | 0 |  | 0 | [8 empty] | 0
[6 empty] | ICOST |  |  |  |  | ITEM | [5 empty] | 0 |  | 0
|  |  |  | Sell Rate | Sell Total |  |  |  |  | IB | [17 empty] | U_M_Sell | T_M_Sell | U_L_Sell | T_L_Sell | Total_Sell | T_M_Cost | T_L_Phr | Mat/Lab=1
2 | No. |  | Item: 3.018 | 0 | 0 | ISELL |  |  |  |  | ITEM |  |  |  |  | By Mechancial Sub Contractor |  |  | 0.00 | [8 empty] | 0 | 0 | 0 | 0 | 0 | 0 | 0 | 0
|  |  | 7.1 kW Ceiling Concealed Type Unit | [6 empty] | n
|  |  |  | 0 | Discrepancy
|  |  | Electrical | 0 | 0 |  |  |  |  | mu_A | SUBI
| >>> mu_A material here >>> | [15 empty] | 0 |  | 0
[17 empty] | 0 |  | 0
[17 empty] | 0 |  | 0
d> | 0 | [8 empty] | mu_A | SUBI | [5 empty] | 0 |  | 0 | [8 empty] | 0
|  |  | ECA | 0 | 0 |  |  |  |  | mu_B | SUBI
| >>> mu_B material here >>> | [15 empty] | 0 |  | 0
[17 empty] | 0 |  | 0
[17 empty] | 0 |  | 0
d> | 0 | [8 empty] | mu_B | SUBI | [5 empty] | 0 |  | 0 | [8 empty] | 0
|  |  | 0 | 0 | 0 |  |  |  |  | mu_C | SUBI
| >>> mu_C material here >>> | [15 empty] | 0 |  | 0
[17 empty] | 0 |  | 0
[17 empty] | 0 |  | 0
d> | 0 | [8 empty] | mu_C | SUBI | [5 empty] | 0 |  | 0 | [8 empty] | 0
[6 empty] | ICOST |  |  |  |  | ITEM | [5 empty] | 0 |  | 0
|  |  |  | Sell Rate | Sell Total |  |  |  |  | IB | [17 empty] | U_M_Sell | T_M_Sell | U_L_Sell | T_L_Sell | Total_Sell | T_M_Cost | T_L_Phr | Mat/Lab=1
5 | No. |  | Item: 3.019 | 41.96 | 209.8 | ISELL |  |  |  |  | ITEM | [7 empty] | mu :1 | [8 empty] | 12.3 | 61.5 | 29.66 | 148.3 | 209.8 | 61.5 | 5.4 | 334.5
|  |  | Supply, install and connect thermostats | [6 empty] | n
|  |  |  | 0.02 | Discrepancy
|  |  | Electrical | 209.78 | 209.78 |  |  |  |  | mu_A | SUBI
|  | h | [ELM25_0085_Quintano_Elec_Mech_HVAC_Est_Rev_B.xlsx]Elec_Rates!$D$138 |  |  | RATE_AAA
5 | 1 | 5 | 000# Empty conduit for thermostat |  | Local Rate | RTLO_002 | [9 empty] | 12.3 | 61.5 | 1.08 | 5.4
[17 empty] | 0 |  | 0
d> | 0 | [8 empty] | mu_A | SUBI | [5 empty] | 61.5 |  | 5.4 | [8 empty] | 61.5
|  |  | ECA | 0 | 0 |  |  |  |  | mu_B | SUBI
| >>> mu_B material here >>> | [15 empty] | 0 |  | 0
[17 empty] | 0 |  | 0
[17 empty] | 0 |  | 0
d> | 0 | [8 empty] | mu_B | SUBI | [5 empty] | 0 |  | 0 | [8 empty] | 0
|  |  | 0 | 0 | 0.02 |  |  |  |  | mu_C | SUBI
| >>> mu_C material here >>> | [15 empty] | 0 |  | 0
[17 empty] | 0 |  | 0
[17 empty] | 0 |  | 0
d> | 0 | [8 empty] | mu_C | SUBI | [5 empty] | 0 |  | 0 | [8 empty] | 0
[6 empty] | ICOST |  |  |  |  | ITEM | [5 empty] | 61.5 |  | 5.4
TB
t
INDOOR UNITS - LEVEL 1
TB
t
SYSTEM S-15
TB
t
Supply, install, connect and commission, VRF system Indoor Units, as specified c/w thermostats located as indicated in the drawings, and including all chasing, conduit preparation, electrical wiring, ducting, drains, connections, control cabling from outdoor unit to indoor unit, control cabling from unit to thermostat and all other accessories etc. required for a complete installation.
|  |  |  | Sell Rate | Sell Total |  |  |  |  | IB | [17 empty] | U_M_Sell | T_M_Sell | U_L_Sell | T_L_Sell | Total_Sell | T_M_Cost | T_L_Phr | Mat/Lab=1
3 | No. |  | Item: 3.025 | 0 | 0 | ISELL |  |  |  |  | ITEM |  |  |  |  | By Mechancial Sub Contractor |  |  | 0.00 | [8 empty] | 0 | 0 | 0 | 0 | 0 | 0 | 0 | 0
|  |  | 4.5 kW 4-Way Blow Cassette Type Unit | [6 empty] | n
|  |  |  | 0 | Discrepancy
|  |  | Electrical | 0 | 0 |  |  |  |  | mu_A | SUBI
| >>> mu_A material here >>> | [15 empty] | 0 |  | 0
[17 empty] | 0 |  | 0
[17 empty] | 0 |  | 0
d> | 0 | [8 empty] | mu_A | SUBI | [5 empty] | 0 |  | 0 | [8 empty] | 0
|  |  | ECA | 0 | 0 |  |  |  |  | mu_B | SUBI
| >>> mu_B material here >>> | [15 empty] | 0 |  | 0
[17 empty] | 0 |  | 0
[17 empty] | 0 |  | 0
d> | 0 | [8 empty] | mu_B | SUBI | [5 empty] | 0 |  | 0 | [8 empty] | 0
|  |  | 0 | 0 | 0 |  |  |  |  | mu_C | SUBI
| >>> mu_C material here >>> | [15 empty] | 0 |  | 0
[17 empty] | 0 |  | 0
[17 empty] | 0 |  | 0
d> | 0 | [8 empty] | mu_C | SUBI | [5 empty] | 0 |  | 0 | [8 empty] | 0
[6 empty] | ICOST |  |  |  |  | ITEM | [5 empty] | 0 |  | 0
|  |  |  | Sell Rate | Sell Total |  |  |  |  | IB | [17 empty] | U_M_Sell | T_M_Sell | U_L_Sell | T_L_Sell | Total_Sell | T_M_Cost | T_L_Phr | Mat/Lab=1
2 | No. |  | Item: 3.026 | 0 | 0 | ISELL |  |  |  |  | ITEM |  |  |  |  | By Mechancial Sub Contractor |  |  | 0.00 | [8 empty] | 0 | 0 | 0 | 0 | 0 | 0 | 0 | 0
|  |  | 5.6 kW 4-Way Blow Cassette Type Unit | [6 empty] | n
|  |  |  | 0 | Discrepancy
|  |  | Electrical | 0 | 0 |  |  |  |  | mu_A | SUBI
| >>> mu_A material here >>> | [15 empty] | 0 |  | 0
[17 empty] | 0 |  | 0
[17 empty] | 0 |  | 0
d> | 0 | [8 empty] | mu_A | SUBI | [5 empty] | 0 |  | 0 | [8 empty] | 0
|  |  | ECA | 0 | 0 |  |  |  |  | mu_B | SUBI
| >>> mu_B material here >>> | [15 empty] | 0 |  | 0
[17 empty] | 0 |  | 0
[17 empty] | 0 |  | 0
d> | 0 | [8 empty] | mu_B | SUBI | [5 empty] | 0 |  | 0 | [8 empty] | 0
|  |  | 0 | 0 | 0 |  |  |  |  | mu_C | SUBI
| >>> mu_C material here >>> | [15 empty] | 0 |  | 0
[17 empty] | 0 |  | 0
[17 empty] | 0 |  | 0
d> | 0 | [8 empty] | mu_C | SUBI | [5 empty] | 0 |  | 0 | [8 empty] | 0
[6 empty] | ICOST |  |  |  |  | ITEM | [5 empty] | 0 |  | 0
|  |  |  | Sell Rate | Sell Total |  |  |  |  | IB | [17 empty] | U_M_Sell | T_M_Sell | U_L_Sell | T_L_Sell | Total_Sell | T_M_Cost | T_L_Phr | Mat/Lab=1
1 | No. |  | Item: 3.027 | 0 | 0 | ISELL |  |  |  |  | ITEM |  |  |  |  | By Mechancial Sub Contractor |  |  | 0.00 | [8 empty] | 0 | 0 | 0 | 0 | 0 | 0 | 0 | 0
|  |  | 7.1 kW Ceiling Concealed Type Unit | [6 empty] | n
|  |  |  | 0 | Discrepancy
|  |  | Electrical | 0 | 0 |  |  |  |  | mu_A | SUBI
| >>> mu_A material here >>> | [15 empty] | 0 |  | 0
[17 empty] | 0 |  | 0
[17 empty] | 0 |  | 0
d> | 0 | [8 empty] | mu_A | SUBI | [5 empty] | 0 |  | 0 | [8 empty] | 0
|  |  | ECA | 0 | 0 |  |  |  |  | mu_B | SUBI
| >>> mu_B material here >>> | [15 empty] | 0 |  | 0
[17 empty] | 0 |  | 0
[17 empty] | 0 |  | 0
d> | 0 | [8 empty] | mu_B | SUBI | [5 empty] | 0 |  | 0 | [8 empty] | 0
|  |  | 0 | 0 | 0 |  |  |  |  | mu_C | SUBI
| >>> mu_C material here >>> | [15 empty] | 0 |  | 0
[17 empty] | 0 |  | 0
[17 empty] | 0 |  | 0
d> | 0 | [8 empty] | mu_C | SUBI | [5 empty] | 0 |  | 0 | [8 empty] | 0
[6 empty] | ICOST |  |  |  |  | ITEM | [5 empty] | 0 |  | 0
|  |  |  | Sell Rate | Sell Total |  |  |  |  | IB | [17 empty] | U_M_Sell | T_M_Sell | U_L_Sell | T_L_Sell | Total_Sell | T_M_Cost | T_L_Phr | Mat/Lab=1
6 | No. |  | Item: 3.028 | 41.96 | 251.76 | ISELL |  |  |  |  | ITEM | [7 empty] | mu :1 | [8 empty] | 12.3 | 73.8 | 29.66 | 177.96 | 251.76 | 73.8 | 6.48 | 481.68
|  |  | Supply, install and connect thermostats | [6 empty] | n
|  |  |  | 0.02 | Discrepancy
|  |  | Electrical | 251.74 | 251.74 |  |  |  |  | mu_A | SUBI
|  | h | [ELM25_0085_Quintano_Elec_Mech_HVAC_Est_Rev_B.xlsx]Elec_Rates!$D$138 |  |  | RATE_AAA
6 | 1 | 6 | 000# Empty conduit for thermostat |  | Local Rate | RTLO_002 | [9 empty] | 12.3 | 73.8 | 1.08 | 6.48
[17 empty] | 0 |  | 0
d> | 0 | [8 empty] | mu_A | SUBI | [5 empty] | 73.8 |  | 6.48 | [8 empty] | 73.8
|  |  | ECA | 0 | 0 |  |  |  |  | mu_B | SUBI
| >>> mu_B material here >>> | [15 empty] | 0 |  | 0
[17 empty] | 0 |  | 0
[17 empty] | 0 |  | 0
d> | 0 | [8 empty] | mu_B | SUBI | [5 empty] | 0 |  | 0 | [8 empty] | 0
|  |  | 0 | 0 | 0.02 |  |  |  |  | mu_C | SUBI
| >>> mu_C material here >>> | [15 empty] | 0 |  | 0
[17 empty] | 0 |  | 0
[17 empty] | 0 |  | 0
d> | 0 | [8 empty] | mu_C | SUBI | [5 empty] | 0 |  | 0 | [8 empty] | 0
[6 empty] | ICOST |  |  |  |  | ITEM | [5 empty] | 73.8 |  | 6.48
t
SYSTEM S-20
TB
t
Supply, install, connect and commission, VRF system Indoor Units, as specified c/w thermostats located as indicated in the drawings, and including all chasing, conduit preparation, electrical wiring, ducting, drains, connections, control cabling from outdoor unit to indoor unit, control cabling from unit to thermostat and all other accessories etc. required for a complete installation.
|  |  |  | Sell Rate | Sell Total |  |  |  |  | IB | [17 empty] | U_M_Sell | T_M_Sell | U_L_Sell | T_L_Sell | Total_Sell | T_M_Cost | T_L_Phr | Mat/Lab=1
2 | No. |  | Item: 3.033 | 0 | 0 | ISELL |  |  |  |  | ITEM |  |  |  |  | By Mechancial Sub Contractor |  |  | 0.00 | [8 empty] | 0 | 0 | 0 | 0 | 0 | 0 | 0 | 0
|  |  | 3.6 kW Wall Mounted Type Unit | [6 empty] | n
|  |  |  | 0 | Discrepancy
|  |  | Electrical | 0 | 0 |  |  |  |  | mu_A | SUBI
| >>> mu_A material here >>> | [15 empty] | 0 |  | 0
[17 empty] | 0 |  | 0
[17 empty] | 0 |  | 0
d> | 0 | [8 empty] | mu_A | SUBI | [5 empty] | 0 |  | 0 | [8 empty] | 0
|  |  | ECA | 0 | 0 |  |  |  |  | mu_B | SUBI
| >>> mu_B material here >>> | [15 empty] | 0 |  | 0
[17 empty] | 0 |  | 0
[17 empty] | 0 |  | 0
d> | 0 | [8 empty] | mu_B | SUBI | [5 empty] | 0 |  | 0 | [8 empty] | 0
|  |  | 0 | 0 | 0 |  |  |  |  | mu_C | SUBI
| >>> mu_C material here >>> | [15 empty] | 0 |  | 0
[17 empty] | 0 |  | 0
[17 empty] | 0 |  | 0
d> | 0 | [8 empty] | mu_C | SUBI | [5 empty] | 0 |  | 0 | [8 empty] | 0
[6 empty] | ICOST |  |  |  |  | ITEM | [5 empty] | 0 |  | 0
|  |  |  | Sell Rate | Sell Total |  |  |  |  | IB | [17 empty] | U_M_Sell | T_M_Sell | U_L_Sell | T_L_Sell | Total_Sell | T_M_Cost | T_L_Phr | Mat/Lab=1
1 | No. |  | Item: 3.034 | 0 | 0 | ISELL |  |  |  |  | ITEM |  |  |  |  | By Mechancial Sub Contractor |  |  | 0.00 | [8 empty] | 0 | 0 | 0 | 0 | 0 | 0 | 0 | 0
|  |  | 4.5 kW Wall Mounted Type Unit | [6 empty] | n
|  |  |  | 0 | Discrepancy
|  |  | Electrical | 0 | 0 |  |  |  |  | mu_A | SUBI
| >>> mu_A material here >>> | [15 empty] | 0 |  | 0
[17 empty] | 0 |  | 0
[17 empty] | 0 |  | 0
d> | 0 | [8 empty] | mu_A | SUBI | [5 empty] | 0 |  | 0 | [8 empty] | 0
|  |  | ECA | 0 | 0 |  |  |  |  | mu_B | SUBI
| >>> mu_B material here >>> | [15 empty] | 0 |  | 0
[17 empty] | 0 |  | 0
[17 empty] | 0 |  | 0
d> | 0 | [8 empty] | mu_B | SUBI | [5 empty] | 0 |  | 0 | [8 empty] | 0
|  |  | 0 | 0 | 0 |  |  |  |  | mu_C | SUBI
| >>> mu_C material here >>> | [15 empty] | 0 |  | 0
[17 empty] | 0 |  | 0
[17 empty] | 0 |  | 0
d> | 0 | [8 empty] | mu_C | SUBI | [5 empty] | 0 |  | 0 | [8 empty] | 0
[6 empty] | ICOST |  |  |  |  | ITEM | [5 empty] | 0 |  | 0
|  |  |  | Sell Rate | Sell Total |  |  |  |  | IB | [17 empty] | U_M_Sell | T_M_Sell | U_L_Sell | T_L_Sell | Total_Sell | T_M_Cost | T_L_Phr | Mat/Lab=1
3 | No. |  | Item: 3.035 | 41.96 | 125.88 | ISELL |  |  |  |  | ITEM | [7 empty] | mu :1 | [8 empty] | 12.3 | 36.9 | 29.66 | 88.98 | 125.88 | 36.9 | 3.24 | 120.42
|  |  | Supply, install and connect thermostats | [6 empty] | n
|  |  |  | 0.01 | Discrepancy
|  |  | Electrical | 125.87 | 125.87 |  |  |  |  | mu_A | SUBI
|  | h | [ELM25_0085_Quintano_Elec_Mech_HVAC_Est_Rev_B.xlsx]Elec_Rates!$D$138 |  |  | RATE_AAA
3 | 1 | 3 | 000# Empty conduit for thermostat |  | Local Rate | RTLO_002 | [9 empty] | 12.3 | 36.9 | 1.08 | 3.24
[17 empty] | 0 |  | 0
d> | 0 | [8 empty] | mu_A | SUBI | [5 empty] | 36.9 |  | 3.24 | [8 empty] | 36.9
|  |  | ECA | 0 | 0 |  |  |  |  | mu_B | SUBI
| >>> mu_B material here >>> | [15 empty] | 0 |  | 0
[17 empty] | 0 |  | 0
[17 empty] | 0 |  | 0
d> | 0 | [8 empty] | mu_B | SUBI | [5 empty] | 0 |  | 0 | [8 empty] | 0
|  |  | 0 | 0 | 0.01 |  |  |  |  | mu_C | SUBI
| >>> mu_C material here >>> | [15 empty] | 0 |  | 0
[17 empty] | 0 |  | 0
[17 empty] | 0 |  | 0
d> | 0 | [8 empty] | mu_C | SUBI | [5 empty] | 0 |  | 0 | [8 empty] | 0
[6 empty] | ICOST |  |  |  |  | ITEM | [5 empty] | 36.9 |  | 3.24
TB
t
INDOOR UNITS - LEVEL 2
TB
t
SYSTEM S-16
TB
t
Supply, install, connect and commission, VRF system Indoor Units, as specified c/w thermostats located as indicated in the drawings, and including all chasing, conduit preparation, electrical wiring, ducting, drains, connections, control cabling from outdoor unit to indoor unit, control cabling from unit to thermostat and all other accessories etc. required for a complete installation.
|  |  |  | Sell Rate | Sell Total |  |  |  |  | IB | [17 empty] | U_M_Sell | T_M_Sell | U_L_Sell | T_L_Sell | Total_Sell | T_M_Cost | T_L_Phr | Mat/Lab=1
3 | No. |  | Item: 3.037 | 0 | 0 | ISELL |  |  |  |  | ITEM |  |  |  |  | By Mechancial Sub Contractor |  |  | 0.00 | [8 empty] | 0 | 0 | 0 | 0 | 0 | 0 | 0 | 0
|  |  | 4.5 kW 4-Way Blow Cassette Type Unit | [6 empty] | n
|  |  |  | 0 | Discrepancy
|  |  | Electrical | 0 | 0 |  |  |  |  | mu_A | SUBI
| >>> mu_A material here >>> | [15 empty] | 0 |  | 0
[17 empty] | 0 |  | 0
[17 empty] | 0 |  | 0
d> | 0 | [8 empty] | mu_A | SUBI | [5 empty] | 0 |  | 0 | [8 empty] | 0
|  |  | ECA | 0 | 0 |  |  |  |  | mu_B | SUBI
| >>> mu_B material here >>> | [15 empty] | 0 |  | 0
[17 empty] | 0 |  | 0
[17 empty] | 0 |  | 0
d> | 0 | [8 empty] | mu_B | SUBI | [5 empty] | 0 |  | 0 | [8 empty] | 0
|  |  | 0 | 0 | 0 |  |  |  |  | mu_C | SUBI
| >>> mu_C material here >>> | [15 empty] | 0 |  | 0
[17 empty] | 0 |  | 0
[17 empty] | 0 |  | 0
d> | 0 | [8 empty] | mu_C | SUBI | [5 empty] | 0 |  | 0 | [8 empty] | 0
[6 empty] | ICOST |  |  |  |  | ITEM | [5 empty] | 0 |  | 0
|  |  |  | Sell Rate | Sell Total |  |  |  |  | IB | [17 empty] | U_M_Sell | T_M_Sell | U_L_Sell | T_L_Sell | Total_Sell | T_M_Cost | T_L_Phr | Mat/Lab=1
1 | No. |  | Item: 3.038 | 0 | 0 | ISELL |  |  |  |  | ITEM |  |  |  |  | By Mechancial Sub Contractor |  |  | 0.00 | [8 empty] | 0 | 0 | 0 | 0 | 0 | 0 | 0 | 0
|  |  | 7.1 kW 4-Way Blow Cassette Type Unit | [6 empty] | n
|  |  |  | 0 | Discrepancy
|  |  | Electrical | 0 | 0 |  |  |  |  | mu_A | SUBI
| >>> mu_A material here >>> | [15 empty] | 0 |  | 0
[17 empty] | 0 |  | 0
[17 empty] | 0 |  | 0
d> | 0 | [8 empty] | mu_A | SUBI | [5 empty] | 0 |  | 0 | [8 empty] | 0
|  |  | ECA | 0 | 0 |  |  |  |  | mu_B | SUBI
| >>> mu_B material here >>> | [15 empty] | 0 |  | 0
[17 empty] | 0 |  | 0
[17 empty] | 0 |  | 0
d> | 0 | [8 empty] | mu_B | SUBI | [5 empty] | 0 |  | 0 | [8 empty] | 0
|  |  | 0 | 0 | 0 |  |  |  |  | mu_C | SUBI
| >>> mu_C material here >>> | [15 empty] | 0 |  | 0
[17 empty] | 0 |  | 0
[17 empty] | 0 |  | 0
d> | 0 | [8 empty] | mu_C | SUBI | [5 empty] | 0 |  | 0 | [8 empty] | 0
[6 empty] | ICOST |  |  |  |  | ITEM | [5 empty] | 0 |  | 0
|  |  |  | Sell Rate | Sell Total |  |  |  |  | IB | [17 empty] | U_M_Sell | T_M_Sell | U_L_Sell | T_L_Sell | Total_Sell | T_M_Cost | T_L_Phr | Mat/Lab=1
1 | No. |  | Item: 3.039 | 0 | 0 | ISELL |  |  |  |  | ITEM |  |  |  |  | By Mechancial Sub Contractor |  |  | 0.00 | [8 empty] | 0 | 0 | 0 | 0 | 0 | 0 | 0 | 0
|  |  | 14.0 kW 4-Way Blow Cassette Type Unit | [6 empty] | n
|  |  |  | 0 | Discrepancy
|  |  | Electrical | 0 | 0 |  |  |  |  | mu_A | SUBI
| >>> mu_A material here >>> | [15 empty] | 0 |  | 0
[17 empty] | 0 |  | 0
[17 empty] | 0 |  | 0
d> | 0 | [8 empty] | mu_A | SUBI | [5 empty] | 0 |  | 0 | [8 empty] | 0
|  |  | ECA | 0 | 0 |  |  |  |  | mu_B | SUBI
| >>> mu_B material here >>> | [15 empty] | 0 |  | 0
[17 empty] | 0 |  | 0
[17 empty] | 0 |  | 0
d> | 0 | [8 empty] | mu_B | SUBI | [5 empty] | 0 |  | 0 | [8 empty] | 0
|  |  | 0 | 0 | 0 |  |  |  |  | mu_C | SUBI
| >>> mu_C material here >>> | [15 empty] | 0 |  | 0
[17 empty] | 0 |  | 0
[17 empty] | 0 |  | 0
d> | 0 | [8 empty] | mu_C | SUBI | [5 empty] | 0 |  | 0 | [8 empty] | 0
[6 empty] | ICOST |  |  |  |  | ITEM | [5 empty] | 0 |  | 0
|  |  |  | Sell Rate | Sell Total |  |  |  |  | IB | [17 empty] | U_M_Sell | T_M_Sell | U_L_Sell | T_L_Sell | Total_Sell | T_M_Cost | T_L_Phr | Mat/Lab=1
1 | No. |  | Item: 3.04 | 0 | 0 | ISELL |  |  |  |  | ITEM |  |  |  |  | By Mechancial Sub Contractor |  |  | 0.00 | [8 empty] | 0 | 0 | 0 | 0 | 0 | 0 | 0 | 0
|  |  | 4.5 kW Ceiling Concealed Type Unit | [6 empty] | n
|  |  |  | 0 | Discrepancy
|  |  | Electrical | 0 | 0 |  |  |  |  | mu_A | SUBI
| >>> mu_A material here >>> | [15 empty] | 0 |  | 0
[17 empty] | 0 |  | 0
[17 empty] | 0 |  | 0
d> | 0 | [8 empty] | mu_A | SUBI | [5 empty] | 0 |  | 0 | [8 empty] | 0
|  |  | ECA | 0 | 0 |  |  |  |  | mu_B | SUBI
| >>> mu_B material here >>> | [15 empty] | 0 |  | 0
[17 empty] | 0 |  | 0
[17 empty] | 0 |  | 0
d> | 0 | [8 empty] | mu_B | SUBI | [5 empty] | 0 |  | 0 | [8 empty] | 0
|  |  | 0 | 0 | 0 |  |  |  |  | mu_C | SUBI
| >>> mu_C material here >>> | [15 empty] | 0 |  | 0
[17 empty] | 0 |  | 0
[17 empty] | 0 |  | 0
d> | 0 | [8 empty] | mu_C | SUBI | [5 empty] | 0 |  | 0 | [8 empty] | 0
[6 empty] | ICOST |  |  |  |  | ITEM | [5 empty] | 0 |  | 0
|  |  |  | Sell Rate | Sell Total |  |  |  |  | IB | [17 empty] | U_M_Sell | T_M_Sell | U_L_Sell | T_L_Sell | Total_Sell | T_M_Cost | T_L_Phr | Mat/Lab=1
1 | No. |  | Item: 3.041 | 0 | 0 | ISELL |  |  |  |  | ITEM |  |  |  |  | By Mechancial Sub Contractor |  |  | 0.00 | [8 empty] | 0 | 0 | 0 | 0 | 0 | 0 | 0 | 0
|  |  | 7.1 kW Ceiling Concealed Type Unit | [6 empty] | n
|  |  |  | 0 | Discrepancy
|  |  | Electrical | 0 | 0 |  |  |  |  | mu_A | SUBI
| >>> mu_A material here >>> | [15 empty] | 0 |  | 0
[17 empty] | 0 |  | 0
[17 empty] | 0 |  | 0
d> | 0 | [8 empty] | mu_A | SUBI | [5 empty] | 0 |  | 0 | [8 empty] | 0
|  |  | ECA | 0 | 0 |  |  |  |  | mu_B | SUBI
| >>> mu_B material here >>> | [15 empty] | 0 |  | 0
[17 empty] | 0 |  | 0
[17 empty] | 0 |  | 0
d> | 0 | [8 empty] | mu_B | SUBI | [5 empty] | 0 |  | 0 | [8 empty] | 0
|  |  | 0 | 0 | 0 |  |  |  |  | mu_C | SUBI
| >>> mu_C material here >>> | [15 empty] | 0 |  | 0
[17 empty] | 0 |  | 0
[17 empty] | 0 |  | 0
d> | 0 | [8 empty] | mu_C | SUBI | [5 empty] | 0 |  | 0 | [8 empty] | 0
[6 empty] | ICOST |  |  |  |  | ITEM | [5 empty] | 0 |  | 0
|  |  |  | Sell Rate | Sell Total |  |  |  |  | IB | [17 empty] | U_M_Sell | T_M_Sell | U_L_Sell | T_L_Sell | Total_Sell | T_M_Cost | T_L_Phr | Mat/Lab=1
7 | No. |  | Item: 3.042 | 41.96 | 293.72 | ISELL |  |  |  |  | ITEM | [7 empty] | mu :1 | [8 empty] | 12.3 | 86.1 | 29.66 | 207.62 | 293.72 | 86.1 | 7.56 | 655.62
|  |  | Supply, install and connect thermostats | [6 empty] | n
|  |  |  | 0.02 | Discrepancy
|  |  | Electrical | 293.7 | 293.7 |  |  |  |  | mu_A | SUBI
|  | h | [ELM25_0085_Quintano_Elec_Mech_HVAC_Est_Rev_B.xlsx]Elec_Rates!$D$138 |  |  | RATE_AAA
7 | 1 | 7 | 000# Empty conduit for thermostat |  | Local Rate | RTLO_002 | [9 empty] | 12.3 | 86.1 | 1.08 | 7.56
[17 empty] | 0 |  | 0
d> | 0 | [8 empty] | mu_A | SUBI | [5 empty] | 86.1 |  | 7.56 | [8 empty] | 86.1
|  |  | ECA | 0 | 0 |  |  |  |  | mu_B | SUBI
| >>> mu_B material here >>> | [15 empty] | 0 |  | 0
[17 empty] | 0 |  | 0
[17 empty] | 0 |  | 0
d> | 0 | [8 empty] | mu_B | SUBI | [5 empty] | 0 |  | 0 | [8 empty] | 0
|  |  | 0 | 0 | 0.02 |  |  |  |  | mu_C | SUBI
| >>> mu_C material here >>> | [15 empty] | 0 |  | 0
[17 empty] | 0 |  | 0
[17 empty] | 0 |  | 0
d> | 0 | [8 empty] | mu_C | SUBI | [5 empty] | 0 |  | 0 | [8 empty] | 0
[6 empty] | ICOST |  |  |  |  | ITEM | [5 empty] | 86.1 |  | 7.56
TB
t
SYSTEM S-17
TB
t
Supply, install, connect and commission, VRF system Indoor Units, as specified c/w thermostats located as indicated in the drawings, and including all chasing, conduit preparation, electrical wiring, ducting, drains, connections, control cabling from outdoor unit to indoor unit, control cabling from unit to thermostat and all other accessories etc. required for a complete installation.
|  |  |  | Sell Rate | Sell Total |  |  |  |  | IB | [17 empty] | U_M_Sell | T_M_Sell | U_L_Sell | T_L_Sell | Total_Sell | T_M_Cost | T_L_Phr | Mat/Lab=1
7 | No. |  | Item: 3.05099999999999 | 0 | 0 | ISELL |  |  |  |  | ITEM |  |  |  |  | By Mechancial Sub Contractor |  |  | 0.00 | [8 empty] | 0 | 0 | 0 | 0 | 0 | 0 | 0 | 0
|  |  | 3.6 kW 4-Way Blow Cassette Type Unit | [6 empty] | n
|  |  |  | 0 | Discrepancy
|  |  | Electrical | 0 | 0 |  |  |  |  | mu_A | SUBI
| >>> mu_A material here >>> | [15 empty] | 0 |  | 0
[17 empty] | 0 |  | 0
[17 empty] | 0 |  | 0
d> | 0 | [8 empty] | mu_A | SUBI | [5 empty] | 0 |  | 0 | [8 empty] | 0
|  |  | ECA | 0 | 0 |  |  |  |  | mu_B | SUBI
| >>> mu_B material here >>> | [15 empty] | 0 |  | 0
[17 empty] | 0 |  | 0
[17 empty] | 0 |  | 0
d> | 0 | [8 empty] | mu_B | SUBI | [5 empty] | 0 |  | 0 | [8 empty] | 0
|  |  | 0 | 0 | 0 |  |  |  |  | mu_C | SUBI
| >>> mu_C material here >>> | [15 empty] | 0 |  | 0
[17 empty] | 0 |  | 0
[17 empty] | 0 |  | 0
d> | 0 | [8 empty] | mu_C | SUBI | [5 empty] | 0 |  | 0 | [8 empty] | 0
[6 empty] | ICOST |  |  |  |  | ITEM | [5 empty] | 0 |  | 0
|  |  |  | Sell Rate | Sell Total |  |  |  |  | IB | [17 empty] | U_M_Sell | T_M_Sell | U_L_Sell | T_L_Sell | Total_Sell | T_M_Cost | T_L_Phr | Mat/Lab=1
1 | No. |  | Item: 3.05199999999999 | 0 | 0 | ISELL |  |  |  |  | ITEM |  |  |  |  | By Mechancial Sub Contractor |  |  | 0.00 | [8 empty] | 0 | 0 | 0 | 0 | 0 | 0 | 0 | 0
|  |  | 4.5 kW 4-Way Blow Cassette Type Unit | [6 empty] | n
|  |  |  | 0 | Discrepancy
|  |  | Electrical | 0 | 0 |  |  |  |  | mu_A | SUBI
| >>> mu_A material here >>> | [15 empty] | 0 |  | 0
[17 empty] | 0 |  | 0
[17 empty] | 0 |  | 0
d> | 0 | [8 empty] | mu_A | SUBI | [5 empty] | 0 |  | 0 | [8 empty] | 0
|  |  | ECA | 0 | 0 |  |  |  |  | mu_B | SUBI
| >>> mu_B material here >>> | [15 empty] | 0 |  | 0
[17 empty] | 0 |  | 0
[17 empty] | 0 |  | 0
d> | 0 | [8 empty] | mu_B | SUBI | [5 empty] | 0 |  | 0 | [8 empty] | 0
|  |  | 0 | 0 | 0 |  |  |  |  | mu_C | SUBI
| >>> mu_C material here >>> | [15 empty] | 0 |  | 0
[17 empty] | 0 |  | 0
[17 empty] | 0 |  | 0
d> | 0 | [8 empty] | mu_C | SUBI | [5 empty] | 0 |  | 0 | [8 empty] | 0
[6 empty] | ICOST |  |  |  |  | ITEM | [5 empty] | 0 |  | 0
|  |  |  | Sell Rate | Sell Total |  |  |  |  | IB | [17 empty] | U_M_Sell | T_M_Sell | U_L_Sell | T_L_Sell | Total_Sell | T_M_Cost | T_L_Phr | Mat/Lab=1
1 | No. |  | Item: 3.05299999999999 | 0 | 0 | ISELL |  |  |  |  | ITEM |  |  |  |  | By Mechancial Sub Contractor |  |  | 0.00 | [8 empty] | 0 | 0 | 0 | 0 | 0 | 0 | 0 | 0
|  |  | 5.6 kW 4-Way Blow Cassette Type Unit | [6 empty] | n
|  |  |  | 0 | Discrepancy
|  |  | Electrical | 0 | 0 |  |  |  |  | mu_A | SUBI
| >>> mu_A material here >>> | [15 empty] | 0 |  | 0
[17 empty] | 0 |  | 0
[17 empty] | 0 |  | 0
d> | 0 | [8 empty] | mu_A | SUBI | [5 empty] | 0 |  | 0 | [8 empty] | 0
|  |  | ECA | 0 | 0 |  |  |  |  | mu_B | SUBI
| >>> mu_B material here >>> | [15 empty] | 0 |  | 0
[17 empty] | 0 |  | 0
[17 empty] | 0 |  | 0
d> | 0 | [8 empty] | mu_B | SUBI | [5 empty] | 0 |  | 0 | [8 empty] | 0
|  |  | 0 | 0 | 0 |  |  |  |  | mu_C | SUBI
| >>> mu_C material here >>> | [15 empty] | 0 |  | 0
[17 empty] | 0 |  | 0
[17 empty] | 0 |  | 0
d> | 0 | [8 empty] | mu_C | SUBI | [5 empty] | 0 |  | 0 | [8 empty] | 0
[6 empty] | ICOST |  |  |  |  | ITEM | [5 empty] | 0 |  | 0
|  |  |  | Sell Rate | Sell Total |  |  |  |  | IB | [17 empty] | U_M_Sell | T_M_Sell | U_L_Sell | T_L_Sell | Total_Sell | T_M_Cost | T_L_Phr | Mat/Lab=1
2 | No. |  | Item: 3.05399999999999 | 0 | 0 | ISELL |  |  |  |  | ITEM |  |  |  |  | By Mechancial Sub Contractor |  |  | 0.00 | [8 empty] | 0 | 0 | 0 | 0 | 0 | 0 | 0 | 0
|  |  | 7.1 kW 4-Way Blow Cassette Type Unit | [6 empty] | n
|  |  |  | 0 | Discrepancy
|  |  | Electrical | 0 | 0 |  |  |  |  | mu_A | SUBI
| >>> mu_A material here >>> | [15 empty] | 0 |  | 0
[17 empty] | 0 |  | 0
[17 empty] | 0 |  | 0
d> | 0 | [8 empty] | mu_A | SUBI | [5 empty] | 0 |  | 0 | [8 empty] | 0
|  |  | ECA | 0 | 0 |  |  |  |  | mu_B | SUBI
| >>> mu_B material here >>> | [15 empty] | 0 |  | 0
[17 empty] | 0 |  | 0
[17 empty] | 0 |  | 0
d> | 0 | [8 empty] | mu_B | SUBI | [5 empty] | 0 |  | 0 | [8 empty] | 0
|  |  | 0 | 0 | 0 |  |  |  |  | mu_C | SUBI
| >>> mu_C material here >>> | [15 empty] | 0 |  | 0
[17 empty] | 0 |  | 0
[17 empty] | 0 |  | 0
d> | 0 | [8 empty] | mu_C | SUBI | [5 empty] | 0 |  | 0 | [8 empty] | 0
[6 empty] | ICOST |  |  |  |  | ITEM | [5 empty] | 0 |  | 0
|  |  |  | Sell Rate | Sell Total |  |  |  |  | IB | [17 empty] | U_M_Sell | T_M_Sell | U_L_Sell | T_L_Sell | Total_Sell | T_M_Cost | T_L_Phr | Mat/Lab=1
11 | No. |  | Item: 3.05499999999999 | 41.96 | 461.56 | ISELL |  |  |  |  | ITEM | [7 empty] | mu :1 | [8 empty] | 12.3 | 135.3 | 29.66 | 326.26 | 461.56 | 135.3 | 11.88 | 1618.98
|  |  | Supply, install and connect thermostats | [6 empty] | n
|  |  |  | 0.04 | Discrepancy
|  |  | Electrical | 461.52 | 461.52 |  |  |  |  | mu_A | SUBI
|  | h | [ELM25_0085_Quintano_Elec_Mech_HVAC_Est_Rev_B.xlsx]Elec_Rates!$D$138 |  |  | RATE_AAA
11 | 1 | 11 | 000# Empty conduit for thermostat |  | Local Rate | RTLO_002 | [9 empty] | 12.3 | 135.3 | 1.08 | 11.88
[17 empty] | 0 |  | 0
d> | 0 | [8 empty] | mu_A | SUBI | [5 empty] | 135.3 |  | 11.88 | [8 empty] | 135.3
|  |  | ECA | 0 | 0 |  |  |  |  | mu_B | SUBI
| >>> mu_B material here >>> | [15 empty] | 0 |  | 0
[17 empty] | 0 |  | 0
[17 empty] | 0 |  | 0
d> | 0 | [8 empty] | mu_B | SUBI | [5 empty] | 0 |  | 0 | [8 empty] | 0
|  |  | 0 | 0 | 0.04 |  |  |  |  | mu_C | SUBI
| >>> mu_C material here >>> | [15 empty] | 0 |  | 0
[17 empty] | 0 |  | 0
[17 empty] | 0 |  | 0
d> | 0 | [8 empty] | mu_C | SUBI | [5 empty] | 0 |  | 0 | [8 empty] | 0
[6 empty] | ICOST |  |  |  |  | ITEM | [5 empty] | 135.3 |  | 11.88
TB
t
SYSTEM S-20
TB
t
Supply, install, connect and commission, VRF system Indoor Units, as specified c/w thermostats located as indicated in the drawings, and including all chasing, conduit preparation, electrical wiring, ducting, drains, connections, control cabling from outdoor unit to indoor unit, control cabling from unit to thermostat and all other accessories etc. required for a complete installation.
|  |  |  | Sell Rate | Sell Total |  |  |  |  | IB | [17 empty] | U_M_Sell | T_M_Sell | U_L_Sell | T_L_Sell | Total_Sell | T_M_Cost | T_L_Phr | Mat/Lab=1
2 | No. |  | Item: 3.05599999999999 | 0 | 0 | ISELL |  |  |  |  | ITEM |  |  |  |  | By Mechancial Sub Contractor |  |  | 0.00 | [8 empty] | 0 | 0 | 0 | 0 | 0 | 0 | 0 | 0
|  |  | 11.2 kW 4-Way Blow Cassette Type Unit | [6 empty] | n
|  |  |  | 0 | Discrepancy
|  |  | Electrical | 0 | 0 |  |  |  |  | mu_A | SUBI
| >>> mu_A material here >>> | [15 empty] | 0 |  | 0
[17 empty] | 0 |  | 0
[17 empty] | 0 |  | 0
d> | 0 | [8 empty] | mu_A | SUBI | [5 empty] | 0 |  | 0 | [8 empty] | 0
|  |  | ECA | 0 | 0 |  |  |  |  | mu_B | SUBI
| >>> mu_B material here >>> | [15 empty] | 0 |  | 0
[17 empty] | 0 |  | 0
[17 empty] | 0 |  | 0
d> | 0 | [8 empty] | mu_B | SUBI | [5 empty] | 0 |  | 0 | [8 empty] | 0
|  |  | 0 | 0 | 0 |  |  |  |  | mu_C | SUBI
| >>> mu_C material here >>> | [15 empty] | 0 |  | 0
[17 empty] | 0 |  | 0
[17 empty] | 0 |  | 0
d> | 0 | [8 empty] | mu_C | SUBI | [5 empty] | 0 |  | 0 | [8 empty] | 0
[6 empty] | ICOST |  |  |  |  | ITEM | [5 empty] | 0 |  | 0
|  |  |  | Sell Rate | Sell Total |  |  |  |  | IB | [17 empty] | U_M_Sell | T_M_Sell | U_L_Sell | T_L_Sell | Total_Sell | T_M_Cost | T_L_Phr | Mat/Lab=1
2 | No. |  | Item: 3.05699999999999 | 41.96 | 83.92 | ISELL |  |  |  |  | ITEM | [7 empty] | mu :1 | [8 empty] | 12.3 | 24.6 | 29.66 | 59.32 | 83.92 | 24.6 | 2.16 | 53.52
|  |  | Supply, install and connect thermostats | [6 empty] | n
|  |  |  | 0.01 | Discrepancy
|  |  | Electrical | 83.91 | 83.91 |  |  |  |  | mu_A | SUBI
|  | h | [ELM25_0085_Quintano_Elec_Mech_HVAC_Est_Rev_B.xlsx]Elec_Rates!$D$138 |  |  | RATE_AAA
2 | 1 | 2 | 000# Empty conduit for thermostat |  | Local Rate | RTLO_002 | [9 empty] | 12.3 | 24.6 | 1.08 | 2.16
[17 empty] | 0 |  | 0
d> | 0 | [8 empty] | mu_A | SUBI | [5 empty] | 24.6 |  | 2.16 | [8 empty] | 24.6
|  |  | ECA | 0 | 0 |  |  |  |  | mu_B | SUBI
| >>> mu_B material here >>> | [15 empty] | 0 |  | 0
[17 empty] | 0 |  | 0
[17 empty] | 0 |  | 0
d> | 0 | [8 empty] | mu_B | SUBI | [5 empty] | 0 |  | 0 | [8 empty] | 0
|  |  | 0 | 0 | 0.01 |  |  |  |  | mu_C | SUBI
| >>> mu_C material here >>> | [15 empty] | 0 |  | 0
[17 empty] | 0 |  | 0
[17 empty] | 0 |  | 0
d> | 0 | [8 empty] | mu_C | SUBI | [5 empty] | 0 |  | 0 | [8 empty] | 0
[6 empty] | ICOST |  |  |  |  | ITEM | [5 empty] | 24.6 |  | 2.16
TB
t
INDOOR UNITS - LEVEL 3
TB
t
SYSTEM S-18
TB
t
Supply, install, connect and commission, VRF system Indoor Units, as specified c/w thermostats located as indicated in the drawings, and including all chasing, conduit preparation, electrical wiring, ducting, drains, connections, control cabling from outdoor unit to indoor unit, control cabling from unit to thermostat and all other accessories etc. required for a complete installation.
|  |  |  | Sell Rate | Sell Total |  |  |  |  | IB | [17 empty] | U_M_Sell | T_M_Sell | U_L_Sell | T_L_Sell | Total_Sell | T_M_Cost | T_L_Phr | Mat/Lab=1
4 | No. |  | Item: 3.05899999999999 | 0 | 0 | ISELL |  |  |  |  | ITEM |  |  |  |  | By Mechancial Sub Contractor |  |  | 0.00 | [8 empty] | 0 | 0 | 0 | 0 | 0 | 0 | 0 | 0
|  |  | 4.5 kW 4-Way Blow Cassette Type Unit | [6 empty] | n
|  |  |  | 0 | Discrepancy
|  |  | Electrical | 0 | 0 |  |  |  |  | mu_A | SUBI
| >>> mu_A material here >>> | [15 empty] | 0 |  | 0
[17 empty] | 0 |  | 0
[17 empty] | 0 |  | 0
d> | 0 | [8 empty] | mu_A | SUBI | [5 empty] | 0 |  | 0 | [8 empty] | 0
|  |  | ECA | 0 | 0 |  |  |  |  | mu_B | SUBI
| >>> mu_B material here >>> | [15 empty] | 0 |  | 0
[17 empty] | 0 |  | 0
[17 empty] | 0 |  | 0
d> | 0 | [8 empty] | mu_B | SUBI | [5 empty] | 0 |  | 0 | [8 empty] | 0
|  |  | 0 | 0 | 0 |  |  |  |  | mu_C | SUBI
| >>> mu_C material here >>> | [15 empty] | 0 |  | 0
[17 empty] | 0 |  | 0
[17 empty] | 0 |  | 0
d> | 0 | [8 empty] | mu_C | SUBI | [5 empty] | 0 |  | 0 | [8 empty] | 0
[6 empty] | ICOST |  |  |  |  | ITEM | [5 empty] | 0 |  | 0
|  |  |  | Sell Rate | Sell Total |  |  |  |  | IB | [17 empty] | U_M_Sell | T_M_Sell | U_L_Sell | T_L_Sell | Total_Sell | T_M_Cost | T_L_Phr | Mat/Lab=1
2 | No. |  | Item: 3.05999999999999 | 0 | 0 | ISELL |  |  |  |  | ITEM |  |  |  |  | By Mechancial Sub Contractor |  |  | 0.00 | [8 empty] | 0 | 0 | 0 | 0 | 0 | 0 | 0 | 0
|  |  | 5.6 kW 4-Way Blow Cassette Type Unit | [6 empty] | n
|  |  |  | 0 | Discrepancy
|  |  | Electrical | 0 | 0 |  |  |  |  | mu_A | SUBI
| >>> mu_A material here >>> | [15 empty] | 0 |  | 0
[17 empty] | 0 |  | 0
[17 empty] | 0 |  | 0
d> | 0 | [8 empty] | mu_A | SUBI | [5 empty] | 0 |  | 0 | [8 empty] | 0
|  |  | ECA | 0 | 0 |  |  |  |  | mu_B | SUBI
| >>> mu_B material here >>> | [15 empty] | 0 |  | 0
[17 empty] | 0 |  | 0
[17 empty] | 0 |  | 0
d> | 0 | [8 empty] | mu_B | SUBI | [5 empty] | 0 |  | 0 | [8 empty] | 0
|  |  | 0 | 0 | 0 |  |  |  |  | mu_C | SUBI
| >>> mu_C material here >>> | [15 empty] | 0 |  | 0
[17 empty] | 0 |  | 0
[17 empty] | 0 |  | 0
d> | 0 | [8 empty] | mu_C | SUBI | [5 empty] | 0 |  | 0 | [8 empty] | 0
[6 empty] | ICOST |  |  |  |  | ITEM | [5 empty] | 0 |  | 0
|  |  |  | Sell Rate | Sell Total |  |  |  |  | IB | [17 empty] | U_M_Sell | T_M_Sell | U_L_Sell | T_L_Sell | Total_Sell | T_M_Cost | T_L_Phr | Mat/Lab=1
2 | No. |  | Item: 3.06099999999999 | 0 | 0 | ISELL |  |  |  |  | ITEM |  |  |  |  | By Mechancial Sub Contractor |  |  | 0.00 | [8 empty] | 0 | 0 | 0 | 0 | 0 | 0 | 0 | 0
|  |  | 7.1 kW 4-Way Blow Cassette Type Unit | [6 empty] | n
|  |  |  | 0 | Discrepancy
|  |  | Electrical | 0 | 0 |  |  |  |  | mu_A | SUBI
| >>> mu_A material here >>> | [15 empty] | 0 |  | 0
[17 empty] | 0 |  | 0
[17 empty] | 0 |  | 0
d> | 0 | [8 empty] | mu_A | SUBI | [5 empty] | 0 |  | 0 | [8 empty] | 0
|  |  | ECA | 0 | 0 |  |  |  |  | mu_B | SUBI
| >>> mu_B material here >>> | [15 empty] | 0 |  | 0
[17 empty] | 0 |  | 0
[17 empty] | 0 |  | 0
d> | 0 | [8 empty] | mu_B | SUBI | [5 empty] | 0 |  | 0 | [8 empty] | 0
|  |  | 0 | 0 | 0 |  |  |  |  | mu_C | SUBI
| >>> mu_C material here >>> | [15 empty] | 0 |  | 0
[17 empty] | 0 |  | 0
[17 empty] | 0 |  | 0
d> | 0 | [8 empty] | mu_C | SUBI | [5 empty] | 0 |  | 0 | [8 empty] | 0
[6 empty] | ICOST |  |  |  |  | ITEM | [5 empty] | 0 |  | 0
|  |  |  | Sell Rate | Sell Total |  |  |  |  | IB | [17 empty] | U_M_Sell | T_M_Sell | U_L_Sell | T_L_Sell | Total_Sell | T_M_Cost | T_L_Phr | Mat/Lab=1
2 | No. |  | Item: 3.06199999999999 | 0 | 0 | ISELL |  |  |  |  | ITEM |  |  |  |  | By Mechancial Sub Contractor |  |  | 0.00 | [8 empty] | 0 | 0 | 0 | 0 | 0 | 0 | 0 | 0
|  |  | 5.6 kW Ceiling Concealed Type Unit | [6 empty] | n
|  |  |  | 0 | Discrepancy
|  |  | Electrical | 0 | 0 |  |  |  |  | mu_A | SUBI
| >>> mu_A material here >>> | [15 empty] | 0 |  | 0
[17 empty] | 0 |  | 0
[17 empty] | 0 |  | 0
d> | 0 | [8 empty] | mu_A | SUBI | [5 empty] | 0 |  | 0 | [8 empty] | 0
|  |  | ECA | 0 | 0 |  |  |  |  | mu_B | SUBI
| >>> mu_B material here >>> | [15 empty] | 0 |  | 0
[17 empty] | 0 |  | 0
[17 empty] | 0 |  | 0
d> | 0 | [8 empty] | mu_B | SUBI | [5 empty] | 0 |  | 0 | [8 empty] | 0
|  |  | 0 | 0 | 0 |  |  |  |  | mu_C | SUBI
| >>> mu_C material here >>> | [15 empty] | 0 |  | 0
[17 empty] | 0 |  | 0
[17 empty] | 0 |  | 0
d> | 0 | [8 empty] | mu_C | SUBI | [5 empty] | 0 |  | 0 | [8 empty] | 0
[6 empty] | ICOST |  |  |  |  | ITEM | [5 empty] | 0 |  | 0
|  |  |  | Sell Rate | Sell Total |  |  |  |  | IB | [17 empty] | U_M_Sell | T_M_Sell | U_L_Sell | T_L_Sell | Total_Sell | T_M_Cost | T_L_Phr | Mat/Lab=1
10 | No. |  | Item: 3.06299999999999 | 41.96 | 419.6 | ISELL |  |  |  | mu_A | ITEM | [7 empty] | mu :1 | [8 empty] | 12.3 | 123 | 29.66 | 296.6 | 419.6 | 123 | 10.8 | 1338
|  |  | Supply, install and connect thermostats | [6 empty] | n
|  | h | [ELM25_0085_Quintano_Elec_Mech_HVAC_Est_Rev_B.xlsx]Elec_Rates!$D$138 |  |  | RATE_AAA
10 | 1 | 10 | 000# Empty conduit for thermostat |  | Local Rate | RTLO_002 | [9 empty] | 12.3 | 123 | 1.08 | 10.8
[17 empty] | 0 |  | 0
d> | 0 |  |  |  |  | ICOST |  |  |  | mu_A | ITEM | [5 empty] | 123 |  | 10.8
TB
t
SYSTEM S-19
TB
t
Supply, install, connect and commission, VRF system Indoor Units, as specified c/w thermostats located as indicated in the drawings, and including all chasing, conduit preparation, electrical wiring, ducting, drains, connections, control cabling from outdoor unit to indoor unit, control cabling from unit to thermostat and all other accessories etc. required for a complete installation.
|  |  |  | Sell Rate | Sell Total |  |  |  |  | IB | [17 empty] | U_M_Sell | T_M_Sell | U_L_Sell | T_L_Sell | Total_Sell | T_M_Cost | T_L_Phr | Mat/Lab=1
1 | No. |  | Item: 3.06799999999999 | 0 | 0 | ISELL |  |  |  | mu_A | ITEM |  |  |  |  | By Mechancial Sub Contractor |  |  | 0.00 | [8 empty] | 0 | 0 | 0 | 0 | 0 | 0 | 0 | 0
|  |  | 3.6 kW Ceiling Concealed Type Unit | [6 empty] | n
[17 empty] | 0 |  | 0
[17 empty] | 0 |  | 0
[17 empty] | 0 |  | 0
[17 empty] | 0 |  | 0
[17 empty] | 0 |  | 0
[17 empty] | 0 |  | 0
d> | 0 |  |  |  |  | ICOST |  |  |  | mu_A | ITEM | [5 empty] | 0 |  | 0
|  |  |  | Sell Rate | Sell Total |  |  |  |  | IB | [17 empty] | U_M_Sell | T_M_Sell | U_L_Sell | T_L_Sell | Total_Sell | T_M_Cost | T_L_Phr | Mat/Lab=1
1 | No. |  | Item: 3.06899999999999 | 0 | 0 | ISELL |  |  |  | mu_A | ITEM |  |  |  |  | By Mechancial Sub Contractor |  |  | 0.00 | [8 empty] | 0 | 0 | 0 | 0 | 0 | 0 | 0 | 0
|  |  | 4.5 kW Ceiling Concealed Type Unit | [6 empty] | n
[17 empty] | 0 |  | 0
[17 empty] | 0 |  | 0
[17 empty] | 0 |  | 0
[17 empty] | 0 |  | 0
[17 empty] | 0 |  | 0
[17 empty] | 0 |  | 0
d> | 0 |  |  |  |  | ICOST |  |  |  | mu_A | ITEM | [5 empty] | 0 |  | 0
|  |  |  | Sell Rate | Sell Total |  |  |  |  | IB | [17 empty] | U_M_Sell | T_M_Sell | U_L_Sell | T_L_Sell | Total_Sell | T_M_Cost | T_L_Phr | Mat/Lab=1
2 | No. |  | Item: 3.06999999999999 | 0 | 0 | ISELL |  |  |  | mu_A | ITEM |  |  |  |  | By Mechancial Sub Contractor |  |  | 0.00 | [8 empty] | 0 | 0 | 0 | 0 | 0 | 0 | 0 | 0
|  |  | 5.6 kW Ceiling Concealed Type Unit | [6 empty] | n
[17 empty] | 0 |  | 0
[17 empty] | 0 |  | 0
[17 empty] | 0 |  | 0
[17 empty] | 0 |  | 0
[17 empty] | 0 |  | 0
[17 empty] | 0 |  | 0
d> | 0 |  |  |  |  | ICOST |  |  |  | mu_A | ITEM | [5 empty] | 0 |  | 0
|  |  |  | Sell Rate | Sell Total |  |  |  |  | IB | [17 empty] | U_M_Sell | T_M_Sell | U_L_Sell | T_L_Sell | Total_Sell | T_M_Cost | T_L_Phr | Mat/Lab=1
1 | No. |  | Item: 3.07099999999999 | 0 | 0 | ISELL |  |  |  | mu_A | ITEM |  |  |  |  | By Mechancial Sub Contractor |  |  | 0.00 | [8 empty] | 0 | 0 | 0 | 0 | 0 | 0 | 0 | 0
|  |  | 7.1 kW Ceiling Concealed Type Unit | [6 empty] | n
[17 empty] | 0 |  | 0
[17 empty] | 0 |  | 0
[17 empty] | 0 |  | 0
[17 empty] | 0 |  | 0
[17 empty] | 0 |  | 0
[17 empty] | 0 |  | 0
d> | 0 |  |  |  |  | ICOST |  |  |  | mu_A | ITEM | [5 empty] | 0 |  | 0
|  |  |  | Sell Rate | Sell Total |  |  |  |  | IB | [17 empty] | U_M_Sell | T_M_Sell | U_L_Sell | T_L_Sell | Total_Sell | T_M_Cost | T_L_Phr | Mat/Lab=1
5 | No. |  | Item: 3.07199999999999 | 41.96 | 209.8 | ISELL |  |  |  | mu_A | ITEM | [7 empty] | mu :1 | [8 empty] | 12.3 | 61.5 | 29.66 | 148.3 | 209.8 | 61.5 | 5.4 | 334.5
|  |  | Supply, install and connect thermostats | [6 empty] | n
|  | h | [ELM25_0085_Quintano_Elec_Mech_HVAC_Est_Rev_B.xlsx]Elec_Rates!$D$138 |  |  | RATE_AAA
5 | 1 | 5 | 000# Empty conduit for thermostat |  | Local Rate | RTLO_002 | [9 empty] | 12.3 | 61.5 | 1.08 | 5.4
[17 empty] | 0 |  | 0
d> | 0 |  |  |  |  | ICOST |  |  |  | mu_A | ITEM | [5 empty] | 61.5 |  | 5.4
TB
t
SPLIT SYSTEMS
TB
t
Supply and install split type units c/w inverter controlled compressors as per specification The units shall be complete with thermostats located as indicated in the drawings, and including all electrical wiring, ducting, drains, connections, control cabling from outdoor unit to indoor unit, all copper piping between indoor and outdoor units inc oil traps etc control cabling from unit to thermostat and all other accessories etc. required for a complete installation:
|  |  |  | Sell Rate | Sell Total |  |  |  |  | IB | [17 empty] | U_M_Sell | T_M_Sell | U_L_Sell | T_L_Sell | Total_Sell | T_M_Cost | T_L_Phr | Mat/Lab=1
1 | No. |  | Item: 3.08599999999999 | 0 | 0 | ISELL |  |  |  | mu_A | ITEM |  |  |  |  | By Mechancial Sub Contractor |  |  | 0.00 | [8 empty] | 0 | 0 | 0 | 0 | 0 | 0 | 0 | 0
|  |  | Split SPT-01 - Wall Mounted Type Unit 4.5 kW (Outdoor unit 4.5 kW) | [6 empty] | n
[17 empty] | 0 |  | 0
[17 empty] | 0 |  | 0
[17 empty] | 0 |  | 0
[17 empty] | 0 |  | 0
[17 empty] | 0 |  | 0
[17 empty] | 0 |  | 0
d> | 0 |  |  |  |  | ICOST |  |  |  | mu_A | ITEM | [5 empty] | 0 |  | 0
|  |  |  | Sell Rate | Sell Total |  |  |  |  | IB | [17 empty] | U_M_Sell | T_M_Sell | U_L_Sell | T_L_Sell | Total_Sell | T_M_Cost | T_L_Phr | Mat/Lab=1
1 | No. |  | Item: 3.08699999999999 | 0 | 0 | ISELL |  |  |  | mu_A | ITEM |  |  |  |  | By Mechancial Sub Contractor |  |  | 0.00 | [8 empty] | 0 | 0 | 0 | 0 | 0 | 0 | 0 | 0
|  |  | Split SPT-02 - Wall Mounted Type Unit 4.5 kW (Outdoor unit 4.5 kW) | [6 empty] | n
[17 empty] | 0 |  | 0
[17 empty] | 0 |  | 0
[17 empty] | 0 |  | 0
[17 empty] | 0 |  | 0
[17 empty] | 0 |  | 0
[17 empty] | 0 |  | 0
d> | 0 |  |  |  |  | ICOST |  |  |  | mu_A | ITEM | [5 empty] | 0 |  | 0
|  |  |  | Sell Rate | Sell Total |  |  |  |  | IB | [17 empty] | U_M_Sell | T_M_Sell | U_L_Sell | T_L_Sell | Total_Sell | T_M_Cost | T_L_Phr | Mat/Lab=1
2 | No. |  | Item: 3.08799999999999 | 41.96 | 83.92 | ISELL |  |  |  | mu_A | ITEM | [7 empty] | mu :1 | [8 empty] | 12.3 | 24.6 | 29.66 | 59.32 | 83.92 | 24.6 | 2.16 | 53.52
|  |  | Supply, install and connect thermostats | [6 empty] | n
|  | h | [ELM25_0085_Quintano_Elec_Mech_HVAC_Est_Rev_B.xlsx]Elec_Rates!$D$138 |  |  | RATE_AAA
2 | 1 | 2 | 000# Empty conduit for thermostat |  | Local Rate | RTLO_002 | [9 empty] | 12.3 | 24.6 | 1.08 | 2.16
[17 empty] | 0 |  | 0
d> | 0 |  |  |  |  | ICOST |  |  |  | mu_A | ITEM | [5 empty] | 24.6 |  | 2.16
SB
| 0.1632 |  | HVAC TOTAL |  | 2139.96 | [5 empty] | PAGE | [5 empty] | 627.3 |  | 55.08
| Discy: |  |  |  | PAGE SELL | [11 empty] | PAGE MAT |  | PAGE LAB
SB
| 0.1632 |  | SECTION: |  | 2139.96 | [5 empty] | SECT | [5 empty] | 627.3 |  | 55.08
| Discy: |  |  |  | SECT SELL | [11 empty] | SECT MAT |  | SECT LAB
[29 empty] | 59910.08 |  | 20110.6 | 80020.68
| 0.0094 | cc |  | Electrical (mu_A) : | 47306.66 | [11 empty] | 30106.805 |  | 626.36 | [9 empty] | 30106.805 |  | 17199.8456
| -0.09 | cc |  | ECA (mu_B) : | 32713.9 | [11 empty] | 29803.23 |  | 106 | [9 empty] | 29803.23 |  | 2910.76
| 0.12 | cc |  | 0 (mu_C) : | 0.12 | [11 empty] | 0 |  | 0 | [9 empty] | 0 |  | 0
| 0 | cc |  | 0 (mu_D) : | 0 | [11 empty] | 0 |  | 0 | [9 empty] | 0 |  | 0
| 0 | cc |  | 0 (mu_E) : | 0 | [11 empty] | 0 |  | 0 | [9 empty] | 0 |  | 0
| 0 | cc |  | 0 (mu_F) : | 0 | [11 empty] | 0 |  | 0 | [9 empty] | 0 |  | 0
| 0 | cc |  | 0 (mu_G) : | 0 | [11 empty] | 0 |  | 0 | [9 empty] | 0 |  | 0
| 0 | cc |  | 0 (mu_H) : | 0 | [11 empty] | 0 |  | 0 | [9 empty] | 0 |  | 0
| 0 | cc |  | 0 (mu_I) : | 0 | [11 empty] | 0 |  | 0 | [9 empty] | 0 |  | 0
| 0 |  |  | 0 (mu_J) : | 0 | [11 empty] | 0 |  | 0 | [9 empty] | 0 |  | 0
|  | MATERIAL SUMMARY |  | MU SUMMARY TOTAL | 80020.68 | [11 empty] | 59910.035 |  | 732.36 | [9 empty] | 59910.035 |  | 20110.6056 | 80020.6406
[29 empty] | 0.045 |  | -0.0056 | 0.0394
| Disc. with |  |  | MATERIAL ITEMS TOTAL | [6 empty] | COMP_GT | [5 empty] | 59910.035 |  | 732.36
equal MUs
| 0.0394 |  |  | BOQ ITEMS TOTAL | 80020.68 | [5 empty] | ITEM_GT | [5 empty] | 59910.035 |  | 732.36
| 0.0394 |  |  | PAGES TOTAL | 80020.68 | [5 empty] | PAGE_GT | [5 empty] | 59910.035 |  | 732.36
SB | 0.0394 |  |  | SECTIONS TOTAL | 80020.68 | [5 empty] | SECT_GT | [5 empty] | 59910.035 |  | 732.36
END! | [16 empty] | 0.0165 |  | 0.088333
| V:56 |  |  | COSTCODE TOTAL | [12 empty] | 59910.0185 |  | 732.2717
| 1 | cc | Erection materials |  | 501 | [9 empty] | 1 |  | 1000.866 |  | 6.0417
| 2 | cc | Busbar Trunking |  | 505 | [9 empty] | 1 |  | 0 |  | 0
| 3 | cc | Switchgear |  | 510 | [9 empty] | 2 |  | 0 |  | 0
| 4 | cc | MCC Equipment |  | 511 | [9 empty] | 2 |  | 0 |  | 0
| 5 | cc | BMS Equipment |  | 512 | [9 empty] | 2 |  | 100 |  | 8
| 6 | cc | PVC Pipes / Ducts |  | 520 | [9 empty] | 1 |  | 0 |  | 0
| 7 | cc | High/medium voltage switchgear |  | 530 | [9 empty] | 2 |  | 0 |  | 0
| 8 | cc | Power Transformers |  | 550 | [9 empty] | 2 |  | 0 |  | 0
| 9 | cc | Control Panels |  | 570 | [9 empty] | 2 |  | 35503.23 |  | 227.5
| 10 | cc | Electrical Single Core Cables |  | 615 | [9 empty] | 2 |  | 66.3 |  | 2.6
| 11 | cc | Electrical Multicore Cables |  | 616 | [9 empty] | 2 |  | 14618.92 |  | 54.18
| 12 | cc | ELV/BMS/Special Cables |  | 617 | [9 empty] | 2 |  | 3971.625 |  | 105.29
| 13 | cc | Cables accessories |  | 620 | [9 empty] | 2 |  | 1188.02 |  | 107.58
| 14 | cc | Galv. Cable Trays |  | 650 | [9 empty] | 1 |  | 184.44 |  | 10.15
| 15 | cc | PVC Cable Trays |  | 651 | [9 empty] | 1 |  | 0 |  | 0
| 16 | cc | Galv. Cable Basket |  | 652 | [9 empty] | 1 |  | 0 |  | 0
| 17 | cc | Galv. Cable Ladder |  | 654 | [9 empty] | 1 |  | 0 |  | 0
| 18 | cc | Galv. Cable Trunking |  | 675 | [9 empty] | 1 |  | 0 |  | 0
| 19 | cc | Alum. Cable Trunking |  | 676 | [9 empty] | 1 |  | 0 |  | 0
| 20 | cc | PVC Cable Trunking |  | 680 | [9 empty] | 1 |  | 0 |  | 0
| 21 | cc | Underfloor Cable Trunking |  | 681 | [9 empty] | 1 |  | 0 |  | 0
| 22 | cc | Galv. Conduit |  | 690 | [9 empty] | 1 |  | 1460.84 |  | 79.6
| 23 | cc | PVC Conduit |  | 700 | [9 empty] | 1 |  | 627.3 |  | 55.08
| 24 | cc | Wiring Accessories |  | 705 | [9 empty] | 3 |  | 0 |  | 0
| 25 | cc | Dimming Equipment |  | 706 | [9 empty] | 3 |  | 0 |  | 0
| 26 | cc | Fire Alarm Equipment |  | 725 | [9 empty] | 3 |  | 0 |  | 0
| 27 | cc | Fire Barriers |  | 726 | [9 empty] | 3 |  | 0 |  | 0
| 28 | cc | Security Alarm System |  | 750 | [9 empty] | 3 |  | 0 |  | 0
| 29 | cc | Access Control |  | 751 | [9 empty] | 3 |  | 0 |  | 0
| 30 | cc | Hotel Electronic Lock |  | 752 | [9 empty] | 3 |  | 0 |  | 0
| 31 | cc | Sub-Contracting Installation Elec |  | 753 | [9 empty] | 3 |  | 0 |  | 0
| 32 | cc | Timing Equipment |  | 770 | [9 empty] | 3 |  | 0 |  | 0
| 33 | cc | Public Address |  | 790 | [9 empty] | 3 |  | 0 |  | 0
| 34 | cc | Voice Alarm Equipment |  | 791 | [9 empty] | 3 |  | 0 |  | 0
| 35 | cc | Lightning / Bonding System |  | 810 | [9 empty] | 3 |  | 0 |  | 0
| 36 | cc | T.V System |  | 815 | [9 empty] | 3 |  | 0 |  | 0
| 37 | cc | UPS/Voltage Stabilisers |  | 820 | [9 empty] | 2 |  | 0 |  | 0
| 38 | cc | Data Network Equipment |  | 821 | [9 empty] | 3 |  | 0 |  | 0
| 39 | cc | Light Fittings |  | 835 | [9 empty] | 3 |  | 0 |  | 0
| 40 | cc | Generators, AMF Panels |  | 845 | [9 empty] | 2 |  | 100 |  | 0
| 41 | cc | Telephone Equipment |  | 855 | [9 empty] | 3 |  | 0 |  | 0
| 42 | cc | Intercom |  | 856 | [9 empty] | 3 |  | 0 |  | 0
| 43 | cc | Mechanical for Electrical |  | 857 | [9 empty] | 3 |  | 0 |  | 0
| 44 | cc | Nurse Call |  | 858 | [9 empty] | 3 |  | 0 |  | 0
| 45 | cc | C.C.T.V. Equipment |  | 865 | [9 empty] | 3 |  | 0 |  | 0
| 46 | cc | Tools and Instruments |  | 870 | [9 empty] | 4 |  | 0 |  | 0
| 47 | cc | Consumbles |  | 875 | [9 empty] | 1 |  | 463.4775 |  | 0
| 48 | cc | Drawings/Manuals |  | 880 | [9 empty] | 3 |  | 0 |  | 0
| 49 | cc | Spare Parts |  | 885 | [9 empty] | 4 |  | 0 |  | 0
| 50 | cc | Labour |  | 900 | [9 empty] | 3 |  | 0 |  | 51.25
| 51 | cc | Dismantling (Labour Only) |  | 901 | [9 empty] | 1 |  | 0 |  | 0
| 52 | cc | Testing & Commissioning |  | 902 | [9 empty] | 3 |  | 0 |  | 25
| 53 | cc | Sub-Contracting Works |  | 960 | [9 empty] | 4 |  | 0 |  | 0
| 54 | cc | Enemalta Application |  | 961 | [9 empty] | 3 |  | 0 |  | 0
| 55 | cc | Crainage and Transportation |  | 962 | [9 empty] | 1 |  | 625 |  | 0
| 56 | cc | Provisional Sum |  | 970 | [9 empty] | 4 |  | 0 |  | 0
|  | cc |  |  | Fix 1 |  | 1 | [9 empty] | 4361.9235 |  | 150.8717
|  | cc |  |  | Fix 2 |  | 2 | [9 empty] | 55548.095 |  | 505.15
|  | cc |  |  | Fix 3 |  | 2 | [9 empty] | 0 |  | 76.25
|  | cc |  |  | Others |  | 3 | [9 empty] | 0 |  | 0
|  | cc |  |  | TOTAL | [11 empty] | 59910.0185 |  | 732.2717
| RATE TOTALS IN CURRENT SHEET | RATE TOTALS IN CURRENT SHEET
| 4 |  | 037# 5 x 16mm2 F120 Fire Resistant Cable (BS7846) - XLPE/SWA/LSZH
| 3 |  | 039# 5 x 10mm2 F120 Fire Resistant Cable (BS7846) - XLPE/SWA/LSZH
| 4 |  | 045# 5 x 4mm2 XLPE/SWA/LSZH
| 13 |  | 046# 3 x 4mm2 XLPE/SWA/LSZH
| 15 |  | 047# 5 x 2.5mm2 F120 Fire Resistant Cable (BS7846) - XLPE/SWA/LSZH
| 12 |  | 047# 5 x 2.5mm2 F120 Fire Resistant Cable (BS7846) - XLPE/SWA/LSZH - High level
| 3 |  | 044# 5 x 4mm2 F120 Fire Resistant Cable (BS7846) - XLPE/SWA/LSZH
| 26 |  | 001# SFDI adjacent to each damper.
| 29 |  | 073# 300mm cable Tray c/w bracket to wall
| 51 |  | 000# Empty conduit for thermostat
SB!
Note on A35: Michael Vella: DO NOT insert a new subitem block here or further down. Go up to a hatched marker cell to do this.
Note on A51: Michael Vella: DO NOT insert a new subitem block here or further down. Go up to a hatched marker cell to do this.
Note on A67: Michael Vella: DO NOT insert a new subitem block here or further down. Go up to a hatched marker cell to do this.
Note on A83: Michael Vella: DO NOT insert a new subitem block here or further down. Go up to a hatched marker cell to do this.
Note on A100: Michael Vella: DO NOT insert a new subitem block here or further down. Go up to a hatched marker cell to do this.
Note on A131: Michael Vella: DO NOT insert a new subitem block here or further down. Go up to a hatched marker cell to do this.
Note on A147: Michael Vella: DO NOT insert a new subitem block here or further down. Go up to a hatched marker cell to do this.
Note on A167: Michael Vella: DO NOT insert a new subitem block here or further down. Go up to a hatched marker cell to do this.
Note on A183: Michael Vella: DO NOT insert a new subitem block here or further down. Go up to a hatched marker cell to do this.
Note on A207: Michael Vella: DO NOT insert a new subitem block here or further down. Go up to a hatched marker cell to do this.
Note on A223: Michael Vella: DO NOT insert a new subitem block here or further down. Go up to a hatched marker cell to do this.
Note on A239: Michael Vella: DO NOT insert a new subitem block here or further down. Go up to a hatched marker cell to do this.
Note on A256: Michael Vella: DO NOT insert a new subitem block here or further down. Go up to a hatched marker cell to do this.
Note on A288: Michael Vella: DO NOT insert a new subitem block here or further down. Go up to a hatched marker cell to do this.
Note on A304: Michael Vella: DO NOT insert a new subitem block here or further down. Go up to a hatched marker cell to do this.
Note on A324: Michael Vella: DO NOT insert a new subitem block here or further down. Go up to a hatched marker cell to do this.
Note on A348: Michael Vella: DO NOT insert a new subitem block here or further down. Go up to a hatched marker cell to do this.
Note on A364: Michael Vella: DO NOT insert a new subitem block here or further down. Go up to a hatched marker cell to do this.
Note on A380: Michael Vella: DO NOT insert a new subitem block here or further down. Go up to a hatched marker cell to do this.
Note on A396: Michael Vella: DO NOT insert a new subitem block here or further down. Go up to a hatched marker cell to do this.
Note on A412: Michael Vella: DO NOT insert a new subitem block here or further down. Go up to a hatched marker cell to do this.
Note on A428: Michael Vella: DO NOT insert a new subitem block here or further down. Go up to a hatched marker cell to do this.
Note on A444: Michael Vella: DO NOT insert a new subitem block here or further down. Go up to a hatched marker cell to do this.
Note on A460: Michael Vella: DO NOT insert a new subitem block here or further down. Go up to a hatched marker cell to do this.
Note on A500: Michael Vella: DO NOT insert a new subitem block here or further down. Go up to a hatched marker cell to do this.
Note on A516: Michael Vella: DO NOT insert a new subitem block here or further down. Go up to a hatched marker cell to do this.
Note on A532: Michael Vella: DO NOT insert a new subitem block here or further down. Go up to a hatched marker cell to do this.
Note on A552: Michael Vella: DO NOT insert a new subitem block here or further down. Go up to a hatched marker cell to do this.
Note on A568: Michael Vella: DO NOT insert a new subitem block here or further down. Go up to a hatched marker cell to do this.
Note on A588: Michael Vella: DO NOT insert a new subitem block here or further down. Go up to a hatched marker cell to do this.
Note on A604: Michael Vella: DO NOT insert a new subitem block here or further down. Go up to a hatched marker cell to do this.
Note on A624: Michael Vella: DO NOT insert a new subitem block here or further down. Go up to a hatched marker cell to do this.
Note on A640: Michael Vella: DO NOT insert a new subitem block here or further down. Go up to a hatched marker cell to do this.
Note on A656: Michael Vella: DO NOT insert a new subitem block here or further down. Go up to a hatched marker cell to do this.
Note on A672: Michael Vella: DO NOT insert a new subitem block here or further down. Go up to a hatched marker cell to do this.
Note on A692: Michael Vella: DO NOT insert a new subitem block here or further down. Go up to a hatched marker cell to do this.
Note on A708: Michael Vella: DO NOT insert a new subitem block here or further down. Go up to a hatched marker cell to do this.
Note on A724: Michael Vella: DO NOT insert a new subitem block here or further down. Go up to a hatched marker cell to do this.
Note on A798: Michael Vella: DO NOT insert a new subitem block here or further down. Go up to a hatched marker cell to do this.
Note on A837: Michael Vella: DO NOT insert a new subitem block here or further down. Go up to a hatched marker cell to do this.
Note on A860: Michael Vella: DO NOT insert a new subitem block here or further down. Go up to a hatched marker cell to do this.
Note on Q861: Thomas Sammut: €2159.12 by Raymond
Note on A883: Michael Vella: DO NOT insert a new subitem block here or further down. Go up to a hatched marker cell to do this.
Note on A929: Michael Vella: DO NOT insert a new subitem block here or further down. Go up to a hatched marker cell to do this.
Note on A953: Michael Vella: DO NOT insert a new subitem block here or further down. Go up to a hatched marker cell to do this.
Note on A976: Michael Vella: DO NOT insert a new subitem block here or further down. Go up to a hatched marker cell to do this.
Note on A999: Michael Vella: DO NOT insert a new subitem block here or further down. Go up to a hatched marker cell to do this.
Note on A1022: Michael Vella: DO NOT insert a new subitem block here or further down. Go up to a hatched marker cell to do this.
Note on A1063: Michael Vella: DO NOT insert a new subitem block here or further down. Go up to a hatched marker cell to do this.
Note on A1091: Michael Vella: DO NOT insert a new subitem block here or further down. Go up to a hatched marker cell to do this.
Note on A1107: Michael Vella: DO NOT insert a new subitem block here or further down. Go up to a hatched marker cell to do this.
Note on A1152: Michael Vella: DO NOT insert a new subitem block here or further down. Go up to a hatched marker cell to do this.
Note on A1173: Michael Vella: DO NOT insert a new subitem block here or further down. Go up to a hatched marker cell to do this.
Note on A1194: Michael Vella: DO NOT insert a new subitem block here or further down. Go up to a hatched marker cell to do this.
Note on A1215: Michael Vella: DO NOT insert a new subitem block here or further down. Go up to a hatched marker cell to do this.
Note on A1236: Michael Vella: DO NOT insert a new subitem block here or further down. Go up to a hatched marker cell to do this.
Note on A1257: Michael Vella: DO NOT insert a new subitem block here or further down. Go up to a hatched marker cell to do this.
Note on A1278: Michael Vella: DO NOT insert a new subitem block here or further down. Go up to a hatched marker cell to do this.
Note on A1311: Michael Vella: DO NOT insert a new subitem block here or further down. Go up to a hatched marker cell to do this.
Note on A1332: Michael Vella: DO NOT insert a new subitem block here or further down. Go up to a hatched marker cell to do this.
Note on A1353: Michael Vella: DO NOT insert a new subitem block here or further down. Go up to a hatched marker cell to do this.
Note on A1374: Michael Vella: DO NOT insert a new subitem block here or further down. Go up to a hatched marker cell to do this.
Note on A1407: Michael Vella: DO NOT insert a new subitem block here or further down. Go up to a hatched marker cell to do this.
Note on A1428: Michael Vella: DO NOT insert a new subitem block here or further down. Go up to a hatched marker cell to do this.
Note on A1449: Michael Vella: DO NOT insert a new subitem block here or further down. Go up to a hatched marker cell to do this.
Note on A1470: Michael Vella: DO NOT insert a new subitem block here or further down. Go up to a hatched marker cell to do this.
Note on A1499: Michael Vella: DO NOT insert a new subitem block here or further down. Go up to a hatched marker cell to do this.
Note on A1520: Michael Vella: DO NOT insert a new subitem block here or further down. Go up to a hatched marker cell to do this.
Note on A1541: Michael Vella: DO NOT insert a new subitem block here or further down. Go up to a hatched marker cell to do this.
Note on A1574: Michael Vella: DO NOT insert a new subitem block here or further down. Go up to a hatched marker cell to do this.
Note on A1595: Michael Vella: DO NOT insert a new subitem block here or further down. Go up to a hatched marker cell to do this.
Note on A1616: Michael Vella: DO NOT insert a new subitem block here or further down. Go up to a hatched marker cell to do this.
Note on A1637: Michael Vella: DO NOT insert a new subitem block here or further down. Go up to a hatched marker cell to do this.
Note on A1658: Michael Vella: DO NOT insert a new subitem block here or further down. Go up to a hatched marker cell to do this.
Note on A1679: Michael Vella: DO NOT insert a new subitem block here or further down. Go up to a hatched marker cell to do this.
Note on A1708: Michael Vella: DO NOT insert a new subitem block here or further down. Go up to a hatched marker cell to do this.
Note on A1729: Michael Vella: DO NOT insert a new subitem block here or further down. Go up to a hatched marker cell to do this.
Note on A1750: Michael Vella: DO NOT insert a new subitem block here or further down. Go up to a hatched marker cell to do this.
Note on A1771: Michael Vella: DO NOT insert a new subitem block here or further down. Go up to a hatched marker cell to do this.
Note on A1792: Michael Vella: DO NOT insert a new subitem block here or further down. Go up to a hatched marker cell to do this.
Note on A1821: Michael Vella: DO NOT insert a new subitem block here or further down. Go up to a hatched marker cell to do this.
Note on A1842: Michael Vella: DO NOT insert a new subitem block here or further down. Go up to a hatched marker cell to do this.
Note on A1875: Michael Vella: DO NOT insert a new subitem block here or further down. Go up to a hatched marker cell to do this.
Note on A1896: Michael Vella: DO NOT insert a new subitem block here or further down. Go up to a hatched marker cell to do this.
Note on A1917: Michael Vella: DO NOT insert a new subitem block here or further down. Go up to a hatched marker cell to do this.
Note on A1938: Michael Vella: DO NOT insert a new subitem block here or further down. Go up to a hatched marker cell to do this.
Note on AK2054: Michael Vella: This cell should be exactly equal to the MU SUMMARY TOTAL.
Note on AH2066: Michael Vella: This discrepancy must be small
Note on AJ2066: Michael Vella: This discrepancy must be small
Note on AK2066: Michael Vella: This discrepancy must be small

## HVAC_BOQ
SECTION 2 - HVAC
ITEM | DESCRIPTION | QTY | UNIT | RATE Euro (Exc of VAT) | TOTAL Euro (Exc of VAT) | Material cost to Panta Ex VAT | Labour pair hours @ €27.46per pair hour | Labour pair hours @ €52.92per pair hour
1 | PRELIMINARIES
All equipment to be used within this contract is to be approved prior to delivery to site.
1.001 | Mobilisation of site including the setting up of Storage facilities for materials, Sanitary facilities for the employees, Setting up of temporary site office, etc required to undertake the works | 1 | L.S. |  | 0
1.002 | Provision of insurance cover in the joint names of the Client and Contractor insure the Works against loss or damage by fire, storm, tempest, lightning, flood, earthquake, aircraft or anything dropped there from, aerial objects, riot and civil commotion for the full reinstatement value thereof plus 15% of all the Works executed and all unfixed materials and goods so insured until the completion of the Works. The Contractor shall affect a policy of insurance against third party risks to cover an amount of not less than Euro 500,000 (five hundred thousand Euros) for any one accident. The policy shall be in joint names of the Client and Contractor and shall include cross liability clauses. In respect of liability for the death or injury to any person employed by the Contractor and arising out of and in the course of such person's employment by the Contractor the amount insured by the Contractor shall be such as to indemnify the Client against all damages as compensation payable. The Contractor shall comply with and be subject to the terms, exclusions, exceptions, conditions and limitations of the insurance policies and shall bear the amount of the retained liabilities stated therein The Contractor shall deposit with the Client copies of the policy or policies and a copy of the receipt in respect of premiums paid before starting the Works | 1 | L.S. |  | 0
1.003 | Implementation of health and safety measures on site including personal safety (e.g safety shoes, helmets scaffolding, harnesses etc) as well as those to render the site safe for employees (e.g staircase handrails, closing of lift shaft openings etc) | 1 | L.S. |  | 0
1.004 | Prepare a risk assessment report outlining all risks involved and measures to be taken to minimise or eliminate potential risks. The report is to be prepared and signed by a competent person and to be submitted within three weeks from commencement of works. | 1 | L.S. |  | 0
1.005 | Allow for carrying out all surveys, setting out of works unless included elsewhere in the Bills of Quantities. | 1 | L.S. |  | 0
P | TOTAL FOR PAGE 01 | Euro Exc VAT |  |  | 0 | 0 | 0 | 0
ITEM | DESCRIPTION | QTY | UNIT | RATE Euro (Exc of VAT) | TOTAL Euro (Exc of VAT) | Material cost to Panta Ex VAT | Labour pair hours @ €27.46per pair hour | Labour pair hours @ €52.92per pair hour
1.006 | Provision for attending to site to take all relevant measurements in order to ascertain the exact quantities of the individual and measured items to be procured as well as keeping of all relevant records of personnel attendance, stock control etc | 1 | L.S. |  | 0
1.007 | Provision of security measures on site both as regards the storage facilities as well as to safeguard the materials installed during the latter stages of the project. | 1 | L.S. |  | 0
1.008 | Provision for the supply and delivery to site of samples as may be requested by the client / engineer | 1 | L.S. |  | 0
1.009 | Allow for continuously keeping the site and building clean and in a workman type condition free from debris, surplus materials and any other type of loose matter arising from works, which will disturb the proper conditions of any internal and external areas, roads and/or adjoining structures. Site Cleaning is to take place during the whole duration of works. Client reserves the right to employ cleaning companies at the contractor's expense if the contractor fails to keep the site clean. | 1 | L.S. |  | 0
1.01 | Provision for hauling of equipment on site, including cranage, permits and all necessary fees. | 1 | L.S. |  | 0
1.011 | Provision for working at height, including scaffolding, cherry pickers etc. All equipment shall be fully certified. | 1 | L.S. |  | 0
1.012 | Provision for Builders Work in order to prepare all openings required to install conduits, pipework, ductwork, etc., and making good and reinstatement of all openings. | 1 | L.S. |  | 0
1.013 | Provision for Openings in Insulation Panelling in order to prepare all openings required to install conduits, pipework, ductwork, etc., and making good and reinstatement of all openings. | 1 | L.S. |  | 0
P | TOTAL FOR PAGE 02 | Euro Exc VAT |  |  | 0 | 0 | 0 | 0
| TOTAL FOR PRELIMINARIES | Euro Exc VAT |  |  | 0 | 0 | 0 | 0
ITEM | DESCRIPTION | QTY | UNIT | RATE Euro (Exc of VAT) | TOTAL Euro (Exc of VAT) | Material cost to Panta Ex VAT | Labour pair hours @ €27.46per pair hour | Labour pair hours @ €52.92per pair hour
2T | VENTILATION SYSTEM
T | FANS - BASEMENT LEVEL -1
T | Supply, install and connect the following In-line type extract fans c/w 2 silencers - one upstream and one downstream from the fan, variable speed controllers, anti-vibration mountings, chamfered bird screen, transformation pieces etc for a complete system inclusive of connecting up of fans to electrical supply.
2.001 | EF-B1U-01 F300 Extract Fan - Norm: 33,000m3/hr at 200Pa; Fire: 55,000m3/hr at 200Pa - installed at Level 0 | 2 | No. | 245.04 | 490.08 | 333 | 5.72
2.002 | EF-B1L-01 F300 Extract Fan - Norm: 42,800m3/hr at 200Pa; Fire: 71,000m3/hr at 200Pa - installed at Level 0 | 2 | No. | 245.04 | 490.08 | 333 | 5.72
2.003 | EF-B1U-02 Extract Fan - 1300m3/hr at 125Pa - installed at Level 0 | 1 | No. | 65.62 | 65.62 | 20.04 | 1.66
2.004 | EF-B1L-02 Extract Fan - 32,000m3/hr at 250Pa - installed at Level 1 | 1 | No. | 73.04 | 73.04 | 24.44 | 1.77
2.005 | SF-B1L-01 Supply Fan - 35,000m3/hr at 250Pa - installed at Basement Level -1 | 1 | No. | 73.04 | 73.04 | 24.44 | 1.77
2.006 | Supply and install differential pressure alarm complete with remote visual and audible indicators including all cabling etc for a complete system | 1 | No. | 309.67 | 309.67 | 114.98 | 7.09
Supply, install and connect the following In-line type extract fans c/w 2 silencers - one upstream and one downstream from the fan, variable speed controllers, anti-vibration mountings, chamfered bird screen, transformation pieces etc for a complete system inclusive of connecting up of fans to electrical supply.
2.006a | EF-GEN-01 F300 Extract Fan - 9,700m3/hr at 250Pa - installed at Basement Level -1 | 1 | No. |  | 0 | 24.44 | 1.77
2.006b | SF-GEN-01 F300 Supply Fan - 9,700m3/hr at 250Pa - installed at Basement Level -1 | 1 | No. |  | 0 | 24.44 | 1.77
T | Supply, install and connect the following Induction Jet fans c/w transformation pieces etc and including the connecting up to the electrical supply for a complete system
2.007 | JF-B1U-01 to 07 Jet Fan - Normal: 3500m3/hr; Fire: 5800m3/hr - installed at Basement Level -1 | 7 | No. | 89.37 | 625.59 | 310.38 | 11.48
2.008 | JF-B1L-01 to 08 Jet Fan - Normal: 3500m3/hr; Fire: 5800m3/hr - installed at Basement Level -1 | 8 | No. | 89.38 | 715.04 | 354.72 | 13.12
T | FANS - UPPER LEVELS
T | Supply, install and connect the following In-line type extract fans c/w 2 silencers - one upstream and one downstream from the fan, variable speed controllers, anti-vibration mountings, chamfered bird screen, transformation pieces etc for a complete system inclusive of connecting up of fans to electrical supply.
2.009 | EF-OF-01 Extract Fan - 540m3/hr at 125Pa - installed at Level 0 | 1 | No. | 65.62 | 65.62 | 20.04 | 1.66
2.01 | EF-OF-02 Extract Fan - 300m3/hr at 125Pa - installed at Roof Level | 1 | No. | 65.62 | 65.62 | 20.04 | 1.66
2.011 | EF-AB-01 Extract Fan - 450m3/hr at 150Pa - installed at Level 3 | 1 | No. | 65.62 | 65.62 | 20.04 | 1.66
2.012 | SF-AB-01 Supply Fan - 250m3/hr at 200Pa - installed at Level 3 | 1 | No. | 65.62 | 65.62 | 20.04 | 1.66
2.013 | Supply and install differential pressure alarm complete with remote visual and audible indicators including all cabling etc for a complete system | 1 | No. | 366.17 | 366.17 | 137.15 | 8.34
T | Supply, install and connect the following F300 Wall mounted axial fans c/w transformation pieces etc and including the connecting up to the electrical supply for a complete system
2.014 | SPF1 to 3 Wall Mounted Fan - 34,000m3/hr at 200Pa c/w Cowls etc. as required as per drawing - installed at Level 2 | 3 | No. | 81.51 | 244.53 | 139.92 | 3.81
2.015 | EPF1 to 3 Wall Mounted Fan - Norm: 34,000m3/hr at 200Pa; Fire: 57,000m3/hr at 150Pa c/w Gravity shutters etc. as required as per drawing - installed at Level 2 | 3 | No. | 151.05 | 453.15 | 240.6 | 7.74
T | Supply, install and connect the following F300 Impulse Jet fans c/w transformation pieces etc and including the connecting up to the electrical supply for a complete system
2.016 | IF1 to 12 Impulse Fan - 8500m3/hr at 100N - installed at Level 2 | 12 | No. | 127.13 | 1525.56 | 985.2 | 19.68
T | HRUs - UPPER LEVELS
T | Supply, install and connect the following HRUs c/w variable speed controllers, filters c/w differential pressure alarm, transformation pieces etc for a complete system
2.017 | HRU-OL0-01 Heat Recovery Unit - 650m3/hr at 200Pa - installed at Level 4 | 1 | No. | 65.62 | 65.62 | 20.04 | 1.66
2.018 | HRU-OL1-01 Heat Recovery Unit - 750m3/hr at 200Pa - installed at Level 4 | 1 | No. | 65.62 | 65.62 | 20.04 | 1.66
2.019 | HRU-OL2-01 Heat Recovery Unit - 1100m3/hr at 250Pa - installed at Level 4 | 1 | No. | 65.62 | 65.62 | 20.04 | 1.66
2.02 | HRU-OL2-02 Heat Recovery Unit - 900m3/hr at 250Pa - installed at Level 4 | 1 | No. | 65.62 | 65.62 | 20.04 | 1.66
2.021 | HRU-OL3-01 Heat Recovery Unit - 750m3/hr at 200Pa - installed at Level 4 | 1 | No. | 65.62 | 65.62 | 20.04 | 1.66
2.022 | HRU-OL3-02 Heat Recovery Unit - 900m3/hr at 250Pa - installed at Level 4 | 1 | No. | 65.62 | 65.62 | 20.04 | 1.66
2.023 | HRU-OL3-03 Heat Recovery Unit - 300m3/hr at 250Pa - installed at Level 4 | 1 | No. | 65.62 | 65.62 | 20.04 | 1.66
2.024 | HRU-CAN-01 Heat Recovery Unit - 700m3/hr at 200Pa - installed at Level 2 | 1 | No. | 65.62 | 65.62 | 20.04 | 1.66
2.025 | Supply and install differential pressure alarm complete with remote visual and audible indicators including all cabling etc for a complete system | 8 | No. | 709.79 | 5678.32 | 2040.4 | 132.48
P | TOTAL FOR PAGE 03 | Euro Exc VAT |  |  | 11897.33 | 5347.63 | 243.84 | 0
ITEM | DESCRIPTION | QTY | UNIT | RATE Euro (Exc of VAT) | TOTAL Euro (Exc of VAT) | Material cost to Panta Ex VAT | Labour pair hours @ €27.46per pair hour | Labour pair hours @ €52.92per pair hour
BASEMENT LEVEL -1
Supply and install the following galvanised ductwork inc. all elbows, Tee's, transformation pieces, brackets. All external ductwork shall be c/w weatherproofing.
2.026 | 1000 x 850 mm | 5 | m |  | 0
2.027 | 1500 x 1700 mm | 5 | m |  | 0
2.028 | 1500 x 1150 mm | 5 | m |  | 0
2.029 | 1500 x 600 mm | 5 | m |  | 0
Supply and install the following linear type supply/extraction grills c/w transformation pieces etc for a complete system.
2.03 | EG 01 - 2500 x 4000 mm | 1 | No. |  | 0
2.031 | EG 02 - 1200 x 4800 mm | 1 | No. |  | 0
2.032 | EG 07 - 1500 x 2400 mm | 1 | No. |  | 0
2.033 | SG 06 - 1200 x 800 mm | 3 | No. |  | 0
Supply and install the following weatherproof louvers/bird screens c/w transformation pieces etc for a complete system.
2.034 | WL 02 - 1000 x 850 mm | 1 | No. |  | 0
Supply and install the following phenolic ductwork inc. all elbows, Tee's, transformation pieces, brackets. All external ductwork shall be c/w weatherproofing.
2.035 | 200 x 150 mm | 15 | m |  | 0
2.036 | 250 x 250 mm | 5 | m |  | 0
2.037 | 325 x 250 mm | 5 | m |  | 0
Supply and install the following linear type supply/extraction grills c/w transformation pieces etc for a complete system.
2.038 | EG 04 - 400 x 75 mm | 1 | No. |  | 0
2.039 | EG 05 - 800 x 150 mm | 1 | No. |  | 0
2.04 | EG 06 - 400 x 100 mm | 1 | No. |  | 0
T | Supply and install the following motorized fire dampers c/w transformation pieces including all actuators, in-duct smoke detection and connecting up to the electrical supply etc for a complete system.
2.041 | FD 01 - 200 x 150 mm | 2 | No. | Included in item 1.183 |  | Included in item 1.183 | Included in item 1.183 | Included in item 1.183
2.042 | FD 08 - 250 x 250 mm | 1 | No. | Included in item 1.183 |  | Included in item 1.183 | Included in item 1.183 | Included in item 1.183
2.043 | FD 09 - 325 x 250 mm | 1 | No. | Included in item 1.183 |  | Included in item 1.183 | Included in item 1.183 | Included in item 1.183
Supply and install the following 120min fire rated intumescent expanding transfer grills c/w spacers, bracketing for the following blockwork openings
2.044 | IG 01 - 460 x 795 mm | 3 | No. |  | 0
2.045 | IG 02 - 460 x 1060 mm | 3 | No. |  | 0
LEVEL 0
Supply and install the following galvanised ductwork inc. all elbows, Tee's, transformation pieces, brackets. All external ductwork shall be c/w weatherproofing.
2.046 | 1000 x 1500 mm - external | 5 | m |  | 0
Supply and install the following weatherproof louvers/bird screens c/w transformation pieces etc for a complete system.
2.047 | WL 03 - 1000 x 1000 mm | 2 | No. |  | 0
Supply and install the following phenolic ductwork inc. all elbows, Tee's, transformation pieces, brackets. All external ductwork shall be c/w weatherproofing.
2.048 | 100 x 100 mm | 5 | m |  | 0
2.049 | 125 x 100 mm | 10 | m |  | 0
2.05 | 150 x 100 mm | 5 | m |  | 0
2.051 | 150 x 150 mm | 5 | m |  | 0
2.052 | 200 x 100 mm | 35 | m |  | 0
2.053 | 200 x 150 mm | 10 | m |  | 0
2.054 | 200 x 150 mm - external | 5 | m |  | 0
2.055 | 300 x 150 mm | 10 | m |  | 0
2.056 | 325 x 250 mm - external | 5 | m |  | 0
Supply and install the following linear type supply/extraction grills c/w transformation pieces etc for a complete system.
2.057 | EG 03 - 200 x 100 mm | 5 | No. |  | 0
2.058 | SG 03 - 400 x 75 mm | 1 | No. |  | 0
2.059 | RG 03 - 400 x 75 mm | 3 | No. |  | 0
T | Supply and install the following motorized fire dampers c/w transformation pieces including all actuators, in-duct smoke detection and connecting up to the electrical supply etc for a complete system.
2.06 | FD 01 - 200 x 150 mm | 1 | No. | Included in item 1.183 |  | Included in item 1.183 | Included in item 1.183 | Included in item 1.183
2.061 | FD 04 - 300 x 150 mm | 2 | No. | Included in item 1.183 |  | Included in item 1.183 | Included in item 1.183 | Included in item 1.183
Supply and install the following weatherproof louvers/bird screens c/w transformation pieces etc for a complete system.
2.062 | BS 01 - 325 x 150 mm | 2 | No. |  | 0
P | TOTAL FOR PAGE 04 | Euro Exc VAT |  |  | 0 | 0 | 0 | 0
ITEM | DESCRIPTION | QTY | UNIT | RATE Euro (Exc of VAT) | TOTAL Euro (Exc of VAT) | Material cost to Panta Ex VAT | Labour pair hours @ €27.46per pair hour | Labour pair hours @ €52.92per pair hour
LEVEL 1
Supply and install the following galvanised ductwork inc. all elbows, Tee's, transformation pieces, brackets. All external ductwork shall be c/w weatherproofing.
2.063 | 1000 x 850 mm - external | 5 | m |  | 0
Supply and install the following weatherproof louvers/bird screens c/w transformation pieces etc for a complete system.
2.064 | WL 02 - 1000 x 850 mm | 1 | No. |  | 0
Supply and install the following phenolic ductwork inc. all elbows, Tee's, transformation pieces, brackets. All external ductwork shall be c/w weatherproofing.
2.065 | 100 x 100 mm | 5 | m |  | 0
2.066 | 125 x 100 mm | 10 | m |  | 0
2.067 | 150 x 100 mm | 10 | m |  | 0
2.068 | 150 x 125 mm | 15 | m |  | 0
2.069 | 200 x 100 mm | 20 | m |  | 0
2.07 | 200 x 150 mm | 25 | m |  | 0
2.071 | 225 x 150 mm | 15 | m |  | 0
2.072 | 300 x 150 mm | 20 | m |  | 0
Supply and install the following linear type supply/extraction grills c/w transformation pieces etc for a complete system.
2.073 | EG 03 - 200 x 100 mm | 3 | No. |  | 0
2.074 | SG 03 - 400 x 75 mm | 6 | No. |  | 0
2.075 | RG 03 - 400 x 75 mm | 4 | No. |  | 0
2.076 | RG 05 - 150 x 100 mm | 1 | No. |  | 0
T | Supply and install the following motorized fire dampers c/w transformation pieces including all actuators, in-duct smoke detection and connecting up to the electrical supply etc for a complete system.
2.077 | FD 02 - 200 x 100 mm | 1 | No. | Included in item 1.183 |  | Included in item 1.183 | Included in item 1.183 | Included in item 1.183
2.078 | FD 04 - 300 x 150 mm | 6 | No. | Included in item 1.183 |  | Included in item 1.183 | Included in item 1.183 | Included in item 1.183
LEVEL 2
Supply and install the following phenolic ductwork inc. all elbows, Tee's, transformation pieces, brackets. All external ductwork shall be c/w weatherproofing.
2.079 | 100 x 100 mm | 50 | m |  | 0
2.08 | 125 x 100 mm | 10 | m |  | 0
2.081 | 150 x 100 mm | 20 | m |  | 0
2.082 | 150 x 125 mm | 25 | m |  | 0
2.083 | 150 x 150 mm | 10 | m |  | 0
2.084 | 200 x 100 mm | 5 | m |  | 0
2.085 | 200 x 125 mm | 25 | m |  | 0
2.086 | 200 x 150 mm | 40 | m |  | 0
2.087 | 200 x 175 mm | 15 | m |  | 0
2.088 | 200 x 200 mm | 10 | m |  | 0
2.089 | 225 x 150 mm | 5 | m |  | 0
2.09 | 225 x 200 mm | 35 | m |  | 0
2.091 | 250 x 150 mm | 10 | m |  | 0
2.092 | 300 x 200 mm | 10 | m |  | 0
2.093 | 325 x 200 mm | 15 | m |  | 0
Supply and install the following linear type supply/extraction grills c/w transformation pieces etc for a complete system.
2.094 | EG 03 - 200 x 100 mm | 8 | No. |  | 0
2.095 | SG 03 - 400 x 75 mm | 14 | No. |  | 0
2.096 | SG 05 - 400 x 100 mm | 3 | No. |  | 0
2.097 | RG 03 - 400 x 75 mm | 17 | No. |  | 0
2.098 | RG 05 - 150 x 100 mm | 1 | No. |  | 0
2.099 | RG 06 - 400 x 100 mm | 3 | No. |  | 0
T | Supply and install the following motorized fire dampers c/w transformation pieces including all actuators, in-duct smoke detection and connecting up to the electrical supply etc for a complete system.
2.1 | FD 05 - 150 x 100 mm | 2 | No. | Included in item 1.183 |  | Included in item 1.183 | Included in item 1.183 | Included in item 1.183
2.101 | FD 06 - 100 x 100 mm | 1 | No. | Included in item 1.183 |  | Included in item 1.183 | Included in item 1.183 | Included in item 1.183
2.102 | FD 07 - 325 x 200 mm | 4 | No. | Included in item 1.183 |  | Included in item 1.183 | Included in item 1.183 | Included in item 1.183
2.103 | FD 10 - 125 x 100 mm | 1 | No. | Included in item 1.183 |  | Included in item 1.183 | Included in item 1.183 | Included in item 1.183
Supply and install the following weatherproof louvers/bird screens c/w transformation pieces etc for a complete system.
2.104 | WL 01 - 225 x 200 mm | 2 | No. |  | 0
P | TOTAL FOR PAGE 05 | Euro Exc VAT |  |  | 0 | 0 | 0 | 0
ITEM | DESCRIPTION | QTY | UNIT | RATE Euro (Exc of VAT) | TOTAL Euro (Exc of VAT) | Material cost to Panta Ex VAT | Labour pair hours @ €27.46per pair hour | Labour pair hours @ €52.92per pair hour
LEVEL 3
Supply and install the following phenolic ductwork inc. all elbows, Tee's, transformation pieces, brackets. All external ductwork shall be c/w weatherproofing.
2.105 | 100 x 100 mm | 25 | m |  | 0
2.106 | 150 x 100 mm | 10 | m |  | 0
2.107 | 150 x 125 mm | 25 | m |  | 0
2.108 | 150 x 125 mm - external | 5 | m |  | 0
2.109 | 175 x 125 mm | 20 | m |  | 0
2.11 | 200 x 125 mm | 15 | m |  | 0
2.111 | 200 x 175 mm | 10 | m |  | 0
2.112 | 200 x 200 mm - external | 5 | m |  | 0
2.113 | 225 x 200 mm | 15 | m |  | 0
2.114 | 225 x 150 mm | 20 | m |  | 0
2.115 | 250 x 150 mm | 10 | m |  | 0
2.116 | 300 x 200 mm | 20 | m |  | 0
2.117 | 325 x 150 mm | 10 | m |  | 0
Supply and install the following linear type supply/extraction grills c/w transformation pieces etc for a complete system.
2.118 | EG 03 - 200 x 100 mm | 3 | No. |  | 0
2.119 | SG 03 - 400 x 75 mm | 7 | No. |  | 0
2.12 | RG 03 - 400 x 75 mm | 10 | No. |  | 0
2.121 | RG 05 - 150 x 100 mm | 1 | No. |  | 0
2.122 | RG 06 - 400 x 100 mm | 1 | No. |  | 0
T | Supply and install the following motorized fire dampers c/w transformation pieces including all actuators, in-duct smoke detection and connecting up to the electrical supply etc for a complete system.
2.123 | FD 05 - 150 x 100 mm | 1 | No. | Included in item 1.183 |  | Included in item 1.183 | Included in item 1.183 | Included in item 1.183
2.124 | FD 06 - 100 x 100 mm | 1 | No. | Included in item 1.183 |  | Included in item 1.183 | Included in item 1.183 | Included in item 1.183
2.125 | FD 07 - 325 x 200 mm | 2 | No. | Included in item 1.183 |  | Included in item 1.183 | Included in item 1.183 | Included in item 1.183
Supply and install the following weatherproof louvers/bird screens c/w transformation pieces etc for a complete system.
2.126 | BS 01 - 325 x 150 mm | 1 | No. |  | 0
2.127 | BS 07 - 125 x 150 mm | 1 | No. |  | 0
LEVEL 4 - ROOF
Supply and install the following phenolic ductwork inc. all elbows, Tee's, transformation pieces, brackets. All external ductwork shall be c/w weatherproofing.
2.128 | 150 x 100 mm | 5 | m |  | 0
2.129 | 175 x 125 mm | 10 | m |  | 0
2.13 | 200 x 125 mm | 10 | m |  | 0
2.131 | 200 x 150 mm | 10 | m |  | 0
2.132 | 225 x 150 mm | 5 | m |  | 0
2.133 | 300 x 150 mm | 25 | m |  | 0
2.134 | 300 x 200 mm | 25 | m |  | 0
2.135 | 325 x 150 mm | 30 | m |  | 0
T | Supply and install the following ventilation control dampers c/w transformation pieces etc for a complete system.
2.136 | VCD 01 - 225 x 150 mm | 1 | No. | Manually Operated |  | Manually Operated | Manually Operated | Manually Operated
2.137 | VCD 02 - 200 x 150 mm | 1 | No. | Manually Operated |  | Manually Operated | Manually Operated | Manually Operated
Supply and install the following weatherproof louvers/bird screens c/w transformation pieces etc for a complete system.
2.138 | BS 01 - 325 x 150 mm | 4 | No. |  | 0
2.139 | BS 02 - 300 x 150 mm | 4 | No. |  | 0
2.14 | BS 03 - 325 x 200 mm | 2 | No. |  | 0
2.141 | BS 04 - 300 x 200 mm | 2 | No. |  | 0
2.142 | BS 05 - 200 x 125 mm | 2 | No. |  | 0
2.143 | BS 06 - 150 x 175 mm | 1 | No. |  | 0
P | TOTAL FOR PAGE 06 | Euro Exc VAT |  |  | 0 | 0 | 0 | 0
ITEM | DESCRIPTION | QTY | UNIT | RATE Euro (Exc of VAT) | TOTAL Euro (Exc of VAT) | Material cost to Panta Ex VAT | Labour pair hours @ €27.46per pair hour | Labour pair hours @ €52.92per pair hour
SHAFTS/RISERS
Supply and install the following galvanised ductwork inc. all elbows, Tee's, transformation pieces, brackets. All external ductwork shall be c/w weatherproofing.
2.144 | 1000 x 850 mm | 20 | m |  | 0
Supply and install the following phenolic ductwork inc. all elbows, Tee's, transformation pieces, brackets. All external ductwork shall be c/w weatherproofing.
2.145 | 150 x 100 mm | 5 | m |  | 0
2.146 | 150 x 125 mm | 10 | m |  | 0
2.147 | 150 x 150 mm | 5 | m |  | 0
2.148 | 175 x 125 mm | 5 | m |  | 0
2.149 | 200 x 100 mm | 5 | m |  | 0
2.15 | 200 x 125 mm | 5 | m |  | 0
2.151 | 200 x 150 mm | 15 | m |  | 0
2.152 | 200 x 200 mm | 5 | m |  | 0
2.153 | 225 x 150 mm | 10 | m |  | 0
2.154 | 300 x 150 mm | 45 | m |  | 0
2.155 | 300 x 200 mm | 15 | m |  | 0
2.156 | 325 x 150 mm | 25 | m |  | 0
2.157 | 325 x 250 mm | 5 | m |  | 0
T | General
T | Supply, install and connect the following Ventilation Control Panels including all power supplies, starters, control cables, speed controllers, contactors, timers, overload protection, FAP interface, visual and audible alarm, etc.. for a complete system.
2.158 | Ventilation Control Panel 'VCP-B1U' as per schematic | 1 | L.S | 7319 | 7319 | 6294.47 | 21.31 | 16
2.159 | Ventilation Control Panel 'VCP-B1L' as per schematic | 1 | L.S | 8060.53 | 8060.53 | 7036 | 21.31 | 16
2.159a | Ventilation Control Panel 'VCP-GEN' as per schematic | 1 | L.S |  | 0 | 2279.48 | 8.63 | 5
2.16 | Ventilation Control Panel 'VCP-OL0' as per schematic | 1 | L.S | 2653.76 | 2653.76 | 1179.4 | 8.63 | 5
2.161 | Ventilation Control Panel 'VCP-WH', including temperature controller and sensors as per schematic | 1 | L.S | 8822.2 | 8822.2 | 7284.71 | 39.99 | 16
2.162 | Ventilation Control Panel 'VCP-OL1' as per schematic | 1 | L.S | 1374.75 | 1374.75 | 1000.47 | 8.63 | 5
2.163 | Ventilation Control Panel 'VCP-AB' as per schematic | 1 | L.S | 1521.35 | 1521.35 | 1147.07 | 8.63 | 5
2.164 | Ventilation Control Panel 'VCP-OL2' as per schematic | 1 | L.S | 1381.04 | 1381.04 | 1034.22 | 7.63 | 5
2.165 | Ventilation Control Panel 'VCP-OL3' as per schematic | 1 | L.S | 1442.25 | 1442.25 | 1067.97 | 8.63 | 5
T | Automatic Opening Smoke Venting System
2.166 | Supply, install and connect Automatic Opening Vents Control Panel "CP-AOV" as indicated in the drawings and specifications, including all power supplies, battery backup, control cables, contactors, timers, overload protection, FAP interface, visual and audible alarm, resettable break glass etc.. for a complete system. | 1 | L.S | 638.93 | 638.93 | 197.1 | 16.09 | 0
2.167 | Cabling from Automatic Vents Control Panels to individual Automatic Vent Actuators and local AOV controllers, c/w the supply of all necessary wiring, conduits, control cable, fixings etc., including all associated wiring and accessories for a complete installation as per specs | 24 | No | 694.83 | 16675.92 | 14195.24 | 78.34 | 12
2.168 | Supply, install and connect AOV actuators as per specs | 24 | No | Mechanical | Mechanical | Mechanical | Mechanical | Mechanical
T | Centralised Fire Damper Control System
2.169 | Supply, install and connect Motorised Fire Damper Control Panel/s "FDCP" as indicated in the drawings and specifications. Control Panel/s to be interfaced with the Fire Alarm Panel. | 1 | L.S | 3031.9 | 3031.9 | 2620 | 12 | 3
2.17 | Cabling from Fire Damper Control Panel/s to individual addressable Fire Dampers, c/w the supply of all necessary damper decoders, wiring between damper and decoder, conduits, control cable, fixings etc., including all associated wiring and accessories for a complete installation as per system type. | 26 | No | 437 | 11362 | 8598.98 | 87.62 | 13
2.171 | Test and commission systems including the provision for all necessary testing as may be required | 1 | L.S. |  | 0
2.172 | Supply one full set of as fitted drawings (including 1 hard copy and a digital copy on 2 separate USBs) c/w all manuals etc.. | 2 | Sets |  | 0
P | TOTAL FOR PAGE 07 | Euro Exc VAT |  |  | 64283.63 | 53935.11 | 327.44 | 106
| TOTAL FOR VENTILATION SYSTEM | Euro Exc VAT |  |  | 76180.96 | 59282.74 | 571.28 | 106
ITEM | DESCRIPTION | QTY | UNIT | RATE Euro (Exc of VAT) | TOTAL Euro (Exc of VAT) | Material cost to Panta Ex VAT | Labour pair hours @ €27.46per pair hour | Labour pair hours @ €52.92per pair hour
3T | AIR CONDITIONING SYSTEM
T | VRF SYSTEMS
T | OUTDOOR UNITS (2-pipe systems)
3.001 | Supply, Install, connect and commission, including all supports, etc., reverse cycle heat pump/VRF system S-14 outdoor unit 30 kW cooling capacity c/w all electrical connections, controls, drains, etc. for a complete system. | 1 | No | By Mechancial Sub Contractor | By Mechancial Sub Contractor | By Mechancial Sub Contractor | By Mechancial Sub Contractor | By Mechancial Sub Contractor
3.002 | Supply, Install, connect and commission, including all supports, etc., reverse cycle heat pump/VRF system S-15 outdoor unit 30 kW cooling capacity c/w all electrical connections, controls, drains, etc. for a complete system. | 1 | No | By Mechancial Sub Contractor | By Mechancial Sub Contractor | By Mechancial Sub Contractor | By Mechancial Sub Contractor | By Mechancial Sub Contractor
3.003 | Supply, Install, connect and commission, including all supports, etc., reverse cycle heat pump/VRF system S-16 outdoor unit 45 kW cooling capacity c/w all electrical connections, controls, drains, etc. for a complete system. | 1 | No | By Mechancial Sub Contractor | By Mechancial Sub Contractor | By Mechancial Sub Contractor | By Mechancial Sub Contractor | By Mechancial Sub Contractor
3.004 | Supply, Install, connect and commission, including all supports, etc., reverse cycle heat pump/VRF system S-17 outdoor unit 50 kW cooling capacity c/w all electrical connections, controls, drains, etc. for a complete system. | 1 | No | By Mechancial Sub Contractor | By Mechancial Sub Contractor | By Mechancial Sub Contractor | By Mechancial Sub Contractor | By Mechancial Sub Contractor
3.005 | Supply, Install, connect and commission, including all supports, etc., reverse cycle heat pump/VRF system S-18 outdoor unit 45 kW cooling capacity c/w all electrical connections, controls, drains, etc. for a complete system. | 1 | No | By Mechancial Sub Contractor | By Mechancial Sub Contractor | By Mechancial Sub Contractor | By Mechancial Sub Contractor | By Mechancial Sub Contractor
3.006 | Supply, Install, connect and commission, including all supports, etc., reverse cycle heat pump/VRF system S-19 outdoor unit 25 kW cooling capacity c/w all electrical connections, controls, drains, etc. for a complete system. | 1 | No | By Mechancial Sub Contractor | By Mechancial Sub Contractor | By Mechancial Sub Contractor | By Mechancial Sub Contractor | By Mechancial Sub Contractor
3.007 | Supply, Install, connect and commission, including all supports, etc., reverse cycle heat pump/VRF system S-20 outdoor unit 30 kW cooling capacity c/w all electrical connections, controls, drains, etc. for a complete system. | 1 | No | By Mechancial Sub Contractor | By Mechancial Sub Contractor | By Mechancial Sub Contractor | By Mechancial Sub Contractor | By Mechancial Sub Contractor
COPPER PIPEWORK (2-pipe systems)
Supply, install, connect and commission copper pipework c/w preformed insulation (polyisobutylene weatherproof insulation coating for all external runs) inclusive of all accessories, fittings, sleeves in walls, brackets, fixing, vents, oil traps, filter dryer, BS Boxes, connections, galvanised trays etc. and all necessary to provide a complete system
3.008 | Pipework System S-14 | 1 | L.S |  | 0
3.009 | Pipework System S-15 | 1 | L.S |  | 0
3.01 | Pipework System S-16 | 1 | L.S |  | 0
3.011 | Pipework System S-17 | 1 | L.S |  | 0
3.012 | Pipework System S-18 | 1 | L.S |  | 0
3.013 | Pipework System S-19 | 1 | L.S |  | 0
3.014 | Pipework System S-20 | 1 | L.S |  | 0
3.015 | Supply and install Polyisobutylene weatherproof covering on all outdoor copper runs for All Systems | 1 | L.S. |  | 0
P | TOTAL FOR PAGE 08 | Euro Exc VAT |  |  | 0 | 0 | 0 | 0
ITEM | DESCRIPTION | QTY | UNIT | RATE Euro (Exc of VAT) | TOTAL Euro (Exc of VAT) | Material cost to Panta Ex VAT | Labour pair hours @ €27.46per pair hour | Labour pair hours @ €52.92per pair hour
T | INDOOR UNITS - LEVEL 0
T | SYSTEM S-14
T | Supply, install, connect and commission, VRF system Indoor Units, as specified c/w thermostats located as indicated in the drawings, and including all chasing, conduit preparation, electrical wiring, ducting, drains, connections, control cabling from outdoor unit to indoor unit, control cabling from unit to thermostat and all other accessories etc. required for a complete installation.
3.016 | 5.6 kW 4-Way Blow Cassette Type Unit | 2 | No. | By Mechancial Sub Contractor | By Mechancial Sub Contractor | By Mechancial Sub Contractor | By Mechancial Sub Contractor | By Mechancial Sub Contractor
3.017 | 5.6 kW Ceiling Concealed Type Unit | 1 | No. | By Mechancial Sub Contractor | By Mechancial Sub Contractor | By Mechancial Sub Contractor | By Mechancial Sub Contractor | By Mechancial Sub Contractor
3.018 | 7.1 kW Ceiling Concealed Type Unit | 2 | No. | By Mechancial Sub Contractor | By Mechancial Sub Contractor | By Mechancial Sub Contractor | By Mechancial Sub Contractor | By Mechancial Sub Contractor
3.019 | Supply, install and connect thermostats | 5 | No. | 41.96 | 209.8 | 61.5 | 5.4
Supply and install the following Grills c/w transformation pieces etc. for a complete installation (all fixings shall be with clips not screws):
3.02 | SG 02 - Supply Linear Grill - 1400 x 150 mm | 3 | No |  | 0
3.021 | RG 02 - Return Linear Grill - 1400 x 150 mm c/w removable filter | 3 | No |  | 0
Supply and install the following air spigots/plenums c/w all necessary connections, transformation pieces, fittings etc. for the following:
3.022 | SG 02 - Supply Linear Grill - 1400 x 150 mm | 3 | No |  | 0
3.023 | RG 02 - Return Linear Grill - 1400 x 150 mm | 3 | No |  | 0
3.024 | Supply and install PVC drains for A/C units c/w closed cell type insulation c/w all chasing, brackets etc for a complete system - for all units in Level 0. | 1 | L.S. |  | 0
T | INDOOR UNITS - LEVEL 1
T | SYSTEM S-15
T | Supply, install, connect and commission, VRF system Indoor Units, as specified c/w thermostats located as indicated in the drawings, and including all chasing, conduit preparation, electrical wiring, ducting, drains, connections, control cabling from outdoor unit to indoor unit, control cabling from unit to thermostat and all other accessories etc. required for a complete installation.
3.025 | 4.5 kW 4-Way Blow Cassette Type Unit | 3 | No. | By Mechancial Sub Contractor | By Mechancial Sub Contractor | By Mechancial Sub Contractor | By Mechancial Sub Contractor | By Mechancial Sub Contractor
3.026 | 5.6 kW 4-Way Blow Cassette Type Unit | 2 | No. | By Mechancial Sub Contractor | By Mechancial Sub Contractor | By Mechancial Sub Contractor | By Mechancial Sub Contractor | By Mechancial Sub Contractor
3.027 | 7.1 kW Ceiling Concealed Type Unit | 1 | No. | By Mechancial Sub Contractor | By Mechancial Sub Contractor | By Mechancial Sub Contractor | By Mechancial Sub Contractor | By Mechancial Sub Contractor
3.028 | Supply, install and connect thermostats | 6 | No. | 41.96 | 251.76 | 73.8 | 6.48
Supply and install the following Grills c/w transformation pieces etc. for a complete installation (all fixings shall be with clips not screws):
3.029 | SG 02 - Supply Linear Grill - 1400 x 150 mm | 1 | No |  | 0
3.03 | RG 02 - Return Linear Grill - 1400 x 150 mm c/w removable filter | 1 | No |  | 0
Supply and install the following air spigots/plenums c/w all necessary connections, transformation pieces, fittings etc. for the following:
3.031 | SG 02 - Supply Linear Grill - 1400 x 150 mm | 1 | No |  | 0
3.032 | RG 02 - Return Linear Grill - 1400 x 150 mm | 1 | No |  | 0
T | SYSTEM S-20
T | Supply, install, connect and commission, VRF system Indoor Units, as specified c/w thermostats located as indicated in the drawings, and including all chasing, conduit preparation, electrical wiring, ducting, drains, connections, control cabling from outdoor unit to indoor unit, control cabling from unit to thermostat and all other accessories etc. required for a complete installation.
3.033 | 3.6 kW Wall Mounted Type Unit | 2 | No. | By Mechancial Sub Contractor | By Mechancial Sub Contractor | By Mechancial Sub Contractor | By Mechancial Sub Contractor | By Mechancial Sub Contractor
3.034 | 4.5 kW Wall Mounted Type Unit | 1 | No. | By Mechancial Sub Contractor | By Mechancial Sub Contractor | By Mechancial Sub Contractor | By Mechancial Sub Contractor | By Mechancial Sub Contractor
3.035 | Supply, install and connect thermostats | 3 | No. | 41.96 | 125.88 | 36.9 | 3.24
3.036 | Supply and install PVC drains for A/C units c/w closed cell type insulation c/w all chasing, brackets etc for a complete system - for all units in Level 1. | 1 | L.S. |  | 0
P | TOTAL FOR PAGE 09 | Euro Exc VAT |  |  | 587.44 | 172.2 | 15.12 | 0
ITEM | DESCRIPTION | QTY | UNIT | RATE Euro (Exc of VAT) | TOTAL Euro (Exc of VAT) | Material cost to Panta Ex VAT | Labour pair hours @ €27.46per pair hour | Labour pair hours @ €52.92per pair hour
T | INDOOR UNITS - LEVEL 2
T | SYSTEM S-16
T | Supply, install, connect and commission, VRF system Indoor Units, as specified c/w thermostats located as indicated in the drawings, and including all chasing, conduit preparation, electrical wiring, ducting, drains, connections, control cabling from outdoor unit to indoor unit, control cabling from unit to thermostat and all other accessories etc. required for a complete installation.
3.037 | 4.5 kW 4-Way Blow Cassette Type Unit | 3 | No. | By Mechancial Sub Contractor | By Mechancial Sub Contractor | By Mechancial Sub Contractor | By Mechancial Sub Contractor | By Mechancial Sub Contractor
3.038 | 7.1 kW 4-Way Blow Cassette Type Unit | 1 | No. | By Mechancial Sub Contractor | By Mechancial Sub Contractor | By Mechancial Sub Contractor | By Mechancial Sub Contractor | By Mechancial Sub Contractor
3.039 | 14.0 kW 4-Way Blow Cassette Type Unit | 1 | No. | By Mechancial Sub Contractor | By Mechancial Sub Contractor | By Mechancial Sub Contractor | By Mechancial Sub Contractor | By Mechancial Sub Contractor
3.04 | 4.5 kW Ceiling Concealed Type Unit | 1 | No. | By Mechancial Sub Contractor | By Mechancial Sub Contractor | By Mechancial Sub Contractor | By Mechancial Sub Contractor | By Mechancial Sub Contractor
3.041 | 7.1 kW Ceiling Concealed Type Unit | 1 | No. | By Mechancial Sub Contractor | By Mechancial Sub Contractor | By Mechancial Sub Contractor | By Mechancial Sub Contractor | By Mechancial Sub Contractor
3.042 | Supply, install and connect thermostats | 7 | No. | 41.96 | 293.72 | 86.1 | 7.56
Supply and install the following Grills c/w transformation pieces etc. for a complete installation (all fixings shall be with clips not screws):
3.043 | SG 01 - Supply Linear Grill - 1000 x 150 mm | 1 | No |  | 0
3.044 | SG 02 - Supply Linear Grill - 1400 x 150 mm | 1 | No |  | 0
3.045 | RG 01 - Return Linear Grill - 1000 x 150 mm c/w removable filter | 1 | No |  | 0
3.046 | RG 02 - Return Linear Grill - 1400 x 150 mm c/w removable filter | 1 | No |  | 0
Supply and install the following air spigots/plenums c/w all necessary connections, transformation pieces, fittings etc. for the following:
3.047 | SG 01 - Supply Linear Grill - 1000 x 150 mm | 1 | No |  | 0
3.048 | SG 02 - Supply Linear Grill - 1400 x 150 mm | 1 | No |  | 0
3.049 | RG 01 - Return Linear Grill - 1000 x 150 mm | 1 | No |  | 0
3.05 | RG 02 - Return Linear Grill - 1400 x 150 mm | 1 | No |  | 0
T | SYSTEM S-17
T | Supply, install, connect and commission, VRF system Indoor Units, as specified c/w thermostats located as indicated in the drawings, and including all chasing, conduit preparation, electrical wiring, ducting, drains, connections, control cabling from outdoor unit to indoor unit, control cabling from unit to thermostat and all other accessories etc. required for a complete installation.
3.051 | 3.6 kW 4-Way Blow Cassette Type Unit | 7 | No. | By Mechancial Sub Contractor | By Mechancial Sub Contractor | By Mechancial Sub Contractor | By Mechancial Sub Contractor | By Mechancial Sub Contractor
3.052 | 4.5 kW 4-Way Blow Cassette Type Unit | 1 | No. | By Mechancial Sub Contractor | By Mechancial Sub Contractor | By Mechancial Sub Contractor | By Mechancial Sub Contractor | By Mechancial Sub Contractor
3.053 | 5.6 kW 4-Way Blow Cassette Type Unit | 1 | No. | By Mechancial Sub Contractor | By Mechancial Sub Contractor | By Mechancial Sub Contractor | By Mechancial Sub Contractor | By Mechancial Sub Contractor
3.054 | 7.1 kW 4-Way Blow Cassette Type Unit | 2 | No. | By Mechancial Sub Contractor | By Mechancial Sub Contractor | By Mechancial Sub Contractor | By Mechancial Sub Contractor | By Mechancial Sub Contractor
3.055 | Supply, install and connect thermostats | 11 | No. | 41.96 | 461.56 | 135.3 | 11.88
T | SYSTEM S-20
T | Supply, install, connect and commission, VRF system Indoor Units, as specified c/w thermostats located as indicated in the drawings, and including all chasing, conduit preparation, electrical wiring, ducting, drains, connections, control cabling from outdoor unit to indoor unit, control cabling from unit to thermostat and all other accessories etc. required for a complete installation.
3.056 | 11.2 kW 4-Way Blow Cassette Type Unit | 2 | No. | By Mechancial Sub Contractor | By Mechancial Sub Contractor | By Mechancial Sub Contractor | By Mechancial Sub Contractor | By Mechancial Sub Contractor
3.057 | Supply, install and connect thermostats | 2 | No. | 41.96 | 83.92 | 24.6 | 2.16
3.058 | Supply and install PVC drains for A/C units c/w closed cell type insulation c/w all chasing, brackets etc for a complete system - for all units in Level 2. | 1 | L.S. |  | 0
P | TOTAL FOR PAGE 10 | Euro Exc VAT |  |  | 839.2 | 246 | 21.6 | 0
ITEM | DESCRIPTION | QTY | UNIT | RATE Euro (Exc of VAT) | TOTAL Euro (Exc of VAT) | Material cost to Panta Ex VAT | Labour pair hours @ €27.46per pair hour | Labour pair hours @ €52.92per pair hour
T | INDOOR UNITS - LEVEL 3
T | SYSTEM S-18
T | Supply, install, connect and commission, VRF system Indoor Units, as specified c/w thermostats located as indicated in the drawings, and including all chasing, conduit preparation, electrical wiring, ducting, drains, connections, control cabling from outdoor unit to indoor unit, control cabling from unit to thermostat and all other accessories etc. required for a complete installation.
3.059 | 4.5 kW 4-Way Blow Cassette Type Unit | 4 | No. | By Mechancial Sub Contractor | By Mechancial Sub Contractor | By Mechancial Sub Contractor | By Mechancial Sub Contractor | By Mechancial Sub Contractor
3.06 | 5.6 kW 4-Way Blow Cassette Type Unit | 2 | No. | By Mechancial Sub Contractor | By Mechancial Sub Contractor | By Mechancial Sub Contractor | By Mechancial Sub Contractor | By Mechancial Sub Contractor
3.061 | 7.1 kW 4-Way Blow Cassette Type Unit | 2 | No. | By Mechancial Sub Contractor | By Mechancial Sub Contractor | By Mechancial Sub Contractor | By Mechancial Sub Contractor | By Mechancial Sub Contractor
3.062 | 5.6 kW Ceiling Concealed Type Unit | 2 | No. | By Mechancial Sub Contractor | By Mechancial Sub Contractor | By Mechancial Sub Contractor | By Mechancial Sub Contractor | By Mechancial Sub Contractor
3.063 | Supply, install and connect thermostats | 10 | No. | 41.96 |  | 123 | 10.8
Supply and install the following Grills c/w transformation pieces etc. for a complete installation (all fixings shall be with clips not screws):
3.064 | SG 01 - Supply Linear Grill - 1000 x 150 mm | 2 | No
3.065 | RG 01 - Return Linear Grill - 1000 x 150 mm c/w removable filter | 2 | No
Supply and install the following air spigots/plenums c/w all necessary connections, transformation pieces, fittings etc. for the following:
3.066 | SG 01 - Supply Linear Grill - 1000 x 150 mm | 2 | No
3.067 | RG 01 - Return Linear Grill - 1000 x 150 mm | 2 | No
T | SYSTEM S-19
T | Supply, install, connect and commission, VRF system Indoor Units, as specified c/w thermostats located as indicated in the drawings, and including all chasing, conduit preparation, electrical wiring, ducting, drains, connections, control cabling from outdoor unit to indoor unit, control cabling from unit to thermostat and all other accessories etc. required for a complete installation.
3.068 | 3.6 kW Ceiling Concealed Type Unit | 1 | No. | By Mechancial Sub Contractor |  | By Mechancial Sub Contractor | By Mechancial Sub Contractor
3.069 | 4.5 kW Ceiling Concealed Type Unit | 1 | No. | By Mechancial Sub Contractor |  | By Mechancial Sub Contractor | By Mechancial Sub Contractor
3.07 | 5.6 kW Ceiling Concealed Type Unit | 2 | No. | By Mechancial Sub Contractor |  | By Mechancial Sub Contractor | By Mechancial Sub Contractor
3.071 | 7.1 kW Ceiling Concealed Type Unit | 1 | No. | By Mechancial Sub Contractor |  | By Mechancial Sub Contractor | By Mechancial Sub Contractor
3.072 | Supply, install and connect thermostats | 5 | No. | 41.96 |  | 61.5 | 5.4
Supply and install the following Grills c/w transformation pieces etc. for a complete installation (all fixings shall be with clips not screws):
3.073 | SG 01 - Supply Linear Grill - 1000 x 150 mm | 3 | No |  | 0
3.074 | SG 02 - Supply Linear Grill - 1400 x 150 mm | 1 | No |  | 0
3.075 | SG 04 - Supply Linear Grill - 600 x 150 mm | 1 | No |  | 0
3.076 | RG 01 - Return Linear Grill - 1000 x 150 mm c/w removable filter | 3 | No |  | 0
3.077 | RG 02 - Return Linear Grill - 1400 x 150 mm c/w removable filter | 1 | No |  | 0
3.078 | RG 04 - Return Linear Grill - 600 x 150 mm c/w removable filter | 1 | No |  | 0
Supply and install the following air spigots/plenums c/w all necessary connections, transformation pieces, fittings etc. for the following:
3.079 | SG 01 - Supply Linear Grill - 1000 x 150 mm | 3 | No |  | 0
3.08 | SG 02 - Supply Linear Grill - 1400 x 150 mm | 1 | No |  | 0
3.081 | SG 04 - Supply Linear Grill - 600 x 150 mm | 1 | No |  | 0
3.082 | RG 01 - Return Linear Grill - 1000 x 150 mm | 3 | No |  | 0
3.083 | RG 02 - Return Linear Grill - 1400 x 150 mm | 1 | No |  | 0
3.084 | RG 04 - Return Linear Grill - 600 x 150 mm | 1 | No |  | 0
3.085 | Supply and install PVC drains for A/C units c/w closed cell type insulation c/w all chasing, brackets etc for a complete system - for all units in Level 3. | 1 | L.S. |  | 0
P | TOTAL FOR PAGE 11 | Euro Exc VAT |  |  | 0 | 184.5 | 16.2 | 0
ITEM | DESCRIPTION | QTY | UNIT | RATE Euro (Exc of VAT) | TOTAL Euro (Exc of VAT) | Material cost to Panta Ex VAT | Labour pair hours @ €27.46per pair hour | Labour pair hours @ €52.92per pair hour
T | SPLIT SYSTEMS
T | Supply and install split type units c/w inverter controlled compressors as per specification The units shall be complete with thermostats located as indicated in the drawings, and including all electrical wiring, ducting, drains, connections, control cabling from outdoor unit to indoor unit, all copper piping between indoor and outdoor units inc oil traps etc control cabling from unit to thermostat and all other accessories etc. required for a complete installation:
3.086 | Split SPT-01 - Wall Mounted Type Unit 4.5 kW (Outdoor unit 4.5 kW) | 1 | No. | By Mechancial Sub Contractor |  | By Mechancial Sub Contractor | By Mechancial Sub Contractor
3.087 | Split SPT-02 - Wall Mounted Type Unit 4.5 kW (Outdoor unit 4.5 kW) | 1 | No. | By Mechancial Sub Contractor |  | By Mechancial Sub Contractor | By Mechancial Sub Contractor
3.088 | Supply, install and connect thermostats | 2 | No. | 41.96 |  | 24.6 | 2.16
3.089 | Supply and install PVC drains for A/C units c/w closed cell type insulation c/w all chasing, brackets etc for a complete system - for all Split systems. | 1 | L.S.
General
3.09 | Test and commission system including the provision for all necessary testing as may be required | 1 | L.S. |  | 0
3.091 | Supply one full set of as fitted drawings (including 1 hard copy and a digital copy on 2 separate USBs) c/w all manuals etc.. | 2 | Sets |  | 0
P | TOTAL FOR PAGE 12 | Euro Exc VAT |  |  | 0 | 24.6 | 2.16 | 0
| TOTAL FOR AIR CONDITIONING SYSTEM | Euro Exc VAT |  |  | 1426.64 | 627.3 | 55.08 | 0
ITEM | DESCRIPTION | QTY | UNIT | RATE Euro (Exc of VAT) | TOTAL Euro ( Exc of VAT ) | Material cost to Panta Ex VAT | Labour pair hours @ €27.46per pair hour | Labour pair hours @ €52.92per pair hour
4 | FIRE STOPPING SYSTEMS
4.001 | Fire stopping of all services through fire compartments including all supplies of fire stopping intumescent blocks, fire rated expanding foam, intumescent mastic, intumescent pillows, etc. for a complete installation as per specs. Fire stopping shall be done from both sides of the fire compartment. | 1 | L.S. |  | 0
4.002 | Supply and install fire collars to seal off pipework penetrations through fire compartments as per specs. | 1 | L.S. |  | 0
General
4.003 | Supply one full set of as fitted drawings (including 1 hard copy and a digital copy on 2 separate USBs) c/w all manuals etc.. | 1 | Set |  | 0
P | TOTAL FOR PAGE 13 | Euro Exc VAT |  |  | 0 | 0 | 0 | 0
| TOTAL FOR FIRE STOPPING SYSTEMS | Euro Exc VAT |  |  | 0 | 0 | 0 | 0
ITEM | DESCRIPTION | QTY | UNIT | RATE Euro (Exc of VAT) | TOTAL Euro (Exc of VAT) | Material cost to Panta Ex VAT | Labour pair hours @ €27.46per pair hour | Labour pair hours @ €52.92per pair hour
5 | DAYWORKS
WORKING DAY HOURLY RATE
5.001 | Day Rate for Site Foreman | 1 | hr |  | Rate Only
5.002 | Day Rate for Technician | 1 | hr |  | Rate Only
5.003 | Day Rate for Skilled Installer | 1 | hr |  | Rate Only
5.004 | Day Rate for Unskilled Installer | 1 | hr |  | Rate Only
5.005 | Day Rate for Engineer | 1 | hr |  | Rate Only
WORK BEYOND WORKING DAY HOURLY RATE
5.006 | Day Rate for Site Foreman | 1 | hr |  | Rate Only
5.007 | Day Rate for Technician | 1 | hr |  | Rate Only
5.008 | Day Rate for Skilled Installer | 1 | hr |  | Rate Only
5.009 | Day Rate for Unskilled Installer | 1 | hr |  | Rate Only
5.01 | Day Rate for Engineer | 1 | hr |  | Rate Only
5.011 |  |  |  |  | 0
5.012 |  |  |  |  | 0
5.013 |  |  |  |  | 0
5.014 |  |  |  |  | 0
5.015 |  |  |  |  | 0
5.016 |  |  |  |  | 0
5.017 |  |  |  |  | 0
5.018 |  |  |  |  | 0
5.019 |  |  |  |  | 0
5.02 |  |  |  |  | 0
5.021 |  |  |  |  | 0
5.022 |  |  |  |  | 0
5.023 |  |  |  |  | 0
5.024 |  |  |  |  | 0
5.025 |  |  |  |  | 0
5.026 |  |  |  |  | 0
5.027 |  |  |  |  | 0
5.028 |  |  |  |  | 0
5.029 |  |  |  |  | 0
5.03 |  |  |  |  | 0
5.031 |  |  |  |  | 0
5.032 |  |  |  |  | 0
5.033 |  |  |  |  | 0
5.034 |  |  |  |  | 0
P | TOTAL FOR PAGE 14 | Euro Exc VAT |  |  | 0 | 0 | 0 | 0
| TOTAL FOR DAYWORKS | Euro Exc VAT |  |  | 0 | 0 | 0 | 0
| SUMMARY |  |  | Sub-Totals | Totals | Sub-Totals | Sub-Totals | Sub-Totals
|  |  |  | Euro (Exc of VAT) | Euro (Exc of VAT) | Euro (Exc of VAT) | Euro (Exc of VAT) | Euro (Exc of VAT)
P | TOTAL FOR PAGE 01 |  |  | 0 |  | 0 | 0 | 0
P | TOTAL FOR PAGE 02 |  |  | 0 |  | 0 | 0 | 0
1 | TOTAL FOR PRELIMINARIES |  |  |  | 0
P | TOTAL FOR PAGE 03 |  |  | 11897.33 |  | 243.84 | 0 | 0
P | TOTAL FOR PAGE 04 |  |  | 0 |  | 0 | 0 | 0
P | TOTAL FOR PAGE 05 |  |  | 0 |  | 0 | 0 | 0
P | TOTAL FOR PAGE 06 |  |  | 0 |  | 0 | 0 | 0
P | TOTAL FOR PAGE 07 |  |  | 64283.63 |  | 327.44 | 106 | 0
2 | TOTAL FOR VENTILATION SYSTEM |  |  |  | 76180.96
P | TOTAL FOR PAGE 08 |  |  | 0 |  | 0 | 0 | 0
P | TOTAL FOR PAGE 09 |  |  | 587.44 |  | 15.12 | 0 | 0
P | TOTAL FOR PAGE 10 |  |  | 839.2 |  | 21.6 | 0 | 0
P | TOTAL FOR PAGE 11 |  |  | 0 |  | 16.2 | 0 | 0
P | TOTAL FOR PAGE 12 |  |  | 0 |  | 2.16 | 0 | 0
3 | TOTAL FOR AIR CONDITIONING SYSTEM |  |  |  | 1426.64
P | TOTAL FOR PAGE 13 |  |  | 0 |  | 0 | 0 | 0
4 | TOTAL FOR FIRE STOPPING SYSTEMS |  |  |  | 0
P | TOTAL FOR PAGE 14 |  |  | 0 |  | 0 | 0 | 0
5 | TOTAL FOR DAYWORKS |  |  |  | 0
| TOTAL FOR SECTION 2 - HVAC INSTALLATION | Euro Exc VAT |  |  | 77607.6 | 626.36 | 106 | 0
|  | TOTAL |  |  |  | 59910.04 | 626.36 | 106

## Notes
NOTES | Rev: 235
checkdesc
ELECTRICAL | Elec_Rates
Elec_Est
Dist Boards | Elv_Rates
1 | ELV_Est
2 | Ext_Quote
Int_Quote
Wiring Accessories | Est_BOQ
1
2 | Camilleri&Cuschieri Tenders
Conduit
ELV | Wiring
Supply
Fire Alarm
1
2
3
Data
1
2
3

## Quote
PANTA CONTRACTING LIMITED
ELEC-FOR-MECH INTERNAL QUOTATION
| ATT: | [15 empty] | Dated: | 2025-06-13 11:05
| CLIENT: | Link to ML_SUM $D1 | Quintano Foods Ltd.
| PROJECT: | Link to ML_SUM $D2 | Warehouse at tal-Handaq, Qormi
| JOB DESC: | Link to ML_SUM $D3 | Electrical installation for Mechanical (HVAC) - Revision B
| QUOTE No: | Link to ML_SUM $D4 | ELM-25-0085B
| CLIENT's Ref: | Link to ML_SUM $D5 | Tender
|  |  | Material Cost (€) : | 59910.035 | VAT EXCL. | VAT EXCLUDED. | VAT EXCLUDED. | VAT EXCLUDED. | VAT EXCLUDED. | VAT EXCLUDED. | VAT EXCLUDED. | VAT EXCLUDED. | VAT EXCLUDED. | VAT EXCLUDED. | VAT EXCLUDED.
|  |  | Labour Pair Hours : | 626.36 | at €27.46 Ex VAT cost to Panta
|  |  | Labour Pair Hours : | 106 | at €52.92 Ex VAT cost to Panta
Signed for and on behalf of | [15 empty] | Signed for and on behalf of
Electrical Division | [15 empty] | Division
Records
Mr. A. Sciberras
File
CONDITIONS:
1) As per tender notes.
2) AC systems - our scope of works for this system is empty conduit from indoor units to room thermostats. Remaining works for this system are to be carried out by sub contractor.
3) Equipment will be connected to local power supplies, data points and fire alarm interfaces included in the relavant systems BOQs. We will provide these at BOQ rates if missing from the respective BOQs.
4) Please note that VCPs will have motor rated circuit breakers instead of RCDs as these are more suitable for motor loads.
5) Variable speed drives will be installed adjacent to the VCPs to improve ventilation of these devices.
EXCLUSIONS:
1) Any builders' work.
2) Work outside our normal working hours.
3) Security of the works after normal working hours.
4) Cutting of holes in gypsum partitions or false ceilings to accommodate electrical devices.
5) Carbon Monoxide sensing system related to VCP-B1L shown on tender drawing No. QF.SC.ESCD.03 as this is missing from plan drawings and Tender BOQ.
6) Anything not mentioned in our Bill of Quantities.
DESCRIPTION OF WORKS / SPECIFICATIONS:
1) As per the attached BOQ.

## ML_Sum
| CLIENT: | 1 | Quintano Foods Ltd. |  |  | TRUE | TRUE | 1 | 1 | 1 | 1 | 1 | 1 | 1 |  | € | Recon /Lab.Cont >> | R | 1 |  | 1 | BOQ | x | x | x | x | x | x | x
| PROJECT: | 1 | Warehouse at tal-Handaq, Qormi |  | Electrical | TRUE |  | 2 | 1 | 1 | 1 | 1 | 1 | 1 |  |  | A) 1-1 | 1 | 27.46 |  |  |  | x | x | x | x | x | x | x
| JOB DESC: | 1 | Electrical installation for Mechanical (HVAC) - Revision B |  | ECA | TRUE |  | 3 | 1 | 1 | 1 | 1 | 1 | 1 |  |  | B) 1-1 | 1 | 27.46 |  |  |  | x | x | x | x | x | x | x
| INT. QUOT No: | 1 | ELM-25-0085B |  |  | TRUE |  | 4 | 1 | 1 | 1 | 1 | 1 | 1 |  |  | C) 1-1 | 1 | 27.46 |  |  |  | x | x | x | x | x | x | x
| CLIENTs REF: | 1 | Tender |  |  | TRUE |  | 5 | 1 | 1 | 1 | 1 | 1 | 1 |  |  | D) 1-1 | 1 | 27.46 |  |  |  | x | x | x | x | x | x | x
| VAT: | 1 | VAT EXCL. |  |  | TRUE |  | 6 | 1 | 1 | 1 | 1 | 1 | 1 |  |  | E) 1-1 | 1 | 27.46 |  |  |  | x | x | x | x | x | x | x
| SAVED ON: | 1 | 13.02.2025 |  |  | TRUE |  | 7 | 1 | 1 | 1 | 1 | 1 |  |  |  | F) 1-1 | 1 | 27.46 |  |  |  | x | x | x | x | x | x | x
| ESTIMATOR: | 1 | T.Sammut |  |  | TRUE |  | 8 | 1 | 1 | 1 | 1 | 1 |  |  |  | G) 1-1 | 1 | 27.46 |  |  |  | x | x | x | x | x | x | x
| LAB. COST: | 1 | 27.46 |  |  | TRUE |  | 9 | 1 | 1 | 1 | 1 | 1 |  |  |  | H) 1-1 | 1 | 27.46 |  |  |  | x | x | x | x | x | x | x
|  | 1 |  |  |  | TRUE |  | 10 | 1 | 1 | 1 | 1 | 1 | 1 |  |  | I) 1-1 | 1 | 27.46 |  |  |  | x | x | x | x | x | x | x
|  | 1 | [14 empty] | J) 1-1 | 1 | 27.46 |  |  |  | x | x | x | x | x | x | x
|  | 1 |  |  |  | SYSTEMS | SYSTEMS | SYSTEMS | SYSTEMS | SYSTEMS | SYSTEMS | SYSTEMS | SYSTEMS | SYSTEMS | SYSTEMS |  | MIXED - X,Y ) | MAT MU | LAB RATE |  |  |  | x | x | x | x | x | x | x
| MATERIAL & LABOUR SUMMARY |  |  |  |  | ItemCode | CostCode | MAKE | PART_NO | MARKUP | TYPE | LIST_P | SET | FIX | DATE | %Dsct in BOQ | MATMU-LABMU | MAT CONT >> | 1
[23 empty] | x | x | x | x | x | x | x
[16 empty] | 0% | Average Discount applied in BOQ (Q2-Q12) | [5 empty] | x | x | x | x | x | x | x
[16 empty] | 59.12% | Average Discount applied on Totals (Q23-Q32) | [5 empty] | x | x | x | x | x | x | x
[16 empty] | 59.12% | Overall Discount
[16 empty] | 0.40883 | Overall Markup (Final Selling Excl.VAT/Total Cost )
|  |  |  | DISCOUNTED | SELLING | [10 empty] | % Discnt | MATERIAL |  | LABOUR
Discy.A-J | Markup/LRate |  |  | SELLING € | € | VAT/DISC | MU | LABRATE | LABCOST | [6 empty] | on Totals | € |  | Pair Hrs.
0.0094 | A) 1, 27.46 |  | Electrical |  | 47306.66 | 1 | 1 | 27.46 | 27.46 | [7 empty] | 30106.805 |  | 626.36
-0.09 | A) 1, 27.46 |  | ECA | 32713.9 | 32713.9 | 1 | 1 | 27.46 | 27.46 | [7 empty] | 29803.23 |  | 106
0.12 | #DIV/0! |  |  | 0.12 | 0.12 | 1 | 1 | 27.46 | 27.46 | [7 empty] | 0 |  | 0
|  |  |  | 0 | 0 | 1 | 1 | 27.46 | 27.46 | [7 empty] | 0 |  | 0
|  |  |  | 0 | 0 | 1 | 1 | 27.46 | 27.46 | [7 empty] | 0 |  | 0
|  |  |  | 0 | 0 | 1 | 1 | 27.46 | 27.46 | [7 empty] | 0 |  | 0
|  |  |  | 0 | 0 | 1 | 1 | 27.46 | 27.46 | [7 empty] | 0 |  | 0
|  |  |  | 0 | 0 | 1 | 1 | 27.46 | 27.46 | [7 empty] | 0 |  | 0
|  |  |  | 0 | 0 | 1 | 1 | 27.46 | 27.46 | [7 empty] | 0 |  | 0
|  |  |  | 0 | 0 | 1 | 1 | 27.46 | 27.46 | [7 empty] | 0 |  | 0
|  | MIXED | [19 empty] | Mat Cost | Lab Hours | Lab Hours
[21 empty] | HVAC | 59910.04 | 626.36 | 106
Discy.L | 0 |  |  | 32714.02 | 80020.68 | [11 empty] | 59910.035 |  | 732.36 |  | Sprinklers
0.00 | BOQ TOTAL |  |  | ESTIM TOTAL (€) | [16 empty] | Plumbing
1.125 | <1 Actual LabCont | [15 empty] | 59910.0185 | C.C.Totals | 732.2717 |  |  | 59910.04 | 626.36 | 106
<2 Phrs @ 1.00
| <3 Phrs @ Actual | [14 empty] | Discy.T >> | -0.0165 | PRINT | -0.088333
| Values Only on : |  | 2025-02-13 | [13 empty] | 65637.555 |  | 858.12
| Values Only on : |  | 2025-04-10 | [13 empty] | 57581.675 |  | 715.19 | Rev A - Inverrters in VCPs
| Values Only on : |  | 2025-06-12 | [13 empty] | 58809.955 |  | 732.36 | Rev B - Redesign by consultant
REMARKS:
1) VAT and Duties as above.
2)
ESTIMATOR: |  |  | T.Sammut | [12 empty] | APPROVED BY:
SIGNED: | [15 empty] | DATE APPROVED:
FILE LOCATION: |  |  | K:\est\Quintano Foods\Estimates\Redesign June 2025\[ELM25_0085_Quintano_Elec_Mech_HVAC_BOQ_Rev_B.xlsx]Quote
PANTA CONTRACTING LTD. - ELECTRICAL DIVISION
CONTRACT / VARIATION INPUT DOCUMENT
Copy to:-
|  |  | Client: | Quintano Foods Ltd. | [13 empty] | Ms. V. Vella
|  |  | Project: | Warehouse at tal-Handaq, Qormi | [13 empty] | Mr. K. Micallef
|  |  | Job Description: | Electrical installation for Mechanical (HVAC) - Revision B | [13 empty] | Mr. A. Sciberras
|  |  | Quote No: | ELM-25-0085B
|  |  | Client's Ref: | Tender
File:-
File No:
Ext. Ref:
Contract /Variation (Excl. VAT)
|  | 80020.68 |  | Estim.Sell before Discounts excl.VAT (€): | 80020.68
|  |  |  | Overall Discount: | 59.12%
|  |  |  | Final Sell after Discounts excl.VAT (€): | 32714.02
|  |  |  | Labour Rate - | 27.46 | [11 empty] | Mech. Cost to us
|  |  | Mat. Cost | Labour | Total Cost | [11 empty] | Sell Excl.VAT / Total Cost
|  |  | € | Pair.Hrs | €
|  |  | 59910.0185 | 732.2717 | 80018.1985 | [11 empty] | 0.40883
( From CostCode Totals )
Advanced Payment:
Retention:
Awarded Date:
Estimated Start Date:
Estimated Completion Date:
.................
|  |  | K. Micallef | [13 empty] | Date issued:
2025-06-13 11:05
PANTA CONTRACTING LTD. - ELECTRICAL DIVISION
ELECTRICAL AND ELV CONTRACT / VARIATION BUDGET COST
|  |  | Project: | Warehouse at tal-Handaq, Qormi
|  |  | Job Desc: | Electrical installation for Mechanical (HVAC) - Revision B
|  |  | Client's Ref: | Tender
|  |  | COSTCODE |  | Cost | [10 empty] | Mat. | Mat Cost | Lab Cost @ | Labour
[5 empty] | Code | [10 empty] | Cont. | € | 27.46 | Pair.Hrs
| V:56 |  | BOQ RateOnly Items | [11 empty] | FIX | 1
| 1(J) | cc | Erection materials |  | 501 | [9 empty] | 1 | 1 | 1000.866 | 165.9042 | 6.0417
| 2 | cc | Busbar Trunking |  | 505 | [9 empty] | 1 | 1 | 0 | 0 | 0
| 3 | cc | Switchgear |  | 510 | [9 empty] | 2 | 1 | 0 | 0 | 0
| 4 | cc | MCC Equipment |  | 511 | [9 empty] | 2 | 1 | 0 | 0 | 0
| 5 | cc | BMS Equipment |  | 512 | [9 empty] | 2 | 1 | 100 | 219.68 | 8
| 6 | cc | PVC Pipes / Ducts |  | 520 | [9 empty] | 1 | 1 | 0 | 0 | 0
| 7 | cc | High/medium voltage switchgear |  | 530 | [9 empty] | 2 | 1 | 0 | 0 | 0
| 8 | cc | Power Transformers |  | 550 | [9 empty] | 2 | 1 | 0 | 0 | 0
| 9 | cc | Control Panels |  | 570 | [9 empty] | 2 | 1 | 35503.23 | 6247.15 | 227.5
| 10 | cc | Electrical Single Core Cables |  | 615 | [9 empty] | 2 | 1 | 66.3 | 71.396 | 2.6
| 11(K) | cc | Electrical Multicore Cables |  | 616 | [9 empty] | 2 | 1 | 14618.92 | 1487.7828 | 54.18
| 12 | cc | ELV/BMS/Special Cables |  | 617 | [9 empty] | 2 | 1 | 3971.625 | 2891.2634 | 105.29
| 13 | cc | Cable Accessories |  | 620 | [9 empty] | 2 | 1 | 1188.02 | 2954.1468 | 107.58
| 14 | cc | Galv. Cable Trays |  | 650 | [9 empty] | 1 | 1 | 184.44 | 278.719 | 10.15
| 15 | cc | PVC Cable Trays |  | 651 | [9 empty] | 1 | 1 | 0 | 0 | 0
| 16 | cc | Galv. Cable Basket |  | 652 | [9 empty] | 1 | 1 | 0 | 0 | 0
| 17 | cc | Galv. Cable Ladder |  | 654 | [9 empty] | 1 | 1 | 0 | 0 | 0
| 18 | cc | Galv. Cable Trunking |  | 675 | [9 empty] | 1 | 1 | 0 | 0 | 0
| 19 | cc | Alum. Cable Trunking |  | 676 | [9 empty] | 1 | 1 | 0 | 0 | 0
| 20 | cc | PVC Cable Trunking |  | 680 | [9 empty] | 1 | 1 | 0 | 0 | 0
| 21(L) | cc | Underfloor Cable Trunking |  | 681 | [9 empty] | 1 | 1 | 0 | 0 | 0
| 22 | cc | Galv. Conduit |  | 690 | [9 empty] | 1 | 1 | 1460.84 | 2185.816 | 79.6
| 23 | cc | PVC Conduit |  | 700 | [9 empty] | 1 | 1 | 627.3 | 1512.4968 | 55.08
| 24 | cc | Wiring Accessories |  | 705 | [9 empty] | 3 | 1 | 0 | 0 | 0
| 25 | cc | Dimming Equipment |  | 706 | [9 empty] | 3 | 1 | 0 | 0 | 0
| 26 | cc | Fire Alarm Equipment |  | 725 | [9 empty] | 3 | 1 | 0 | 0 | 0
| 27 | cc | Fire Barriers |  | 726 | [9 empty] | 3 | 1 | 0 | 0 | 0
| 28 | cc | Security Alarm System |  | 750 | [9 empty] | 3 | 1 | 0 | 0 | 0
| 29 | cc | Access Control |  | 751 | [9 empty] | 3 | 1 | 0 | 0 | 0
| 30 | cc | Hotel Electronic Lock |  | 752 | [9 empty] | 3 | 1 | 0 | 0 | 0
| 31(M) | cc | Sub-Contracting Installation Elec |  | 753 | [9 empty] | 3 | 1 | 0 | 0 | 0
| 32 | cc | Timing Equipment |  | 770 | [9 empty] | 3 | 1 | 0 | 0 | 0
| 33 | cc | Public Address |  | 790 | [9 empty] | 3 | 1 | 0 | 0 | 0
| 34 | cc | Voice Alarm Equipment |  | 791 | [9 empty] | 3 | 1 | 0 | 0 | 0
| 35 | cc | Lightning / Bonding System |  | 810 | [9 empty] | 3 | 1 | 0 | 0 | 0
| 36 | cc | T.V System |  | 815 | [9 empty] | 3 | 1 | 0 | 0 | 0
| 37 | cc | UPS/Voltage Stabilisers |  | 820 | [9 empty] | 2 | 1 | 0 | 0 | 0
| 38 | cc | Data Network Equipment |  | 821 | [9 empty] | 3 | 1 | 0 | 0 | 0
| 39 | cc | Light Fittings |  | 835 | [9 empty] | 3 | 1 | 0 | 0 | 0
| 40 | cc | Generators, AMF Panels |  | 845 | [9 empty] | 2 | 1 | 100 | 0 | 0
| 41(N) | cc | Telephone Equipment |  | 855 | [9 empty] | 3 | 1 | 0 | 0 | 0
| 42 | cc | Intercom |  | 856 | [9 empty] | 3 | 1 | 0 | 0 | 0
| 43 | cc | Mechanical for Electrical |  | 857 | [9 empty] | 4 | 1 | 0 | 0 | 0
| 44 | cc | Nurse Call |  | 858 | [9 empty] | 3 | 1 | 0 | 0 | 0
| 45 | cc | C.C.T.V. Equipment |  | 865 | [9 empty] | 3 | 1 | 0 | 0 | 0
| 46 | cc | Tools and Instruments |  | 870 | [9 empty] | 4 | 1 | 0 | 0 | 0
| 47 | cc | Consumbles |  | 875 | [9 empty] | 1 | 1 | 463.4775 | 0 | 0
| 48 | cc | Drawings/Manuals |  | 880 | [9 empty] | 3 | 1 | 0 | 0 | 0
| 49 | cc | Spare Parts |  | 885 | [9 empty] | 4 | 1 | 0 | 0 | 0
| 50 | cc | Labour |  | 900 | [9 empty] | 3 | 1 | 0 | 1407.325 | 51.25
| 51(O) | cc | Dismantling (Labour Only) |  | 901 | [9 empty] | 1 | 1 | 0 | 0 | 0
| 52 | cc | Testing & Commissioning |  | 902 | [9 empty] | 3 | 1 | 0 | 686.5 | 25
| 53 | cc | Sub-Contracting Works |  | 960 | [9 empty] | 4 | 1 | 0 | 0 | 0
| 54 | cc | Enemalta Application |  | 961 | [9 empty] | 3 | 1 | 0 | 0 | 0
| 55 | cc | Crainage and Transportation |  | 962 | [9 empty] | 1 | 1 | 625 | 0 | 0
| 56 | cc | Provisional Sum |  | 970 | [9 empty] | 4 | 1 | 0 | 0 | 0
|  |  | Totals | [13 empty] | 59910.0185 | 20108.18 | 732.2717
|  | cc |  |  | Fix 1 |  | 1 | [9 empty] | 4361.9235 |  | 150.8717
|  | cc |  |  | Fix 2 |  | 2 | [9 empty] | 55548.095 |  | 505.15
|  | cc |  |  | Fix 3 |  | 2 | [9 empty] | 0 |  | 76.25
|  | cc |  |  | Others |  | 3 | [9 empty] | 0 |  | 0
|  | cc |  |  | TOTAL | [11 empty] | 59910.0185 |  | 732.2717
.................
K. Micallef
2025-06-13 11:05
Comment / Change in Scope
1.Form/0Mat
2.VAT
3.DiscyA-J
4.MU/LabRate
5.Ov.Dsct/MU
6ab.Lab.Cont.
7.Mat.Cont.
8.BOQ
9.Recon.
11.ValsOnly
10.Avg.Rates OK?
Note on C1: Michael Vella: Insert Foreign Currency here (say: 1.55 - $US) and change Q1 accordingly
Note on W1: Michael Vella: BOQ - Use numbers in BOQ column TDWG - Use numbers in TDWG column ACT - Use numbers in ACT column DIF_TD - Use (TDWG - BOQ) difference DIF_A - Use (ACT - BOQ) difference
Note on R2: Michael Vella: When you want to uplift markups to offset a discount, first generate your estimate without any discount and paste the estimate totals as values-only. Then divide markups by (1-Dsct%) to get to your original values-only totals.
Note on B3: Michael Vella: When job description starts with "Supply only" and the Quote No. is "EL" then the Quote Title in the Quote worksheet will change from PANTA CONTRACTING LTD to PANTA RETAIL LTD.
Note on D7: Michael Vella: Press <CTRL :> to enter the current date.
Note on R12: Michael Vella: Enter the markups used in this cell to make Mario aware eg: (MIXED I,J). Preferably dedicated markups should be used for the mixed subitems which are not used anywhere else. Also the same discount value should then be entered for all three (MIXED, I and J)
Note on A33: Michael Vella: Select MIXED if mixed markups are used. Leave empty if mixed markups are not used.
Note on C33: Michael Vella: If a <%Discount on Totals> is required on Mixed Item Blocks you must use dedicated markups (say I and J) for the SubItems that make up these blocks. These markups must then NOT be used for anything else in this estimate. Enter the markups used in this cell to make Mario aware as (MIXED I,J). Also the same discount value should then be entered for both these markups.
Note on R33: Michael Vella: If a <%Discount on Totals> is required on Mixed Item Blocks you must use dedicated markups (say I and J) for the SubItems that make up these blocks. These markups must then NOT be used for anything else in this estimate. Enter the markups used in this cell to make Mario aware as (MIXED I,J). Also the same discount value should then be entered for both these markups.
Note on A37: Michael Vella: Step 1. Enter the Actual Labour Contingency ($T1) used in this cell.
Note on S37: Michael Vella: Cost Code Totals for entry into P.I.T. by Amanda
Note on A38: Michael Vella: Step 2. Paste the Labour PairHours ($T35) as a value with the Labour Contingency set at 1.00 in this cell.
Note on A39: Michael Vella: Step 3. Paste the Labour PairHours ($T35) as a value with the actual Labour Contingency used in this cell.
Note on S39: Michael Vella: Select <Test for 0.00> and confirm that DiscyT are both 0.00, then make sure that you select PRINT again before printing.
Note on D41: Michael Vella: Press <CTRL :> to enter the current date.

## E_BOQ
ITEM NO. | DESCRIPTION | QTY | UNIT | RATE | TOTAL | Mat Cost | Lab Pair
checkdesc |  |  |  | € | € | € | Hrs
Page Total -
Contract Discount -
SB | Discounted Page Total - |  | VAT EXCL. | € | 0 | 0 | 0 | 0 | 0 | 0 | 0 | 0 | 0 | 0 | 0 | 0 | 0
ITEM NO. | DESCRIPTION | QTY | UNIT | RATE | TOTAL | Mat Cost | Lab Pair
|  |  |  | € | € | € | Hrs
SB |  |  |  | System total - carried forward to summary page : | 0 | 0 | 0
ITEM NO. | DESCRIPTION | QTY | UNIT | RATE | TOTAL
|  |  |  | € | €
SB |  |  |  | System total - carried forward to summary page : | 0
ITEM NO. | DESCRIPTION | QTY | UNIT | RATE | TOTAL
|  |  |  | € | €
SB |  |  |  | System total - carried forward to summary page : | 0
ITEM NO. | DESCRIPTION | QTY | UNIT | RATE | TOTAL
|  |  |  | € | €
SB |  |  |  | System total - carried forward to summary page : | 0
ITEM NO. | DESCRIPTION | QTY | UNIT | RATE | TOTAL
|  |  |  | € | €
SB |  |  |  | System total - carried forward to summary page : | 0
ITEM NO. | DESCRIPTION | QTY | UNIT | RATE | TOTAL
|  |  |  | € | €
SB |  |  |  | System total - carried forward to summary page : | 0
ITEM NO. | DESCRIPTION | QTY | UNIT | RATE | TOTAL
|  |  |  | € | €
SB |  |  |  | System total - carried forward to summary page : | 0
ITEM NO. | DESCRIPTION | QTY | UNIT | RATE | TOTAL
|  |  |  | € | €
SB |  |  |  | System total - carried forward to summary page : | 0
ITEM NO. | DESCRIPTION | QTY | UNIT | RATE | TOTAL
|  |  |  | € | €
SB |  |  |  | System total - carried forward to summary page : | 0
Remember to edit Page Totals !

## E_DBOQ
ITEM | DESCRIPTION | QTY |  |  |  | UNIT | RATE | TOTAL | Unit | Total
|  | BOQ | TDWG | ACT | DIFF |  | € | € | Hrs | Hrs
SB |  |  |  |  | System total - carried forward to summary page : |  | VAT EXCL. | 0 |  | 0
ITEM | DESCRIPTION | QTY |  |  |  | UNIT | RATE | TOTAL | Unit | Total
|  | BOQ | TDWG | ACT | DIFF |  | € | € | Hrs | Hrs
SB |  |  |  |  | System total - carried forward to summary page : |  | VAT EXCL. | 0 |  | 0
ITEM | DESCRIPTION | QTY |  |  |  | UNIT | RATE | TOTAL | Unit | Total
|  | BOQ | TDWG | ACT | DIFF |  | € | € | Hrs | Hrs
SB |  |  |  |  | System total - carried forward to summary page : |  | VAT EXCL. | 0 |  | 0
ITEM | DESCRIPTION | QTY |  |  |  | UNIT | RATE | TOTAL | Unit | Total
|  | BOQ | TDWG | ACT | DIFF |  | € | € | Hrs | Hrs
SB |  |  |  |  | System total - carried forward to summary page : |  | VAT EXCL. | 0 |  | 0
ITEM | DESCRIPTION | QTY |  |  |  | UNIT | RATE | TOTAL | Unit | Total
|  | BOQ | TDWG | ACT | DIFF |  | € | € | Hrs | Hrs
SB |  |  |  |  | System total - carried forward to summary page : |  | VAT EXCL. | 0 |  | 0
ITEM | DESCRIPTION | QTY |  |  |  | UNIT | RATE | TOTAL | Unit | Total
|  | BOQ | TDWG | ACT | DIFF |  | € | € | Hrs | Hrs
SB |  |  |  |  | System total - carried forward to summary page : |  | VAT EXCL. | 0 |  | 0
ITEM | DESCRIPTION | QTY |  |  |  | UNIT | RATE | TOTAL | Unit | Total
|  | BOQ | TDWG | ACT | DIFF |  | € | € | Hrs | Hrs
SB |  |  |  |  | System total - carried forward to summary page : |  | VAT EXCL. | 0 |  | 0
ITEM | DESCRIPTION | QTY |  |  |  | UNIT | RATE | TOTAL | Unit | Total
|  | BOQ | TDWG | ACT | DIFF |  | € | € | Hrs | Hrs
SB |  |  |  |  | System total - carried forward to summary page : |  | VAT EXCL. | 0 |  | 0
ITEM | DESCRIPTION | QTY |  |  |  | UNIT | RATE | TOTAL | Unit | Total
|  | BOQ | TDWG | ACT | DIFF |  | € | € | Hrs | Hrs
SB |  |  |  |  | System total - carried forward to summary page : |  | VAT EXCL. | 0 |  | 0
ITEM | DESCRIPTION | QTY |  |  |  | UNIT | RATE | TOTAL | Unit | Total
|  | BOQ | TDWG | ACT | DIFF |  | € | € | Hrs | Hrs
SB |  |  |  |  | System total - carried forward to summary page : |  | VAT EXCL. | 0 |  | 0