## Notes
NOTES:
PRELIMINARIES BOQ:
1 | BOQ Item 11 | We have allowed for wall penetrations up to 300x300mm. For safety reason, larger openings are to be carried out by the building contractor.
2 | BOQ Item 15 | Submittal forms for materials are included. However, samples if required will be charged at cost.
3 | BOQ Item 17 | Provision of Local Council Permits will be charged at cost against receipts.
ELECTRICAL BOQ:
1 | BOQ Item 6.0d | We have not quoted to supply the Battery Backup Kit for the light fittings supplied by others Type 'LT-02' and Type 'LT-15'. Also because, for other floors there are only BOQ items for installation and connect only.
2 | BOQ Item 19.0c | We have allowed for two floor outlet boxes, 1No 3 Compartment and 1No 2 Compartment. The floor outlet boxes are suitable for cleaning with a damp cloth.
3 | BOQ Item 77 | Since in the tender documents the bonding points to the metallic structures are not indicated, we have allowed for 20No bonding points. Each bond consists of 2m x 10sqmm LSZH Single core cable complete with cable termination.
4 | Various BOQ Items | Cable containment Tray and Trunking. The tray and trunking fittings will be fabricated on site because the building contour in general is not at a 90deg angle.
EMERGENCY STANDBY GENERATOR BOQ BOQ:
1 | Emergency Standby Generator BOQ Itemes 1 & 2 | The Generator support structure or plinth is excluded.
We have allowed for the diesel for the commissioning and for filling the day tank after the commissioning.

## LSZH_Conduit
KOUVIDIS - MEDISOL HF CONDUIT (For MFA Project)
KOUVIDS HF Conduit System
|  |  |  | FCA | 0.95
Item | Description | Unit | Qty | Unit Price |  | Total Price
1 | 3m x 20mm HF Medium type Conduit (Ref. 1005020) | Lenghts | 3600 | 1.7255 | 1.6392 | 5901.21
2 | 20mm HF Coupler (Ref. 4001020) | No | 1000 | 0.084 | 0.0798 | 79.8
3 | 20mm HF Bend (Ref. 4015020) | No | 500 | 0.545 | 0.51775 | 258.875
4 | 82x82x43mm HF Watertight Box (Ref. 3001020) | No | 300 | 1.174 | 1.1153 | 334.59
5 | 20mm HF Adaptor for Watertight Box (Ref. 4005020) | No | 500 | 0.074 | 0.0703 | 35.15
6 | 20mm HF Conduit Clip (Ref. 4003020) | No | 700 | 0.096 | 0.0912 | 63.84
7 | 3m x 25mm HF Medium type Conduit (Ref. 1005025) | Lenghts | 120 | 2.5781 | 2.4492 | 293.9034
8 | 25mm HF Coupler (Ref. 4001025) | No | 50 | 0.116 | 0.1102 | 5.51
9 | 25mm HF Bend (Ref. 4015025) | No | 50 | 0.983 | 0.93385 | 46.6925
10 | 101x101x51mm HF Watertight Box (Ref. 3001025) | No | 50 | 1.916 | 1.8202 | 91.01
11 | 25mm HF Adaptor for Watertight Box (Ref. 4005025) | No | 150 | 0.167 | 0.15865 | 23.7975
12 | 25mm HF Conduit Clip (Ref. 4003025) | No | 200 | 0.148 | 0.1406 | 28.12
13 | 20mm Flexible Conduit (MEDIFLEX HF 33442) Part No. 2005020 | m | 300 | 0.414 | 0.3933 | 117.99
14 | 25mm Flexible Conduit (MEDIFLEX HF 33442) Part No. 2005025 | m | 100 | 0.616 | 0.5852 | 58.52
7339.0084
|  |  | cost/total | m | cost/m
|  | 20mm HF Medium type Conduit | 6673.465 | 10440 | 0.63922 | 0.67216 | /m
|  | 25mm HF Medium type Conduit | 489.0334 | 348 | 1.4053 | 1.4777 | /m
|  | 20mm Flexible Conduit (MEDIFLEX HF 33442) Part No. 2005020 | 117.99 | 300 | 0.3933 | 0.41357 | /m
|  | 25mm Flexible Conduit (MEDIFLEX HF 33442) Part No. 2005025 | 58.52 | 100 | 0.5852 | 0.61536 | /m
|  |  | Stock Order |  |  | For MFA
|  | KOUVIDIS PO 100033 | 33183.74 |  |  | 7339.01 | Cost excluding the shipping
|  | Shipping and Delivery Cost | 1710 |  |  | 378.1884 | Shipping cost
|  | Total | 34893.74 |  |  | 7717.1984 | Total Cost
[5 empty] | Multiplying factor for the shipping | 1.0515

## Material_List
QTY | UNIT | MATERIAL DESCRIPTION | C/CODE
163.0769 | No | Anchor 8mm HKD M8X30 376959 | 501
163.0769 | No | Anchor 8mm HKD M8X30 376959 | 501
209.6703 | No | Channel 40x20 Endcap MQZ-E21 370598 | 501
209.6703 | No | Channel 40x20 Endcap MQZ-E21 370598 | 501
93.1868 | No | Channel 40x40 Endcap MQZ-E41 369685 | 501
93.1868 | No | Channel 40x40 Endcap MQZ-E41 369685 | 501
25.6264 | m | Channel DEEP MQ-41-F 3m 304099 | 501
25.6264 | m | Channel DEEP MQ-41-F 3m 304099 | 501
43.0989 | m | Channel SHALLOW MQ-21-F 3m 304096 | 501
43.0989 | m | Channel SHALLOW MQ-21-F 3m 304096 | 501
244.6154 | No | Galv. Nut 8mm M8-F 304764 | 501
244.6154 | No | Galv. Nut 8mm M8-F 304764 | 501
244.6154 | No | Hex.Set Screw M8x25 216448 | 501
244.6154 | No | Hex.Set Screw M8x25 216448 | 501
93.1868 | No | HLC Sleeve Anchor 10mm HLC 10x50/15 385820 | 501
93.1868 | No | HLC Sleeve Anchor 10mm HLC 10x50/15 385820 | 501
163.0769 | No | Pipe Ring Saddle MQA-M 8-F 304138 | 501
163.0769 | No | Pipe Ring Saddle MQA-M 8-F 304138 | 501
69.8901 | No | Push Button Hilti M10 MQN-F 304130 | 501
69.8901 | No | Push Button Hilti M10 MQN-F 304130 | 501
81.5385 | m | Threaded Rod Galv. 8mm 339793 | 501
81.5385 | m | Threaded Rod Galv. 8mm 339793 | 501
23.2967 | No | Three hole angle Hilti 90deg MQW-3-F 304172 | 501
23.2967 | No | Three hole angle Hilti 90deg MQW-3-F 304172 | 501
244.6154 | No | Tray Washers M8 304769 | 501
244.6154 | No | Tray Washers M8 304769 | 501
244.6154 | No | Wing Nut Hilti M8 MQM-M8-F 304132 | 501
244.6154 | No | Wing Nut Hilti M8 MQM-M8-F 304132 | 501
1 | No | 18M KAEDRA ENCLOSURE 1X18 IP65 | 510
1 | No | 18M KAEDRA ENCLOSURE 1X18 IP65 | 510
2 | No | 18M KAEDRA ENCLOSURE 1X18 IP65 | 510
1 | No | 60kVAR Power Factor Correction Unit (PFCU) | 510
1 | No | 60kVAR Power Factor Correction Unit (PFCU) | 510
1 | No | GS DELAY ALARM | 510
1 | No | GS DELAY ALARM | 510
2 | No | GS DELAY ALARM | 510
1 | No | MODULAR AUTO CHANGE OVER 63A 4P | 510
1 | No | MODULAR AUTO CHANGE OVER 63A 4P | 510
2 | No | MODULAR AUTO CHANGE OVER 63A 4P | 510
1 | No | Panel MSP-ES: 250A 4P MCCB Panel 16 Way | 510
1 | No | Panel MSP-ES: 250A 4P MCCB Panel 16 Way | 510
1 | No | Panel MSP-ES: Metering Section c/w extension box | 510
1 | No | Panel MSP-ES: Metering Section c/w extension box | 510
1 | No | Panel MSP-NE: 250A 4P MCCB Panel 8 Way | 510
1 | No | Panel MSP-NE: 250A 4P MCCB Panel 8 Way | 510
1 | No | Panel MSP-NE: Metering Section c/w extension box | 510
1 | No | Panel MSP-NE: Metering Section c/w extension box | 510
1 | No | Panel SP-INC: 250A 4P MCCB complete with Shunt Trip and Adjustable Earth Fault Relay | 510
1 | No | Panel SP-INC: 250A 4P MCCB complete with Shunt Trip and Adjustable Earth Fault Relay | 510
1 | No | Supply only Modular Consumer Unit 'CU-G01' | 510
1 | No | Supply only Modular Consumer Unit 'CU-G01' | 510
1 | No | Supply only Modular Consumer Unit 'CU-G02' | 510
1 | No | Supply only Modular Consumer Unit 'CU-G02' | 510
1 | No | Supply only Modular Consumer Unit 'CU-G03' | 510
1 | No | Supply only Modular Consumer Unit 'CU-G03' | 510
1 | No | Supply only Modular Consumer Unit 'CU-G04' | 510
1 | No | Supply only Modular Consumer Unit 'CU-G04' | 510
1 | No | Supply only Modular Consumer Unit 'CU-G05' | 510
1 | No | Supply only Modular Consumer Unit 'CU-G05' | 510
1 | No | Supply only Modular Consumer Unit 'CU-G06' | 510
1 | No | Supply only Modular Consumer Unit 'CU-G06' | 510
1 | No | Supply only Modular Consumer Unit 'CU-G07' | 510
1 | No | Supply only Modular Consumer Unit 'CU-G07' | 510
1 | No | Supply only Modular Consumer Unit 'CU-G08' | 510
1 | No | Supply only Modular Consumer Unit 'CU-G08' | 510
1 | No | Supply only Modular Consumer Unit 'CU-G09' | 510
1 | No | Supply only Modular Consumer Unit 'CU-G09' | 510
1 | No | Supply only Modular Consumer Unit 'CU-G10' | 510
1 | No | Supply only Modular Consumer Unit 'CU-G10' | 510
1 | No | Supply only Modular Consumer Unit 'CU-G11' | 510
1 | No | Supply only Modular Consumer Unit 'CU-G11' | 510
1 | No | Supply only Modular Consumer Unit 'CU-G12' | 510
1 | No | Supply only Modular Consumer Unit 'CU-G12' | 510
1 | No | Supply only Modular Consumer Unit 'CU-G13' | 510
1 | No | Supply only Modular Consumer Unit 'CU-G13' | 510
1 | No | Supply only Modular Distribution Board 'DB-B1' 10 Way 40Amp TP&N | 510
1 | No | Supply only Modular Distribution Board 'DB-B1' 10 Way 40Amp TP&N | 510
1 | No | Supply only Modular Distribution Board 'DB-CA' 4 Way 40Amp TP&N | 510
1 | No | Supply only Modular Distribution Board 'DB-CA' 4 Way 40Amp TP&N | 510
1 | No | Supply only Modular Distribution Board 'DB-K' 10 Way 80Amp TP&N | 510
1 | No | Supply only Modular Distribution Board 'DB-K' 10 Way 80Amp TP&N | 510
1 | No | Supply only Modular Distribution Board 'DB-L0' 12 Way 40Amp TP&N | 510
1 | No | Supply only Modular Distribution Board 'DB-L0' 12 Way 40Amp TP&N | 510
1 | No | Supply only Modular Distribution Board 'DB-L1' 6 Way 40Amp TP&N | 510
1 | No | Supply only Modular Distribution Board 'DB-L1' 6 Way 40Amp TP&N | 510
1 | No | Supply only Modular Distribution Board 'DB-L2' 6 Way 40Amp TP&N | 510
1 | No | Supply only Modular Distribution Board 'DB-L2' 6 Way 40Amp TP&N | 510
1 | No | Supply only Modular Distribution Board 'DB-L3' 12 Way 40Amp TP&N | 510
1 | No | Supply only Modular Distribution Board 'DB-L3' 12 Way 40Amp TP&N | 510
1 | No | Supply only Modular Distribution Board 'DB-L4' 10 Way 40Amp TP&N | 510
1 | No | Supply only Modular Distribution Board 'DB-L4' 10 Way 40Amp TP&N | 510
1 | No | Supply only Modular Distribution Board 'DB-L5' 4 Way 40Amp TP&N | 510
1 | No | Supply only Modular Distribution Board 'DB-L5' 4 Way 40Amp TP&N | 510
1 | No | Supply only Modular Distribution Board 'DB-SF' 6 Way 32Amp TP&N | 510
1 | No | Supply only Modular Distribution Board 'DB-SF' 6 Way 32Amp TP&N | 510
4 | No | Supply only Surface Fire Rated Isolator 20A 4-Pole FEM2005 ESS SQ060933 | 510
4 | No | Supply only Surface Fire Rated Isolator 20A 4-Pole FEM2005 ESS SQ060933 | 510
1 | No | Supply only Surface Fire Rated Isolator 32A 4-Pole FEM3205.U ESS SQ060933 | 510
1 | No | Supply only Surface Fire Rated Isolator 32A 4-Pole FEM3205.U ESS SQ060933 | 510
6 | No | Supply only Surface Isolator 16A 2-Pole PZ-209162 ESS SQ060933 | 510
2 | No | Supply only Surface Isolator 16A 2-Pole PZ-209162 ESS SQ060933 | 510
2 | No | Supply only Surface Isolator 16A 2-Pole PZ-209162 ESS SQ060933 | 510
1 | No | Supply only Surface Isolator 16A 2-Pole PZ-209162 ESS SQ060933 | 510
11 | No | Supply only Surface Isolator 16A 2-Pole PZ-209162 ESS SQ060933 | 510
1 | No | Supply only Surface Isolator 32A 2-Pole PZ-209322 ESS SQ060933 | 510
1 | No | Supply only Surface Isolator 32A 2-Pole PZ-209322 ESS SQ060933 | 510
2 | No | Supply only Surface Isolator 32A 4-Pole PZ-209164 ESS SQ060933 | 510
2 | No | Supply only Surface Isolator 32A 4-Pole PZ-209164 ESS SQ060933 | 510
3 | No | Supply only Surface Isolator 32A 4-Pole PZ-209324 ESS SQ060933 | 510
3 | No | Supply only Surface Isolator 32A 4-Pole PZ-209324 ESS SQ060933 | 510
6 | No | Supply only Surface Isolator 32A 4-Pole PZ-209324 ESS SQ060933 | 510
1 | No | Supply only Surface Isolator 63A 4-Pole PZ-209634 ESS SQ060933 | 510
1 | No | Supply only Surface Isolator 63A 4-Pole PZ-209634 ESS SQ060933 | 510
1 | No | Switchgear Panel for Generator SP-GEN including Transient Surge Protection | 510
1 | No | Switchgear Panel for Generator SP-GEN including Transient Surge Protection | 510
13 | No | Contactor 16Amp 2Pole Modular | 570
13 | No | Contactor 16Amp 2Pole Modular | 570
3 | No | Enclosure PVC IP56 240*190*160 | 570
48 | No | Enclosure PVC IP56 240*190*160 | 570
51 | No | Enclosure PVC IP56 240*190*160 | 570
40 | m | Borsan 1c 10mm LSZH 100m Yellow/Green | 615
40 | m | Borsan 1c 10mm LSZH 100m Yellow/Green | 615
19995 | m | Wiring Cable 1c 1.5 mm2 PVC Non-Arm | 615
19995 | m | Wiring Cable 1c 1.5 mm2 PVC Non-Arm | 615
1110 | m | Wiring Cable 1c 1.5 mm2 PVC Non-Arm Red | 615
1110 | m | Wiring Cable 1c 1.5 mm2 PVC Non-Arm Red | 615
1110 | m | Wiring Cable 1c 1.5 mm2 PVC Non-Arm White | 615
1110 | m | Wiring Cable 1c 1.5 mm2 PVC Non-Arm White | 615
200 | m | Wiring Cable 1c 1.5 mm2 PVC Non-Arm | 615
200 | m | Wiring Cable 1c 1.5 mm2 PVC Non-Arm | 615
4506.25 | m | Wiring Cable 1c 2.5 mm2 PVC Non-Arm | 615
4506.25 | m | Wiring Cable 1c 2.5 mm2 PVC Non-Arm | 615
3012.75 | m | Wiring Cable 1c 4.0 mm2 PVC Non-Arm | 615
3012.75 | m | Wiring Cable 1c 4.0 mm2 PVC Non-Arm | 615
35 | m | Wiring Cable 1c 70 mm2 PVC Non-Arm | 615
35 | m | Wiring Cable 1c 70 mm2 PVC Non-Arm | 615
8 | m | Wiring Cable 3c 1.5 mm2 PVC Non-Arm | 615
6 | m | Wiring Cable 3c 1.5 mm2 PVC Non-Arm | 615
40 | m | Wiring Cable 3c 1.5 mm2 PVC Non-Arm | 615
112 | m | Wiring Cable 3c 1.5 mm2 PVC Non-Arm | 615
44 | m | Wiring Cable 3c 1.5 mm2 PVC Non-Arm | 615
6 | m | Wiring Cable 3c 1.5 mm2 PVC Non-Arm | 615
15 | m | Wiring Cable 3c 1.5 mm2 PVC Non-Arm | 615
1 | m | Wiring Cable 3c 1.5 mm2 PVC Non-Arm | 615
232 | m | Wiring Cable 3c 1.5 mm2 PVC Non-Arm | 615
44 | m | 3 core 2.5mm² CU/XLPE/LSZH Cable | 616
44 | m | 3 core 2.5mm² CU/XLPE/LSZH Cable | 616
170 | m | 3 core x 4.0 mm2 FG16(O)M16 Cable | 616
170 | m | 3 core x 4.0 mm2 FG16(O)M16 Cable | 616
5 | m | 3 core x 6.0 mm2 FG16(O)M16 Cable | 616
5 | m | 3 core x 6.0 mm2 FG16(O)M16 Cable | 616
102 | m | 3G 4.0sqmm (Cl2 CU) BS7846-F120 MGT/XLPE/LSZH/SWA/LSZH BLACK 0.6/1kV | 616
102 | m | 3G 4.0sqmm (Cl2 CU) BS7846-F120 MGT/XLPE/LSZH/SWA/LSZH BLACK 0.6/1kV | 616
267 | m | 5 core x 10 mm2 FG16(O)M16 Cable | 616
267 | m | 5 core x 10 mm2 FG16(O)M16 Cable | 616
30 | m | 5 core x 2.5 mm2 FG16(O)M16 Cable | 616
30 | m | 5 core x 2.5 mm2 FG16(O)M16 Cable | 616
76 | m | 5 core x 25 mm2 FG16(O)M16 Cable | 616
76 | m | 5 core x 25 mm2 FG16(O)M16 Cable | 616
170 | m | 5 core x 50 mm2 FG16(O)M16 Cable | 616
170 | m | 5 core x 50 mm2 FG16(O)M16 Cable | 616
52 | m | 5 core x 6.0 mm2 FG16(O)M16 Cable | 616
52 | m | 5 core x 6.0 mm2 FG16(O)M16 Cable | 616
10 | m | 5 core x 70 mm2 FG16(O)M16 Cable | 616
10 | m | 5 core x 70 mm2 FG16(O)M16 Cable | 616
70 | m | 5 core x 70 mm2 XLPE/SWA/LSZH/Cu Cable AJQ41321 | 616
70 | m | 5 core x 70 mm2 XLPE/SWA/LSZH/Cu Cable AJQ41321 | 616
155 | m | 5G 6.0sqmm (Cl2 CU) BS7846-F120 MGT/XLPE/LSZH/SWA/LSZH BLACK 0.6/1kV | 616
155 | m | 5G 6.0sqmm (Cl2 CU) BS7846-F120 MGT/XLPE/LSZH/SWA/LSZH BLACK 0.6/1kV | 616
20 | No | Cable Lug 2.5 mm2 | 620
12 | No | Cable Lug 2.5 mm2 | 620
32 | No | Cable Lug 2.5 mm2 | 620
72 | No | Cable Lug 4.0 mm2 | 620
18 | No | Cable Lug 4.0 mm2 | 620
90 | No | Cable Lug 4.0 mm2 | 620
30 | No | Cable Lug 6.0 mm2 | 620
6 | No | Cable Lug 6.0 mm2 | 620
40 | No | Cable Lug 6.0 mm2 | 620
76 | No | Cable Lug 6.0 mm2 | 620
90 | No | Cable Lug 10 mm2 | 620
40 | No | Cable Lug 10 mm2 | 620
130 | No | Cable Lug 10 mm2 | 620
20 | No | Cable Lug 25 mm2 | 620
20 | No | Cable Lug 25 mm2 | 620
60 | No | Cable Lug 50 mm2 | 620
60 | No | Cable Lug 50 mm2 | 620
20 | No | Cable Lug 70 mm2 | 620
10 | No | Cable Lug 70 mm2 | 620
2 | No | Cable Lug 70 mm2 | 620
32 | No | Cable Lug 70 mm2 | 620
4 | No | Cable Marker Wrap Around Type | 620
2 | No | Cable Marker Wrap Around Type | 620
12 | No | Cable Marker Wrap Around Type | 620
4 | No | Cable Marker Wrap Around Type | 620
18 | No | Cable Marker Wrap Around Type | 620
6 | No | Cable Marker Wrap Around Type | 620
4 | No | Cable Marker Wrap Around Type | 620
2 | No | Cable Marker Wrap Around Type | 620
24 | No | Cable Marker Wrap Around Type | 620
4 | No | Cable Marker Wrap Around Type | 620
8 | No | Cable Marker Wrap Around Type | 620
6 | No | Cable Marker Wrap Around Type | 620
2 | No | Cable Marker Wrap Around Type | 620
40 | No | Cable Marker Wrap Around Type | 620
136 | No | Cable Marker Wrap Around Type | 620
4 | No | Gland Indoor 50S BWL 4*95mm2 | 620
4 | No | Gland Indoor 50S BWL 4*95mm2 | 620
8 | No | Gland Outdoor 20 CW 4*4/6mm2 | 620
6 | No | Gland Outdoor 20 CW 4*4/6mm2 | 620
14 | No | Gland Outdoor 20 CW 4*4/6mm2 | 620
4 | No | M20 PVC Gland | 620
4 | No | M20 PVC Gland | 620
8 | No | M20 PVC Gland | 620
2 | No | M25 PVC Gland | 620
24 | No | M25 PVC Gland | 620
26 | No | M25 PVC Gland | 620
18 | No | M32 PVC Gland | 620
6 | No | M32 PVC Gland | 620
24 | No | M32 PVC Gland | 620
4 | No | M40 PVC Gland | 620
4 | No | M40 PVC Gland | 620
2 | No | M63 PVC Gland | 620
12 | No | M63 PVC Gland | 620
14 | No | M63 PVC Gland | 620
40 | m | 100mm x 50mm Cable Tray HDG | 650
40 | m | 100mm x 50mm Cable Tray HDG | 650
26.6667 | No | 100mm x 50mm Tray Coupler | 650
26.6667 | No | 100mm x 50mm Tray Coupler | 650
30 | m | 200mm x 50mm Cable Tray HDG | 650
30 | m | 200mm x 50mm Cable Tray HDG | 650
10 | m | 300mm x 50mm Cable Tray HDG | 650
10 | m | 300mm x 50mm Cable Tray HDG | 650
30 | m | 400mm x 50mm Cable Tray HDG | 650
30 | m | 400mm x 50mm Cable Tray HDG | 650
20 | m | 500mm x 50mm Cable Tray HDG | 650
20 | m | 500mm x 50mm Cable Tray HDG | 650
20 | No | 50mm Tray Coupler | 650
6.6667 | No | 50mm Tray Coupler | 650
20 | No | 50mm Tray Coupler | 650
13.3333 | No | 50mm Tray Coupler | 650
60 | No | 50mm Tray Coupler | 650
133.3333 | No | Tray Coupling Joint Bolts, Nuts & Washers | 650
100 | No | Tray Coupling Joint Bolts, Nuts & Washers | 650
33.3333 | No | Tray Coupling Joint Bolts, Nuts & Washers | 650
100 | No | Tray Coupling Joint Bolts, Nuts & Washers | 650
66.6667 | No | Tray Coupling Joint Bolts, Nuts & Washers | 650
433.3333 | No | Tray Coupling Joint Bolts, Nuts & Washers | 650
13.3333 | No | Tray Earth Links | 650
10 | No | Tray Earth Links | 650
3.3333 | No | Tray Earth Links | 650
10 | No | Tray Earth Links | 650
6.6667 | No | Tray Earth Links | 650
43.3333 | No | Tray Earth Links | 650
2.3438 | No | 50mm x 75mm Cable Trunking 90Deg Bend | 675
2.3438 | No | 50mm x 75mm Cable Trunking 90Deg Bend | 675
5 | No | 50mm x 75mm Cable Trunking Coupler | 675
5 | No | 50mm x 75mm Cable Trunking Coupler | 675
1.5625 | No | 50mm x 75mm Cable Trunking Inside Riser Bend | 675
1.5625 | No | 50mm x 75mm Cable Trunking Inside Riser Bend | 675
0.78125 | No | 50mm x 75mm Cable Trunking Tee | 675
0.78125 | No | 50mm x 75mm Cable Trunking Tee | 675
15 | m | 50mm x 75mm Galv. Cable Trunking c/w Cover | 675
15 | m | 50mm x 75mm Galv. Cable Trunking c/w Cover | 675
0.86207 | No | 75mm x 75mm Cable Trunking 90Deg Bend | 675
0.86207 | No | 75mm x 75mm Cable Trunking 90Deg Bend | 675
1.7241 | No | 75mm x 75mm Cable Trunking Coupler | 675
1.7241 | No | 75mm x 75mm Cable Trunking Coupler | 675
0.57471 | No | 75mm x 75mm Cable Trunking Inside Riser Bend | 675
0.57471 | No | 75mm x 75mm Cable Trunking Inside Riser Bend | 675
5 | m | 75mm x 75mm Galv. Cable Trunking c/w Cover | 675
5 | m | 75mm x 75mm Galv. Cable Trunking c/w Cover | 675
40.625 | No | Trunking Coupling Joint Bolts, Nuts & Washers | 675
14.9425 | No | Trunking Coupling Joint Bolts, Nuts & Washers | 675
55.5675 | No | Trunking Coupling Joint Bolts, Nuts & Washers | 675
1332.5625 | m | 20mm Conduit LSZH - RATE | 700
42 | m | 20mm Conduit LSZH - RATE | 700
21 | m | 20mm Conduit LSZH - RATE | 700
21 | m | 20mm Conduit LSZH - RATE | 700
1416.5625 | m | 20mm Conduit LSZH - RATE | 700
540.75 | m | 25mm Conduit LSZH - RATE | 700
6 | m | 25mm Conduit LSZH - RATE | 700
6 | m | 25mm Conduit LSZH - RATE | 700
12 | m | 25mm Conduit LSZH - RATE | 700
9 | m | 25mm Conduit LSZH - RATE | 700
8 | m | 25mm Conduit LSZH - RATE | 700
12 | m | 25mm Conduit LSZH - RATE | 700
6 | m | 25mm Conduit LSZH - RATE | 700
2 | m | 25mm Conduit LSZH - RATE | 700
12 | m | 25mm Conduit LSZH - RATE | 700
6 | m | 25mm Conduit LSZH - RATE | 700
2 | m | 25mm Conduit LSZH - RATE | 700
9 | m | 25mm Conduit LSZH - RATE | 700
3 | m | 25mm Conduit LSZH - RATE | 700
2 | m | 25mm Conduit LSZH - RATE | 700
9 | m | 25mm Conduit LSZH - RATE | 700
3 | m | 25mm Conduit LSZH - RATE | 700
2 | m | 25mm Conduit LSZH - RATE | 700
9 | m | 25mm Conduit LSZH - RATE | 700
3 | m | 25mm Conduit LSZH - RATE | 700
4 | m | 25mm Conduit LSZH - RATE | 700
16 | m | 25mm Conduit LSZH - RATE | 700
12 | m | 25mm Conduit LSZH - RATE | 700
6 | m | 25mm Conduit LSZH - RATE | 700
42 | m | 25mm Conduit LSZH - RATE | 700
12 | m | 25mm Conduit LSZH - RATE | 700
84 | m | 25mm Conduit LSZH - RATE | 700
66 | m | 25mm Conduit LSZH - RATE | 700
18 | m | 25mm Conduit LSZH - RATE | 700
66 | m | 25mm Conduit LSZH - RATE | 700
66 | m | 25mm Conduit LSZH - RATE | 700
54 | m | 25mm Conduit LSZH - RATE | 700
1107.75 | m | 25mm Conduit LSZH - RATE | 700
3999 | m | Conduit PVC 20mm HG RATE | 700
96 | m | Conduit PVC 20mm HG RATE | 700
4095 | m | Conduit PVC 20mm HG RATE | 700
3 | No | 13Amp BS1363 Double Socket Outlet complete with Type 'A' USB and Type 'C' USB | 705
3 | No | 13Amp BS1363 Double Socket Outlet complete with Type 'A' USB and Type 'C' USB | 705
3 | No | 13Amp BS1363 Weatherproof Double Socket Outlet | 705
2 | No | 13Amp BS1363 Weatherproof Double Socket Outlet | 705
4 | No | 13Amp BS1363 Weatherproof Double Socket Outlet | 705
9 | No | 13Amp BS1363 Weatherproof Double Socket Outlet | 705
6 | No | 13Amp DP Switched Fused Connection Unit with neon indicator | 705
4 | No | 13Amp DP Switched Fused Connection Unit with neon indicator | 705
6 | No | 13Amp DP Switched Fused Connection Unit with neon indicator | 705
6 | No | 13Amp DP Switched Fused Connection Unit with neon indicator | 705
6 | No | 13Amp DP Switched Fused Connection Unit with neon indicator | 705
6 | No | 13Amp DP Switched Fused Connection Unit with neon indicator | 705
10 | No | 13Amp DP Switched Fused Connection Unit with neon indicator | 705
44 | No | 13Amp DP Switched Fused Connection Unit with neon indicator | 705
6 | No | 13Amp Single DP Switched Socket Outlet white ESS Q0395603 | 705
1 | No | 13Amp Single DP Switched Socket Outlet white ESS Q0395603 | 705
8 | No | 13Amp Single DP Switched Socket Outlet white ESS Q0395603 | 705
8 | No | 13Amp Single DP Switched Socket Outlet white ESS Q0395603 | 705
7 | No | 13Amp Single DP Switched Socket Outlet white ESS Q0395603 | 705
7 | No | 13Amp Single DP Switched Socket Outlet white ESS Q0395603 | 705
11 | No | 13Amp Single DP Switched Socket Outlet white ESS Q0395603 | 705
48 | No | 13Amp Single DP Switched Socket Outlet white ESS Q0395603 | 705
2 | No | 13Amp Twin DP Switched Socket Outlet complete with Type 'A' and Type 'C' USBs | 705
8 | No | 13Amp Twin DP Switched Socket Outlet complete with Type 'A' and Type 'C' USBs | 705
8 | No | 13Amp Twin DP Switched Socket Outlet complete with Type 'A' and Type 'C' USBs | 705
2 | No | 13Amp Twin DP Switched Socket Outlet complete with Type 'A' and Type 'C' USBs | 705
20 | No | 13Amp Twin DP Switched Socket Outlet complete with Type 'A' and Type 'C' USBs | 705
10 | No | 13Amp Twin DP Switched Socket Outlet Weather Proof (IP66) | 705
1 | No | 13Amp Twin DP Switched Socket Outlet Weather Proof (IP66) | 705
11 | No | 13Amp Twin DP Switched Socket Outlet Weather Proof (IP66) | 705
3 | No | 13Amp Twin DP Switched Socket Outlet white | 705
18 | No | 13Amp Twin DP Switched Socket Outlet white | 705
2 | No | 13Amp Twin DP Switched Socket Outlet white | 705
8 | No | 13Amp Twin DP Switched Socket Outlet white | 705
8 | No | 13Amp Twin DP Switched Socket Outlet white | 705
4 | No | 13Amp Twin DP Switched Socket Outlet white | 705
4 | No | 13Amp Twin DP Switched Socket Outlet white | 705
5 | No | 13Amp Twin DP Switched Socket Outlet white | 705
52 | No | 13Amp Twin DP Switched Socket Outlet white | 705
6 | No | 13Amp Unswitched Fused Connection Unit with neon indicator | 705
7 | No | 13Amp Unswitched Fused Connection Unit with neon indicator | 705
5 | No | 13Amp Unswitched Fused Connection Unit with neon indicator | 705
5 | No | 13Amp Unswitched Fused Connection Unit with neon indicator | 705
5 | No | 13Amp Unswitched Fused Connection Unit with neon indicator | 705
6 | No | 13Amp Unswitched Fused Connection Unit with neon indicator | 705
3 | No | 13Amp Unswitched Fused Connection Unit with neon indicator | 705
37 | No | 13Amp Unswitched Fused Connection Unit with neon indicator | 705
1 | No | 2 Compartment Floor Outlet Box IP44 | 705
1 | No | 2 Compartment Floor Outlet Box IP44 | 705
2 | No | 2 Compartment Floor Outlet Box IP44 | 705
1 | No | 20A DP Switch | 705
1 | No | 20A DP Switch | 705
1 | No | 3 Compartment Floor Outlet Box IP44 | 705
1 | No | 3 Compartment Floor Outlet Box IP44 | 705
2 | No | 3 Compartment Floor Outlet Box IP44 | 705
9 | No | 5Amp Socket Outlet | 705
11 | No | 5Amp Socket Outlet | 705
11 | No | 5Amp Socket Outlet | 705
7 | No | 5Amp Socket Outlet | 705
38 | No | 5Amp Socket Outlet | 705
16 | No | Magnetic reed switch set | 705
16 | No | Magnetic reed switch set | 705
65 | No | Movement detector (Surface Mounted) ESS Q0395603 | 705
65 | No | Movement detector (Surface Mounted) ESS Q0395603 | 705
3 | No | Shaver Unit | 705
3 | No | Shaver Unit | 705
3 | No | Shaver Unit | 705
3 | No | Shaver Unit | 705
2 | No | Shaver Unit | 705
14 | No | Shaver Unit | 705
2 | No | Supply only 5Amp Socket Outlet | 705
9 | No | Supply only 5Amp Socket Outlet | 705
9 | No | Supply only 5Amp Socket Outlet | 705
11 | No | Supply only 5Amp Socket Outlet | 705
31 | No | Supply only 5Amp Socket Outlet | 705
2 | No | Supply only FEM TRG 3P 16A 230V IP67 PZ-730126 ESS SQ060933 | 705
2 | No | Supply only FEM TRG 3P 16A 230V IP67 PZ-730126 ESS SQ060933 | 705
3 | No | Supply only FEM TRG 5P 32A 415V IP67 PZ-730246 ESS SQ060933 | 705
3 | No | Supply only FEM TRG 5P 32A 415V IP67 PZ-730246 ESS SQ060933 | 705
1 | No | Switch 1G 2W IP65 | 705
1 | No | Switch 1G 2W IP65 | 705
9 | No | Universal/ Continental Double Socket Outlet | 705
8 | No | Universal/ Continental Double Socket Outlet | 705
9 | No | Universal/ Continental Double Socket Outlet | 705
9 | No | Universal/ Continental Double Socket Outlet | 705
6 | No | Universal/ Continental Double Socket Outlet | 705
41 | No | Universal/ Continental Double Socket Outlet | 705
10 | No | Universal/ Continental Double Socket Outlet complete with Type 'A' USB and Type 'C' USB | 705
9 | No | Universal/ Continental Double Socket Outlet complete with Type 'A' USB and Type 'C' USB | 705
9 | No | Universal/ Continental Double Socket Outlet complete with Type 'A' USB and Type 'C' USB | 705
9 | No | Universal/ Continental Double Socket Outlet complete with Type 'A' USB and Type 'C' USB | 705
6 | No | Universal/ Continental Double Socket Outlet complete with Type 'A' USB and Type 'C' USB | 705
43 | No | Universal/ Continental Double Socket Outlet complete with Type 'A' USB and Type 'C' USB | 705
9.4539 | No | WHITE Switch 1G 2W ESS Q0395603 | 705
9.4539 | No | WHITE Switch 1G 2W ESS Q0395603 | 705
3 | No | WHITE Switch 1G Push ESS Q0395603 | 705
3 | No | WHITE Switch 1G Push ESS Q0395603 | 705
3 | No | WHITE Switch 1G Push ESS Q0395603 | 705
3 | No | WHITE Switch 1G Push ESS Q0395603 | 705
1 | No | WHITE Switch 1G Push ESS Q0395603 | 705
13 | No | WHITE Switch 1G Push ESS Q0395603 | 705
28.3617 | No | WHITE Switch 2G 2W ESS Q0395603 | 705
28.3617 | No | WHITE Switch 2G 2W ESS Q0395603 | 705
28.3617 | No | WHITE Switch 4G 2W ESS Q0395603 | 705
28.3617 | No | WHITE Switch 4G 2W ESS Q0395603 | 705
1 | No | 4-Button Keypad | 706
1 | No | 4-Button Keypad | 706
1 | No | 4-Button Keypad | 706
1 | No | 4-Button Keypad | 706
4 | No | 4-Button Keypad | 706
1 | No | 8-Button Keypad | 706
1 | No | 8-Button Keypad | 706
1 | No | DALI Controller Lv.0 | 706
1 | No | DALI Controller Lv.0 | 706
1 | No | DALI Controller Lv.1 | 706
1 | No | DALI Controller Lv.1 | 706
1 | No | DALI Controller Lv.2 | 706
1 | No | DALI Controller Lv.2 | 706
1 | No | DALI Controller Lv.3 | 706
1 | No | DALI Controller Lv.3 | 706
1 | No | DALI Controller Lv.4 | 706
1 | No | DALI Controller Lv.4 | 706
3 | No | DALI Push Button Interface | 706
3 | No | DALI Push Button Interface | 706
3 | No | DALI Push Button Interface | 706
3 | No | DALI Push Button Interface | 706
1 | No | DALI Push Button Interface | 706
13 | No | DALI Push Button Interface | 706
3 | No | Analogue addressable heat detectors c/w base | 725
1 | No | Analogue addressable heat detectors c/w base | 725
4 | No | Analogue addressable heat detectors c/w base | 725
24 | No | Analogue addressable optical smoke detectors c/w base | 725
17 | No | Analogue addressable optical smoke detectors c/w base | 725
11 | No | Analogue addressable optical smoke detectors c/w base | 725
13 | No | Analogue addressable optical smoke detectors c/w base | 725
18 | No | Analogue addressable optical smoke detectors c/w base | 725
10 | No | Analogue addressable optical smoke detectors c/w base | 725
12 | No | Analogue addressable optical smoke detectors c/w base | 725
105 | No | Analogue addressable optical smoke detectors c/w base | 725
1 | No | Analogue addressable optical smoke detectors c/w base sounder | 725
4 | No | Analogue addressable optical smoke detectors c/w base sounder | 725
4 | No | Analogue addressable optical smoke detectors c/w base sounder | 725
4 | No | Analogue addressable optical smoke detectors c/w base sounder | 725
4 | No | Analogue addressable optical smoke detectors c/w base sounder | 725
4 | No | Analogue addressable optical smoke detectors c/w base sounder | 725
2 | No | Analogue addressable optical smoke detectors c/w base sounder | 725
23 | No | Analogue addressable optical smoke detectors c/w base sounder | 725
120 | m | Cabling in 'Standard' fire alarm cable | 725
160 | m | Cabling in 'Standard' fire alarm cable | 725
120 | m | Cabling in 'Standard' fire alarm cable | 725
120 | m | Cabling in 'Standard' fire alarm cable | 725
120 | m | Cabling in 'Standard' fire alarm cable | 725
120 | m | Cabling in 'Standard' fire alarm cable | 725
100 | m | Cabling in 'Standard' fire alarm cable | 725
860 | m | Cabling in 'Standard' fire alarm cable | 725
3 | No | Fire Blanket | 725
1 | No | Fire Blanket | 725
4 | No | Fire Blanket | 725
1 | No | Four loop analogue addressable fire alarm control panel, c/w auto dialer, power supply unit & backup batteries | 725
1 | No | Four loop analogue addressable fire alarm control panel, c/w auto dialer, power supply unit & backup batteries | 725
3 | No | Interface modules | 725
4 | No | Interface modules | 725
1 | No | Interface modules | 725
1 | No | Interface modules | 725
1 | No | Interface modules | 725
1 | No | Interface modules | 725
2 | No | Interface modules | 725
13 | No | Interface modules | 725
4 | No | Magnetic Door Holders | 725
4 | No | Magnetic Door Holders | 725
3 | No | Magnetic Door Holders | 725
3 | No | Magnetic Door Holders | 725
3 | No | Magnetic Door Holders | 725
17 | No | Magnetic Door Holders | 725
2 | No | Manual call points as specified | 725
3 | No | Manual call points as specified | 725
2 | No | Manual call points as specified | 725
2 | No | Manual call points as specified | 725
1 | No | Manual call points as specified | 725
1 | No | Manual call points as specified | 725
1 | No | Manual call points as specified | 725
12 | No | Manual call points as specified | 725
1 | No | Open area sounder plus beacon | 725
1 | No | Open area sounder plus beacon | 725
2 | No | Open area sounder plus beacon | 725
21 | No | Remote LED Alarm Indicators | 725
9 | No | Remote LED Alarm Indicators | 725
4 | No | Remote LED Alarm Indicators | 725
6 | No | Remote LED Alarm Indicators | 725
10 | No | Remote LED Alarm Indicators | 725
3 | No | Remote LED Alarm Indicators | 725
6 | No | Remote LED Alarm Indicators | 725
59 | No | Remote LED Alarm Indicators | 725
4 | No | Firestop board white 1200x600x50mm CFS-CT HDB | 726
4 | No | Firestop board white 1200x600x50mm CFS-CT HDB | 726
2 | No | Firestop coating 5kg | 726
2 | No | Firestop coating 5kg | 726
31 | No | Firestop foam CFS-F FX | 726
31 | No | Firestop foam CFS-F FX | 726
1 | No | Firestop Intumescent Graphite Brick | 726
1 | No | Firestop Intumescent Graphite Brick | 726
14 | No | Firestop Intumescent Graphite Sealant (310ml) | 726
14 | No | Firestop Intumescent Graphite Sealant (310ml) | 726
14 | No | Firestop sealant (310ml) | 726
14 | No | Firestop sealant (310ml) | 726
1800 | m | 6-core cable | 751
1800 | m | 6-core cable | 751
15 | No | Access control cards | 751
15 | No | Access control cards | 751
7 | No | Door Release Button | 751
7 | No | Door Release Button | 751
7 | No | Magnetic Lock | 751
7 | No | Magnetic Lock | 751
1 | No | Main Controller, inclusive of Software License Module including any licenses for the door readers, contacts etc. for a complete working solution. | 751
1 | No | Main Controller, inclusive of Software License Module including any licenses for the door readers, contacts etc. for a complete working solution. | 751
7 | No | Proximity Card Reader | 751
7 | No | Proximity Card Reader | 751
1 | No | 12-way copper earth bar as specified | 810
1 | No | 12-way copper earth bar as specified | 810
1 | No | 20mm diameter x 3.6m solid copper earth electrode | 810
1 | No | 20mm diameter x 3.6m solid copper earth electrode | 810
1 | No | Inspection pit with cast iron cover, as specified | 810
1 | No | Inspection pit with cast iron cover, as specified | 810
7 | No | 19" 1U Patchcord management panel | 821
7 | No | 19" 1U Patchcord management panel | 821
1 | No | 20U 600x600mm Floor Standing Data Cabinet | 821
1 | No | 20U 600x600mm Floor Standing Data Cabinet | 821
60 | m | Cat 6 cable from patch panel cabinet to data points | 821
320 | m | Cat 6 cable from patch panel cabinet to data points | 821
435 | m | Cat 6 cable from patch panel cabinet to data points | 821
765 | m | Cat 6 cable from patch panel cabinet to data points | 821
470 | m | Cat 6 cable from patch panel cabinet to data points | 821
535 | m | Cat 6 cable from patch panel cabinet to data points | 821
440 | m | Cat 6 cable from patch panel cabinet to data points | 821
3025 | m | Cat 6 cable from patch panel cabinet to data points | 821
4 | No | Rack mount 24 port RJ45 Cat 6 patch panel | 821
4 | No | Rack mount 24 port RJ45 Cat 6 patch panel | 821
1 | No | Rack mount power distribution unit with 6No. 13Amp BS socket outlets, including in built surge protection | 821
1 | No | Rack mount power distribution unit with 6No. 13Amp BS socket outlets, including in built surge protection | 821
1 | No | RJ45 Cat 6 Double socket outlets. | 821
2 | No | RJ45 Cat 6 Double socket outlets. | 821
3 | No | RJ45 Cat 6 Double socket outlets. | 821
6 | No | RJ45 Cat 6 Double socket outlets. | 821
2 | No | RJ45 Cat 6 Single socket outlets. | 821
7 | No | RJ45 Cat 6 Single socket outlets. | 821
14 | No | RJ45 Cat 6 Single socket outlets. | 821
11 | No | RJ45 Cat 6 Single socket outlets. | 821
11 | No | RJ45 Cat 6 Single socket outlets. | 821
11 | No | RJ45 Cat 6 Single socket outlets. | 821
9 | No | RJ45 Cat 6 Single socket outlets. | 821
65 | No | RJ45 Cat 6 Single socket outlets. | 821
8 | No | Supply Only - Outdoor wall lights for technical area, IP65 | 835
8 | No | Supply Only - Outdoor wall lights for technical area, IP65 | 835
16 | No | Supply Only - Outdoor wall lights for technical area, IP65 | 835
8 | No | Supply Only - Type 600x600mm, 40W Soffit Recessed LED Panel | 835
8 | No | Supply Only - Type 600x600mm, 40W Soffit Recessed LED Panel | 835
34 | No | Supply Only - Type 'E1' - Single Sided, Wall Mounted, Directional Exit Signage | 835
34 | No | Supply Only - Type 'E1' - Single Sided, Wall Mounted, Directional Exit Signage | 835
68 | No | Supply Only - Type 'E1' - Single Sided, Wall Mounted, Directional Exit Signage | 835
6 | No | Supply Only - Type 'E2' - Double Sided, Ceiling Mounted/ Soffit Recessed, Directional Exit Signage. | 835
6 | No | Supply Only - Type 'E2' - Double Sided, Ceiling Mounted/ Soffit Recessed, Directional Exit Signage. | 835
1 | No | Cable termination fishplates | 845
1 | No | Cable termination fishplates | 845
100 | lt | Generator Set - 100lt Diesel Fuel for commissioning | 845
100 | lt | Generator Set - 100lt Diesel Fuel for commissioning | 845
300 | lt | Generator Set - 300lt Diesel Fuel for filling the day tank | 845
300 | lt | Generator Set - 300lt Diesel Fuel for filling the day tank | 845
1 | No | Supply, 140kVA/ 400V/ 50Hz, diesel auto start stand-by generator set (PRP) VSS G Q 495 | 845
1 | No | Supply, 140kVA/ 400V/ 50Hz, diesel auto start stand-by generator set (PRP) VSS G Q 495 | 845
1 | No | Supply, 250Amp TPN Automatic Transfer Switch (ATS) VSS G Q 495 | 845
1 | No | Supply, 250Amp TPN Automatic Transfer Switch (ATS) VSS G Q 495 | 845
2 | No | Nurse Call system to be interfaced with Fire Alarm System including Pull Chord, Reset Button, etc. | 858
2 | No | Nurse Call system to be interfaced with Fire Alarm System including Pull Chord, Reset Button, etc. | 858
1 | No | 16-Channel Network Video Recorder (NVR) with PoE ports | 865
1 | No | 16-Channel Network Video Recorder (NVR) with PoE ports | 865
2 | No | External type IP Dome Cameras | 865
2 | No | External type IP Dome Cameras | 865
4 | No | External type IP Dome Cameras | 865
1 | No | IP Dome Cameras | 865
3 | No | IP Dome Cameras | 865
1 | No | IP Dome Cameras | 865
5 | No | IP Dome Cameras | 865
9 | No | Cable Connectors PVC | 875
144 | No | Cable Connectors PVC | 875
153 | No | Cable Connectors PVC | 875
70 | No | Cable Tie 225mm | 875
10 | No | Cable Tie 225mm | 875
170 | No | Cable Tie 225mm | 875
76 | No | Cable Tie 225mm | 875
267 | No | Cable Tie 225mm | 875
52 | No | Cable Tie 225mm | 875
30 | No | Cable Tie 225mm | 875
5 | No | Cable Tie 225mm | 875
170 | No | Cable Tie 225mm | 875
44 | No | Cable Tie 225mm | 875
155 | No | Cable Tie 225mm | 875
102 | No | Cable Tie 225mm | 875
35 | No | Cable Tie 225mm | 875
40 | No | Cable Tie 225mm | 875
1226 | No | Cable Tie 225mm | 875
1 | No | Label Large | 875
1 | No | Label Large | 875
1 | No | Label Large | 875
1 | No | Label Large | 875
1 | No | Label Large | 875
1 | No | Label Large | 875
1 | No | Label Large | 875
1 | No | Label Large | 875
1 | No | Label Large | 875
1 | No | Label Large | 875
1 | No | Label Large | 875
1 | No | Label Large | 875
1 | No | Label Large | 875
1 | No | Label Large | 875
1 | No | Label Large | 875
1 | No | Label Large | 875
1 | No | Label Large | 875
1 | No | Label Large | 875
1 | No | Label Large | 875
1 | No | Label Large | 875
1 | No | Label Large | 875
1 | No | Label Large | 875
1 | No | Label Large | 875
1 | No | Label Large | 875
1 | No | Label Large | 875
1 | No | Label Large | 875
1 | No | Label Large | 875
1 | No | Label Large | 875
1 | No | Label Large | 875
1 | No | Label Large | 875
1 | No | Label Large | 875
31 | No | Label Large | 875
8 | No | Label Small | 875
8 | No | Label Small | 875
6 | No | Label Small | 875
2 | No | Label Small | 875
3 | No | Label Small | 875
2 | No | Label Small | 875
2 | No | Label Small | 875
1 | No | Label Small | 875
1 | No | Label Small | 875
1 | No | Label Small | 875
3 | No | Label Small | 875
3 | No | Label Small | 875
4 | No | Label Small | 875
44 | No | Label Small | 875
4 | No | Rawl Bolt 6mm | 875
4 | No | Rawl Bolt 6mm | 875
4 | No | Rawl Bolt 10mm | 875
4 | No | Rawl Bolt 10mm | 875
4 | No | Rawl Bolt 10mm | 875
4 | No | Rawl Bolt 10mm | 875
16 | No | Rawl Bolt 10mm | 875
3 | No | Rawl Hook 6mm | 875
1 | No | Rawl Hook 6mm | 875
4 | No | Rawl Hook 6mm | 875
136 | No | Rawl Plug S6 | 875
32 | No | Rawl Plug S6 | 875
14 | No | Rawl Plug S6 | 875
38 | No | Rawl Plug S6 | 875
4 | No | Rawl Plug S6 | 875
20 | No | Rawl Plug S6 | 875
38 | No | Rawl Plug S6 | 875
56 | No | Rawl Plug S6 | 875
12 | No | Rawl Plug S6 | 875
46 | No | Rawl Plug S6 | 875
8 | No | Rawl Plug S6 | 875
4 | No | Rawl Plug S6 | 875
148 | No | Rawl Plug S6 | 875
114 | No | Rawl Plug S6 | 875
38 | No | Rawl Plug S6 | 875
86 | No | Rawl Plug S6 | 875
28 | No | Rawl Plug S6 | 875
6 | No | Rawl Plug S6 | 875
6 | No | Rawl Plug S6 | 875
24 | No | Rawl Plug S6 | 875
8 | No | Rawl Plug S6 | 875
12 | No | Rawl Plug S6 | 875
4 | No | Rawl Plug S6 | 875
4 | No | Rawl Plug S6 | 875
4 | No | Rawl Plug S6 | 875
4 | No | Rawl Plug S6 | 875
4 | No | Rawl Plug S6 | 875
4 | No | Rawl Plug S6 | 875
4 | No | Rawl Plug S6 | 875
4 | No | Rawl Plug S6 | 875
4 | No | Rawl Plug S6 | 875
8 | No | Rawl Plug S6 | 875
4 | No | Rawl Plug S6 | 875
4 | No | Rawl Plug S6 | 875
4 | No | Rawl Plug S6 | 875
8 | No | Rawl Plug S6 | 875
4 | No | Rawl Plug S6 | 875
4 | No | Rawl Plug S6 | 875
4 | No | Rawl Plug S6 | 875
4 | No | Rawl Plug S6 | 875
12 | No | Rawl Plug S6 | 875
12 | No | Rawl Plug S6 | 875
12 | No | Rawl Plug S6 | 875
12 | No | Rawl Plug S6 | 875
16 | No | Rawl Plug S6 | 875
1022 | No | Rawl Plug S6 | 875
136 | No | Screw Wood S6 | 875
32 | No | Screw Wood S6 | 875
14 | No | Screw Wood S6 | 875
38 | No | Screw Wood S6 | 875
4 | No | Screw Wood S6 | 875
20 | No | Screw Wood S6 | 875
38 | No | Screw Wood S6 | 875
56 | No | Screw Wood S6 | 875
12 | No | Screw Wood S6 | 875
46 | No | Screw Wood S6 | 875
8 | No | Screw Wood S6 | 875
4 | No | Screw Wood S6 | 875
148 | No | Screw Wood S6 | 875
114 | No | Screw Wood S6 | 875
38 | No | Screw Wood S6 | 875
86 | No | Screw Wood S6 | 875
28 | No | Screw Wood S6 | 875
6 | No | Screw Wood S6 | 875
6 | No | Screw Wood S6 | 875
24 | No | Screw Wood S6 | 875
8 | No | Screw Wood S6 | 875
12 | No | Screw Wood S6 | 875
4 | No | Screw Wood S6 | 875
4 | No | Screw Wood S6 | 875
4 | No | Screw Wood S6 | 875
4 | No | Screw Wood S6 | 875
4 | No | Screw Wood S6 | 875
4 | No | Screw Wood S6 | 875
4 | No | Screw Wood S6 | 875
4 | No | Screw Wood S6 | 875
4 | No | Screw Wood S6 | 875
8 | No | Screw Wood S6 | 875
4 | No | Screw Wood S6 | 875
4 | No | Screw Wood S6 | 875
4 | No | Screw Wood S6 | 875
8 | No | Screw Wood S6 | 875
4 | No | Screw Wood S6 | 875
4 | No | Screw Wood S6 | 875
4 | No | Screw Wood S6 | 875
4 | No | Screw Wood S6 | 875
12 | No | Screw Wood S6 | 875
12 | No | Screw Wood S6 | 875
12 | No | Screw Wood S6 | 875
12 | No | Screw Wood S6 | 875
16 | No | Screw Wood S6 | 875
1022 | No | Screw Wood S6 | 875
4 | No | Sleeve Anchor 8mm Hilti HLC 8x40/12-H | 875
4 | No | Sleeve Anchor 8mm Hilti HLC 8x40/12-H | 875
4 | No | Sleeve Anchor 8mm Hilti HLC 8x40/12-H | 875
4 | No | Sleeve Anchor 8mm Hilti HLC 8x40/12-H | 875
4 | No | Sleeve Anchor 8mm Hilti HLC 8x40/12-H | 875
4 | No | Sleeve Anchor 8mm Hilti HLC 8x40/12-H | 875
4 | No | Sleeve Anchor 8mm Hilti HLC 8x40/12-H | 875
4 | No | Sleeve Anchor 8mm Hilti HLC 8x40/12-H | 875
4 | No | Sleeve Anchor 8mm Hilti HLC 8x40/12-H | 875
4 | No | Sleeve Anchor 8mm Hilti HLC 8x40/12-H | 875
4 | No | Sleeve Anchor 8mm Hilti HLC 8x40/12-H | 875
44 | No | Sleeve Anchor 8mm Hilti HLC 8x40/12-H | 875
1 | No | Consumer Unit Schedule | 880
1 | No | Consumer Unit Schedule | 880
1 | No | Consumer Unit Schedule | 880
1 | No | Consumer Unit Schedule | 880
1 | No | Consumer Unit Schedule | 880
1 | No | Consumer Unit Schedule | 880
1 | No | Consumer Unit Schedule | 880
1 | No | Consumer Unit Schedule | 880
1 | No | Consumer Unit Schedule | 880
1 | No | Consumer Unit Schedule | 880
1 | No | Consumer Unit Schedule | 880
1 | No | Consumer Unit Schedule | 880
1 | No | Consumer Unit Schedule | 880
13 | No | Consumer Unit Schedule | 880
1 | No | Distribution Board Schedule | 880
1 | No | Distribution Board Schedule | 880
1 | No | Distribution Board Schedule | 880
1 | No | Distribution Board Schedule | 880
1 | No | Distribution Board Schedule | 880
1 | No | Distribution Board Schedule | 880
1 | No | Distribution Board Schedule | 880
1 | No | Distribution Board Schedule | 880
1 | No | Distribution Board Schedule | 880
1 | No | Distribution Board Schedule | 880
1 | No | Distribution Board Schedule | 880
11 | No | Distribution Board Schedule | 880
5 | No | Method statement and Risk assessment | 960
5 | No | Method statement and Risk assessment | 960
6 | No | Site vists (2 floors per visit) | 960
6 | No | Site vists (2 floors per visit) | 960
1 | No | Enemalta Application Form 'A' | 961
1 | No | Enemalta Application Form 'A' | 961
1 | LS | Crainage of Generator Set WB. Neil Ciantar email dated 21/10/25 | 962
1 | LS | Crainage of Generator Set WB. Neil Ciantar email dated 21/10/25 | 962
1 | LS | Cranage and Transportation | 962
1 | LS | Cranage and Transportation | 962
1 | LS | Transportation | 962
1 | LS | Transportation | 962
1 | LS | Transportation | 962
1 | LS | Transportation | 962
4 | LS | Transportation | 962
6 | LS | 1No. Skip per floor | 970
6 | LS | 1No. Skip per floor | 970
1 | Toilets | Hire of Mobile Toilet including delivery and weekly cleaning @ €5.00/day/Toilet | 970
1 | Toilets | Hire of Mobile Toilet including delivery and weekly cleaning @ €5.00/day/Toilet | 970
d> | 0
d> | 0
d> | 0
d> | 0
d> | 0
d> | 0
d> | 0
d> | 0
d> | 0
d> | 0
SB
Discy:
d> | 0
d> | 0
d> | 0
d> | 0
d> | 0
d> | 0
d> | 0
SB
Discy:
SB
Discy:
d> | 0
d> | 0
d> | 0
d> | 0
d> | 0
d> | 0
d> | 0
d> | 0
d> | 0
d> | 0
SB
Discy:
d> | 0
d> | 0
d> | 0
d> | 0
d> | 0
d> | 0
d> | 0
d> | 0
d> | 0
d> | 0
d> | 0
d> | 0
d> | 0
d> | 0
SB
Discy:
d> | 0
d> | 0
d> | 0
d> | 0
d> | 0
d> | 0
d> | 0
d> | 0
d> | 0
d> | 0
d> | 0
d> | 0
d> | 0
SB
Discy:
d> | 0
d> | 0
d> | 0
d> | 0
d> | 0
d> | 0
d> | 0
d> | 0
d> | 0
d> | 0
d> | 0
d> | 0
d> | 0
d> | 0
d> | 0
d> | 0
d> | 0
SB
Discy:
d> | 0
d> | 0
d> | 0
d> | 0
d> | 0
d> | 0
d> | 0
d> | 0
d> | 0
d> | 0
d> | 0
d> | 0
d> | 0
d> | 0
d> | 0
d> | 0
d> | 0
SB
Discy:
d> | 0
d> | 0
d> | 0
d> | 0
d> | 0
d> | 0
d> | 0
d> | 0
d> | 0
d> | 0
d> | 0
d> | 0
d> | 0
d> | 0
SB
Discy:
d> | 0
d> | 0
d> | 0
d> | 0
d> | 0
>>> mu_A material here >>>
d> | 0
>>> mu_B material here >>>
d> | 0
d> | 0
d> | 0
d> | 0
d> | 0
d> | 0
d> | 0
SB
Discy:
d> | 0
d> | 0
d> | 0
d> | 0
d> | 0
d> | 0
d> | 0
d> | 0
d> | 0
d> | 0
d> | 0
d> | 0
d> | 0
d> | 0
d> | 0
d> | 0
d> | 0
d> | 0
d> | 0
SB
Discy:
d> | 0
d> | 0
d> | 0
d> | 0
d> | 0
d> | 0
SB
Discy:
d> | 0
d> | 0
d> | 0
d> | 0
d> | 0
d> | 0
d> | 0
d> | 0
d> | 0
d> | 0
d> | 0
d> | 0
d> | 0
d> | 0
d> | 0
d> | 0
SB
Discy:
>>> mu_A material here >>>
d> | 0
>>> mu_B material here >>>
d> | 0
>>> mu_A material here >>>
d> | 0
>>> mu_B material here >>>
d> | 0
d> | 0
d> | 0
d> | 0
d> | 0
d> | 0
d> | 0
d> | 0
d> | 0
d> | 0
d> | 0
d> | 0
d> | 0
d> | 0
d> | 0
d> | 0
d> | 0
d> | 0
d> | 0
SB
Discy:
d> | 0
d> | 0
d> | 0
d> | 0
d> | 0
d> | 0
d> | 0
d> | 0
d> | 0
d> | 0
d> | 0
d> | 0
d> | 0
d> | 0
d> | 0
SB
Discy:
d> | 0
d> | 0
d> | 0
d> | 0
SB
Discy:
d> | 0
d> | 0
d> | 0
d> | 0
d> | 0
d> | 0
d> | 0
d> | 0
d> | 0
d> | 0
d> | 0
d> | 0
d> | 0
d> | 0
d> | 0
d> | 0
d> | 0
SB
Discy:
>>> mu_A material here >>>
d> | 0
>>> mu_B material here >>>
d> | 0
>>> mu_A material here >>>
d> | 0
>>> mu_B material here >>>
d> | 0
d> | 0
d> | 0
d> | 0
d> | 0
d> | 0
d> | 0
d> | 0
d> | 0
d> | 0
d> | 0
d> | 0
d> | 0
d> | 0
d> | 0
d> | 0
d> | 0
SB
Discy:
d> | 0
d> | 0
d> | 0
d> | 0
d> | 0
d> | 0
d> | 0
d> | 0
d> | 0
d> | 0
d> | 0
d> | 0
d> | 0
d> | 0
d> | 0
d> | 0
SB
Discy:
d> | 0
d> | 0
d> | 0
d> | 0
d> | 0
d> | 0
d> | 0
d> | 0
d> | 0
d> | 0
d> | 0
SB
Discy:
d> | 0
d> | 0
d> | 0
d> | 0
d> | 0
d> | 0
d> | 0
d> | 0
d> | 0
d> | 0
d> | 0
d> | 0
d> | 0
d> | 0
d> | 0
d> | 0
d> | 0
SB
Discy:
d> | 0
d> | 0
>>> mu_A material here >>>
d> | 0
>>> mu_B material here >>>
d> | 0
>>> mu_A material here >>>
d> | 0
>>> mu_B material here >>>
d> | 0
d> | 0
d> | 0
d> | 0
d> | 0
d> | 0
d> | 0
d> | 0
d> | 0
d> | 0
d> | 0
d> | 0
d> | 0
d> | 0
SB
Discy:
d> | 0
d> | 0
d> | 0
d> | 0
d> | 0
d> | 0
d> | 0
d> | 0
d> | 0
d> | 0
d> | 0
d> | 0
d> | 0
d> | 0
d> | 0
d> | 0
SB
Discy:
d> | 0
d> | 0
d> | 0
d> | 0
d> | 0
d> | 0
d> | 0
d> | 0
SB
Discy:
d> | 0
d> | 0
d> | 0
d> | 0
d> | 0
d> | 0
d> | 0
d> | 0
d> | 0
d> | 0
d> | 0
d> | 0
d> | 0
d> | 0
d> | 0
d> | 0
d> | 0
d> | 0
d> | 0
SB
Discy:
>>> mu_A material here >>>
d> | 0
>>> mu_B material here >>>
d> | 0
>>> mu_A material here >>>
d> | 0
>>> mu_B material here >>>
d> | 0
d> | 0
d> | 0
d> | 0
d> | 0
d> | 0
d> | 0
d> | 0
d> | 0
d> | 0
d> | 0
d> | 0
d> | 0
d> | 0
d> | 0
d> | 0
SB
Discy:
d> | 0
d> | 0
d> | 0
d> | 0
d> | 0
d> | 0
d> | 0
d> | 0
d> | 0
d> | 0
d> | 0
d> | 0
d> | 0
d> | 0
d> | 0
d> | 0
d> | 0
d> | 0
SB
Discy:
d> | 0
d> | 0
d> | 0
SB
Discy:
d> | 0
d> | 0
d> | 0
d> | 0
d> | 0
d> | 0
d> | 0
d> | 0
d> | 0
d> | 0
d> | 0
d> | 0
d> | 0
d> | 0
d> | 0
d> | 0
d> | 0
d> | 0
SB
Discy:
d> | 0
>>> mu_A material here >>>
d> | 0
>>> mu_B material here >>>
d> | 0
d> | 0
d> | 0
d> | 0
d> | 0
d> | 0
d> | 0
d> | 0
d> | 0
d> | 0
d> | 0
d> | 0
d> | 0
d> | 0
d> | 0
d> | 0
SB
Discy:
d> | 0
d> | 0
d> | 0
d> | 0
d> | 0
d> | 0
d> | 0
d> | 0
d> | 0
d> | 0
d> | 0
d> | 0
d> | 0
d> | 0
d> | 0
d> | 0
d> | 0
d> | 0
d> | 0
SB
Discy:
d> | 0
d> | 0
d> | 0
d> | 0
d> | 0
d> | 0
d> | 0
d> | 0
d> | 0
d> | 0
d> | 0
d> | 0
d> | 0
d> | 0
d> | 0
d> | 0
d> | 0
SB
Discy:
d> | 0
d> | 0
d> | 0
d> | 0
SB
Discy:
d> | 0
d> | 0
d> | 0
d> | 0
d> | 0
d> | 0
d> | 0
SB
Discy:
d> | 0
d> | 0
d> | 0
d> | 0
>>> mu_A material here >>>
d> | 0
>>> mu_B material here >>>
d> | 0
d> | 0
d> | 0
SB
Discy:
SB
Discy:
d> | 0
d> | 0
d> | 0
d> | 0
SB
Discy:
SB
Discy:
d> | 0
SB
Discy:
SB
Discy:
d> | 0
d> | 0
d> | 0
d> | 0
d> | 0
>>> mu_A material here >>>
d> | 0
>>> mu_B material here >>>
d> | 0
>>> mu_A material here >>>
d> | 0
>>> mu_B material here >>>
d> | 0
d> | 0
d> | 0
>>> mu_A material here >>>
d> | 0
>>> mu_B material here >>>
d> | 0
d> | 0
SB
Discy:
d> | 0
d> | 0
>>> mu_A material here >>>
d> | 0
>>> mu_B material here >>>
d> | 0
>>> mu_A material here >>>
d> | 0
>>> mu_B material here >>>
d> | 0
d> | 0
>>> mu_A material here >>>
d> | 0
>>> mu_B material here >>>
d> | 0
d> | 0
d> | 0
d> | 0
d> | 0
>>> mu_A material here >>>
d> | 0
>>> mu_B material here >>>
d> | 0
>>> mu_A material here >>>
d> | 0
>>> mu_B material here >>>
d> | 0
d> | 0
>>> mu_A material here >>>
d> | 0
>>> mu_B material here >>>
d> | 0
SB
Discy:
d> | 0
d> | 0
d> | 0
>>> mu_A material here >>>
d> | 0
>>> mu_B material here >>>
d> | 0
>>> mu_A material here >>>
d> | 0
>>> mu_B material here >>>
d> | 0
d> | 0
>>> mu_A material here >>>
d> | 0
>>> mu_B material here >>>
d> | 0
d> | 0
d> | 0
d> | 0
>>> mu_A material here >>>
d> | 0
>>> mu_B material here >>>
d> | 0
>>> mu_A material here >>>
d> | 0
>>> mu_B material here >>>
d> | 0
SB
Discy:
d> | 0
>>> mu_A material here >>>
d> | 0
>>> mu_B material here >>>
d> | 0
d> | 0
d> | 0
d> | 0
>>> mu_A material here >>>
d> | 0
>>> mu_B material here >>>
d> | 0
>>> mu_A material here >>>
d> | 0
>>> mu_B material here >>>
d> | 0
d> | 0
>>> mu_A material here >>>
d> | 0
>>> mu_B material here >>>
d> | 0
d> | 0
d> | 0
d> | 0
d> | 0
>>> mu_A material here >>>
d> | 0
>>> mu_B material here >>>
d> | 0
SB
Discy:
>>> mu_A material here >>>
d> | 0
>>> mu_B material here >>>
d> | 0
d> | 0
d> | 0
>>> mu_A material here >>>
d> | 0
>>> mu_B material here >>>
d> | 0
SB
Discy:
SB
Discy:
d> | 0
d> | 0
d> | 0
d> | 0
d> | 0
d> | 0
SB
Discy:
SB
Discy:
>>> mu_A material here >>>
d> | 0
>>> mu_B material here >>>
d> | 0
>>> mu_A material here >>>
d> | 0
>>> mu_B material here >>>
d> | 0
d> | 0
d> | 0
d> | 0
d> | 0
d> | 0
>>> mu_A material here >>>
d> | 0
>>> mu_B material here >>>
d> | 0
>>> mu_A material here >>>
d> | 0
>>> mu_B material here >>>
d> | 0
d> | 0
SB
Discy:
>>> mu_A material here >>>
d> | 0
>>> mu_B material here >>>
d> | 0
d> | 0
>>> mu_A material here >>>
d> | 0
>>> mu_B material here >>>
d> | 0
>>> mu_A material here >>>
d> | 0
>>> mu_B material here >>>
d> | 0
d> | 0
>>> mu_A material here >>>
d> | 0
>>> mu_B material here >>>
d> | 0
d> | 0
>>> mu_A material here >>>
d> | 0
>>> mu_B material here >>>
d> | 0
d> | 0
>>> mu_A material here >>>
d> | 0
>>> mu_B material here >>>
d> | 0
d> | 0
SB
Discy:
SB
Discy:
d> | 0
>>> mu_A material here >>>
d> | 0
>>> mu_B material here >>>
d> | 0
>>> mu_A material here >>>
d> | 0
>>> mu_B material here >>>
d> | 0
>>> mu_A material here >>>
d> | 0
>>> mu_B material here >>>
d> | 0
d> | 0
d> | 0
SB
Discy:
SB
Discy:
d> | 0
d> | 0

## HDG_Tray_Brackets
TRAY BRACKETS CALCULATOR
| PROJECT: | Britannia Hotel
| AREA: | All Areas
|  | Wall (W) |  |  | Ceiling (C) |  |  | Floor (F) |  |  | Riser (R)
| Brackets intervals @ (M) | 1 |  |  | 1 |  |  | 1 |  |  | 1
| Distance from tray side to wall (M) | 0.2 | 0
| Distance from ceiling (M) |  |  |  | 0.5
| Distance from floor (M) | [6 empty] | 0.1
LABOUR FACTOR
|  | Wall (W) | Wall (W) | Wall (W) | Ceiling (C) | Ceiling (C) | Ceiling (C) | Floor (F) | Floor (F) | Floor (F) | Riser (R) |  |  | Total (M) | Unit | Total
|  |  |  | Labour |  |  | Labour |  |  | Labour |  |  | Labour
| 900mm Tray (Length M) |  | 1.7 | 0.6 |  | 1 | 0.75 |  | 1.2 | 0.75 |  | 1 | 0.3 | 0 | 2.6 | 0
| 700mm Tray (Length M) |  | 1.5 | 0.6 |  | 0.8 | 0.75 |  | 1 | 0.75 |  | 0.8 | 0.3 | 0 | 2.4 | 0
| 600mm Tray (Length M) |  | 1.4 | 0.5 |  | 0.7 | 0.65 |  | 0.9 | 0.65 |  | 0.7 | 0.3 | 0 | 2.2 | 0
| 500mm Tray (Length M) |  | 1.3 | 0.5 | 10 | 0.6 | 0.65 |  | 0.8 | 0.65 | 10 | 0.6 | 0.3 | 20 | 2 | 40
| 400mm Tray (Length M) |  | 1.2 | 0.4 | 10 | 0.5 | 0.5 |  | 0.7 | 0.5 | 20 | 0.5 | 0.25 | 30 | 1.8 | 54
| 300mm Tray (Length M) |  | 1.06 | 0.4 | 10 | 0.4 | 0.5 |  | 0.6 | 0.5 |  | 0.4 | 0.25 | 10 | 1.6 | 16
| 200mm Tray (Length M) |  | 0.95 | 0.3 | 30 | 0.3 | 0.35 |  | 0.5 | 0.35 |  | 0.3 | 0.25 | 30 | 1.4 | 42
| 150mm Tray (Length M) |  | 0.9 | 0.25 |  | 0.25 | 0.35 |  | 0.45 | 0.35 |  | 0.25 | 0.2 | 0 | 1.2 | 0
| 100mm Tray (Length M) | 20 | 0.85 | 0.25 | 10 | 0.2 | 0.3 |  | 0.4 | 0.35 |  | 0.2 | 0.2 | 30 | 1 | 30
[14 empty] | 120 |  | 182
| HILTI Material Description | Part No. |  |  | Total Qty |  |  | Unit Cost € |  |  | Total Cost €
Per M / Each
| Channel DEEP MQ-41-F 3m | 304099 |  |  | 22 |  |  | 5.05 |  |  | 111.1
| Channel SHALLOW MQ-21-F 3m | 304096 |  |  | 37 |  |  | 4.05 |  |  | 149.85
| Channel 40x20 Endcap MQZ-E21 | 370598 |  |  | 180 |  |  | 0.0524 |  |  | 9.432
| Channel 40x40 Endcap MQZ-E41 | 369685 |  |  | 80 |  |  | 0.0533 |  |  | 4.264
| Three hole angle Hilti 90deg MQW-3-F | 304172 |  |  | 20 |  |  | 0.68 |  |  | 13.6
| Two Hole Angle Hilti 90deg MQW-2-F | 304171 |  |  | 0 |  |  | 0.53 |  |  | 0
| Long Angle Brace MQK-SL-F | 304128 |  |  | 0 |  |  | 7.03 |  |  | 0
| HLC Sleeve Anchor 10mm HLC 10x50/15 | 385820 |  |  | 80 |  |  | 0.1516 |  |  | 12.128
| Push Button Hilti M10 MQN-F | 304130 |  |  | 60 |  |  | 0.91 |  |  | 54.6
| Pipe Ring Saddle MQA-M 8-F | 304138 |  |  | 140 |  |  | 0.8 |  |  | 112
| Anchor 8mm HKD M8X30 | 376959 |  |  | 140 |  |  | 0.0943 |  |  | 13.202
| Wing Nut Hilti M8 MQM-M8-F | 304132 |  |  | 210 |  |  | 0.65 |  |  | 136.5
| Hex.Set Screw M8x25 | 216448 |  |  | 210 |  |  | 0.03614 |  |  | 7.5894
| Threaded Rod Galv. 8mm | 339793 |  |  | 70 |  |  | 0.47799 |  |  | 33.4593
| Hex.Set Screw M10x25-F | 304788 |  |  | 0 |  |  | 0.07683 |  |  | 0
| Galv. Nut 10mm M10-F | 304765 |  |  | 0 |  |  | 0.03209 |  |  | 0
| Washer M10 | 304770 |  |  | 0 |  |  | 0.02034 |  |  | 0
| Galv. Nut 8mm M8-F | 304764 |  |  | 210 |  |  | 0.01667 |  |  | 3.5007
| Tray Washers M8 | 304769 |  |  | 210 |  |  | 0.01103 |  |  | 2.3163
| Total labour pair hours | 43 | [8 empty] | 663.5417

## Elec_Rates
| CLIENT: | 1 | Battery Street Limited |  | 0 |  |  | 1 | 1 | 1 | 1 | 1 | 1 | 1 |  | € | R/Lab Cont | R | 1.05 | BOQ | INCL | MULT | AREA | BOQ | TDWG | ACT | DIFF
| PROJECT: | 1 | MEP Works British Hotel |  | Electrical |  |  | 2 | 1 | 1 | 1 | 1 | 1 | 1 |  | 0 | mu_A | 1.22 | 35.1763
| JOB DESC: | 1 | Electrical and ELV Systems |  | Controls Section (DALI) |  |  | 3 | 1 | 1 | 1 | 1 | 1 | 1 |  | 0 | mu_B | 1.22 | 86.64
| QUOTE No: | 1 | EL25-0662B |  | Controls Section Engineer (DALI) |  |  | 4 | 1 | 1 | 1 | 1 | 1 | 1 |  | 0 | mu_C | 1.22 | 51.41
| CLIENTs REF: | 1 | MEP REVISED |  | ELV Sub-Contractor - APCO |  |  | 5 | 1 | 1 | 1 | 1 | 1 | 1 |  | 0 | mu_D | 1.075 | 30.9955
| VAT/DUTIES: | 1 | VAT EXCL. |  | ELV Sub-Contractor - DATA |  |  | 6 | 1 | 1 | 1 | 1 | 1 | 1 |  | 0 | mu_E | 1.1 | 31.7163
| SAVED ON: | 1 | 2007-10-09 |  | 0 |  |  | 7 | 1 | 1 | 1 | 1 | 1 | 0 |  | 0 | mu_F | 0 | 0
| ESTIMATOR: | 1 | R.Farrugia |  | 0 |  |  | 8 | 1 | 1 | 1 | 1 | 1 | 0 |  | 0 | mu_G | 0 | 0
| LABOUR RATE: | 1 | 28.833 |  | 0 |  |  | 9 | 1 | 1 | 1 | 1 | 1 | 0 |  | 0 | mu_H | 0 | 0
|  | 1 |  |  | Enemalta 3Ph Application |  |  | 10 | 1 | 1 | 1 | 1 | 1 | 1 |  | 0 | mu_I | 1.1 | 31.7163
|  | 1 |  |  | 0 | [10 empty] | 0 | mu_J | 0 | 0
|  | 1 |  |  | 0 | [10 empty] | 0 | MIXED | MAT MU | LAB RATE
[6 empty] | I_CODE | C_CODE | MAKE | PART_NO | MARKUP | TYPE | LIST_P | P_FACT | FIX | DATE | %Dsct in BOQ | MU TYPE | MAT MU | LAB RATE
Multip
70 | 70 |  | 001# 5 core x 70 mm2 XLPE/SWA/LSZH/Cu Cable | [6 empty] | RATE | RATE |  |  |  |  | 1 | 43.37 |  | 0.26
Based on:
70 | m |  | 5 core x 70 mm2 XLPE/SWA/LSZH/Cu Cable |  | AJQ41321 | CAMC_028 | 616 | CRO | 70mm2 |  |  |  |  | 2 | 2011-08-12 | 41.55 | 2908.5 | 0.18 | 13.23
4 | No |  | Gland Indoor 50S BWL 4*95mm2 |  |  | CAAC_047 | 620 | CMP | [5 empty] | 2 | 1997-01-01 | 25.46 | 101.84 | 0.7 | 2.94
20 | No |  | Cable Lug 70 mm2 |  |  | CAAC_013 | 620 | CTT | [5 empty] | 2 | 1994-12-01 | 1 | 20 | 0.1 | 2.1
4 | No |  | Cable Marker Wrap Around Type |  |  | CAAC_025 | 620 | (__) | [5 empty] | 2 |  | 0.5 | 2 |  | 0
70 | No |  | Cable Tie 225mm |  |  | CONS_009 | 875 | (__) |  | 01-003 |  |  |  | 1 | 1994-12-01 | 0.05 | 3.5 |  | 0
|  | << ==== TOTAL UNITS | [14 empty] | 0 |  | 0
d> | 0 |  | Sell_A | 62.09 | 4346.3 |  |  |  |  | ITEM | ITEM | [5 empty] | 3035.84 |  | 18.27
Multip
10 | 10 |  | 002# 5 core x 70 mm2 FG16(O)M16 Cable | [6 empty] | RATE | RATE |  |  |  |  | 1 | 46.17 |  | 0.48
Based on:
10 | m |  | 5 core x 70 mm2 FG16(O)M16 Cable |  |  | CAMC_029 | 616 | CRO | 95mm2 |  |  |  |  | 2 | 2011-08-12 | 44.2 | 442 | 0.18 | 1.89
2 | No |  | M63 PVC Gland |  |  | CAAC_027 | 620 | (__) | [5 empty] | 2 | 1997-01-01 | 4.51 | 9.02 | 0.9 | 1.89
10 | No |  | Cable Lug 70 mm2 |  |  | CAAC_013 | 620 | CTT | [5 empty] | 2 | 1994-12-01 | 1 | 10 | 0.1 | 1.05
2 | No |  | Cable Marker Wrap Around Type |  |  | CAAC_025 | 620 | (__) | [5 empty] | 2 |  | 0.1 | 0.2 |  | 0
10 | No |  | Cable Tie 225mm |  |  | CONS_009 | 875 | (__) |  | 01-003 |  |  |  | 1 | 1994-12-01 | 0.05 | 0.5 |  | 0
|  | << ==== TOTAL UNITS | [14 empty] | 0 |  | 0
d> | 0 |  | Sell_A | 73.32 | 733.2 |  |  |  |  | ITEM | ITEM | [5 empty] | 461.72 |  | 4.83
Multip
170 | 170 |  | 003# 5 core x 50 mm2 FG16(O)M16 Cable | [6 empty] | RATE | RATE |  |  |  |  | 1 | 31.01 |  | 0.29
Based on:
170 | m |  | 5 core x 50 mm2 FG16(O)M16 Cable |  |  | CAMC_029 | 616 | CRO | 95mm2 |  |  |  |  | 2 | 2011-08-12 | 30.41 | 5169.7 | 0.18 | 32.13
12 | No |  | M63 PVC Gland |  |  | CAAC_027 | 620 | (__) | [5 empty] | 2 | 1997-01-01 | 4.51 | 54.12 | 0.9 | 11.34
60 | No |  | Cable Lug 50 mm2 |  |  | CAAC_012 | 620 | CTT | [5 empty] | 2 | 1994-12-01 | 0.65 | 39 | 0.1 | 6.3
12 | No |  | Cable Marker Wrap Around Type |  |  | CAAC_025 | 620 | (__) | [5 empty] | 2 |  | 0.1 | 1.2 |  | 0
170 | No |  | Cable Tie 225mm |  |  | CONS_009 | 875 | (__) |  | 01-003 |  |  |  | 1 | 1994-12-01 | 0.05 | 8.5 |  | 0
|  | << ==== TOTAL UNITS | [14 empty] | 0 |  | 0
d> | 0 |  | Sell_A | 48.14 | 8183.8 |  |  |  |  | ITEM | ITEM | [5 empty] | 5272.52 |  | 49.77
Multip
76 | 76 |  | 004# 5 core x 25 mm2 FG16(O)M16 Cable | [6 empty] | RATE | RATE |  |  |  |  | 1 | 15.46 |  | 0.17
Based on:
76 | m |  | 5 core x 25 mm2 FG16(O)M16 Cable |  |  | CAMC_097 | 616 | (__) | 25mm2 |  |  |  |  | 2 | 2011-08-12 | 15.31 | 1163.56 | 0.12 | 9.576
4 | No |  | M40 PVC Gland |  |  | CAAC_027 | 620 | (__) | [5 empty] | 2 | 1997-01-01 | 0.98 | 3.92 | 0.5 | 2.1
20 | No |  | Cable Lug 25 mm2 |  |  | CAAC_010 | 620 | CTT | [5 empty] | 2 | 1994-12-01 | 0.16 | 3.2 | 0.07 | 1.47
4 | No |  | Cable Marker Wrap Around Type |  |  | CAAC_025 | 620 | (__) | [5 empty] | 2 |  | 0.1 | 0.4 |  | 0
76 | No |  | Cable Tie 225mm |  |  | CONS_009 | 875 | (__) |  | 01-003 |  |  |  | 1 | 1994-12-01 | 0.05 | 3.8 |  | 0
|  | << ==== TOTAL UNITS | [14 empty] | 0 |  | 0
d> | 0 |  | Sell_A | 24.94 | 1895.44 |  |  |  |  | ITEM | ITEM | [5 empty] | 1174.88 |  | 13.146
Multip
267 | 267 |  | 005# 5 core x 10 mm2 FG16(O)M16 Cable | [6 empty] | RATE | RATE |  |  |  |  | 1 | 6.71 |  | 0.14
Based on:
267 | m |  | 5 core x 10 mm2 FG16(O)M16 Cable |  |  | CAMC_082 | 616 | (__) |  | 07-006 |  |  |  | 2 | 2004-11-08 | 6.55 | 1748.85 | 0.09 | 25.2315
18 | No |  | M32 PVC Gland |  |  | CAAC_027 | 620 | (__) | [5 empty] | 2 | 1997-01-01 | 0.87 | 15.66 | 0.4 | 7.56
90 | No |  | Cable Lug 10 mm2 |  |  | CAAC_008 | 620 | CTT | [5 empty] | 2 | 1994-12-01 | 0.14 | 12.6 | 0.06 | 5.67
18 | No |  | Cable Marker Wrap Around Type |  |  | CAAC_025 | 620 | (__) | [5 empty] | 2 |  | 0.1 | 1.8 |  | 0
267 | No |  | Cable Tie 225mm |  |  | CONS_009 | 875 | (__) |  | 01-003 |  |  |  | 1 | 1994-12-01 | 0.05 | 13.35 |  | 0
|  | << ==== TOTAL UNITS | [14 empty] | 0 |  | 0
d> | 0 |  | Sell_A | 13.26 | 3540.42 |  |  |  |  | ITEM | ITEM | [5 empty] | 1792.26 |  | 38.4615
Multip
52 | 52 |  | 006# 5 core x 6.0 mm2 FG16(O)M16 Cable | [6 empty] | RATE | RATE |  |  |  |  | 1 | 4.17 |  | 0.15
Based on:
52 | m |  | 5 core x 6.0 mm2 FG16(O)M16 Cable |  |  | CAMC_082 | 616 | (__) |  | 07-006 |  |  |  | 2 | 2004-11-08 | 3.97 | 206.44 | 0.08 | 4.368
6 | No |  | M32 PVC Gland |  |  | CAAC_027 | 620 | (__) | [5 empty] | 2 | 1997-01-01 | 0.87 | 5.22 | 0.4 | 2.52
30 | No |  | Cable Lug 6.0 mm2 |  |  | CAAC_007 | 620 | CTT | [5 empty] | 2 | 1994-12-01 | 0.07 | 2.1 | 0.03 | 0.945
6 | No |  | Cable Marker Wrap Around Type |  |  | CAAC_025 | 620 | (__) | [5 empty] | 2 |  | 0.1 | 0.6 |  | 0
52 | No |  | Cable Tie 225mm |  |  | CONS_009 | 875 | (__) |  | 01-003 |  |  |  | 1 | 1994-12-01 | 0.05 | 2.6 |  | 0
|  | << ==== TOTAL UNITS | [14 empty] | 0 |  | 0
d> | 0 |  | Sell_A | 10.39 | 540.28 |  |  |  |  | ITEM | ITEM | [5 empty] | 216.96 |  | 7.833
Multip
30 | 30 |  | 007# 5 core x 2.5 mm2 FG16(O)M16 Cable | [6 empty] | RATE | RATE |  |  |  |  | 1 | 2.08 |  | 0.11
Based on:
30 | m |  | 5 core x 2.5 mm2 FG16(O)M16 Cable |  |  | CAMC_082 | 616 | (__) |  | 07-006 |  |  |  | 2 | 2004-11-08 | 1.93 | 57.9 | 0.06 | 1.89
4 | No |  | M20 PVC Gland |  |  | CAAC_027 | 620 | (__) | [5 empty] | 2 | 1997-01-01 | 0.41 | 1.64 | 0.2 | 0.84
20 | No |  | Cable Lug 2.5 mm2 |  |  | CAAC_005 | 620 | CTT | [5 empty] | 2 | 1994-12-01 | 0.05 | 1 | 0.02 | 0.42
4 | No |  | Cable Marker Wrap Around Type |  |  | CAAC_025 | 620 | (__) | [5 empty] | 2 |  | 0.1 | 0.4 |  | 0
30 | No |  | Cable Tie 225mm |  |  | CONS_009 | 875 | (__) |  | 01-003 |  |  |  | 1 | 1994-12-01 | 0.05 | 1.5 |  | 0
|  | << ==== TOTAL UNITS | [14 empty] | 0 |  | 0
d> | 0 |  | Sell_A | 6.23 | 186.9 |  |  |  |  | ITEM | ITEM | [5 empty] | 62.44 |  | 3.15
Multip
5 | 5 |  | 008# 3 core x 6.0 mm2 FG16(O)M16 Cable | [6 empty] | RATE | RATE |  |  |  |  | 1 | 2.94 |  | 0.24
Based on:
5 | m |  | 3 core x 6.0 mm2 FG16(O)M16 Cable |  |  | CAMC_082 | 616 | (__) |  | 07-006 |  |  |  | 2 | 2004-11-08 | 2.53 | 12.65 | 0.07 | 0.3675
2 | No |  | M25 PVC Gland |  |  | CAAC_027 | 620 | (__) | [5 empty] | 2 | 1997-01-01 | 0.6 | 1.2 | 0.3 | 0.63
6 | No |  | Cable Lug 6.0 mm2 |  |  | CAAC_007 | 620 | CTT | [5 empty] | 2 | 1994-12-01 | 0.07 | 0.42 | 0.03 | 0.189
2 | No |  | Cable Marker Wrap Around Type |  |  | CAAC_025 | 620 | (__) | [5 empty] | 2 |  | 0.1 | 0.2 |  | 0
5 | No |  | Cable Tie 225mm |  |  | CONS_009 | 875 | (__) |  | 01-003 |  |  |  | 1 | 1994-12-01 | 0.05 | 0.25 |  | 0
|  | << ==== TOTAL UNITS | [14 empty] | 0 |  | 0
d> | 0 |  | Sell_A | 11.94 | 59.7 |  |  |  |  | ITEM | ITEM | [5 empty] | 14.72 |  | 1.1865
Multip
170 | 170 |  | 009# 3 core x 4.0 mm2 FG16(O)M16 Cable | [6 empty] | RATE | RATE |  |  |  |  | 1 | 2.07 |  | 0.12
Based on:
170 | m |  | 3 core x 4.0 mm2 FG16(O)M16 Cable |  |  | CAMC_082 | 616 | (__) |  | 07-006 |  |  |  | 2 | 2004-11-08 | 1.9 | 323 | 0.06 | 10.71
24 | No |  | M25 PVC Gland |  |  | CAAC_027 | 620 | (__) | [5 empty] | 2 | 1997-01-01 | 0.6 | 14.4 | 0.3 | 7.56
72 | No |  | Cable Lug 4.0 mm2 |  |  | CAAC_007 | 620 | CTT | [5 empty] | 2 | 1994-12-01 | 0.06 | 4.32 | 0.03 | 2.268
24 | No |  | Cable Marker Wrap Around Type |  |  | CAAC_025 | 620 | (__) | [5 empty] | 2 |  | 0.1 | 2.4 |  | 0
170 | No |  | Cable Tie 225mm |  |  | CONS_009 | 875 | (__) |  | 01-003 |  |  |  | 1 | 1994-12-01 | 0.05 | 8.5 |  | 0
|  | << ==== TOTAL UNITS | [14 empty] | 0 |  | 0
d> | 0 |  | Sell_A | 6.78 | 1152.6 |  |  |  |  | ITEM | ITEM | [5 empty] | 352.62 |  | 20.538
Multip
44 | 44 |  | 010# 3 core x 2.5 mm2 FG16(O)M16 Cable | [6 empty] | RATE | RATE |  |  |  |  | 1 | 1.38 |  | 0.08
Based on:
44 | m |  | 3 core 2.5mm² CU/XLPE/LSZH Cable |  |  | CAMC_082 | 616 | (__) |  | 07-006 |  |  |  | 2 | 2004-11-08 | 1.27 | 55.88 | 0.05 | 2.31
4 | No |  | M20 PVC Gland |  |  | CAAC_027 | 620 | (__) | [5 empty] | 2 | 1997-01-01 | 0.41 | 1.64 | 0.2 | 0.84
12 | No |  | Cable Lug 2.5 mm2 |  |  | CAAC_005 | 620 | CTT | [5 empty] | 2 | 1994-12-01 | 0.05 | 0.6 | 0.02 | 0.252
4 | No |  | Cable Marker Wrap Around Type |  |  | CAAC_025 | 620 | (__) | [5 empty] | 2 |  | 0.1 | 0.4 |  | 0
44 | No |  | Cable Tie 225mm |  |  | CONS_009 | 875 | (__) |  | 01-003 |  |  |  | 1 | 1994-12-01 | 0.05 | 2.2 |  | 0
|  | << ==== TOTAL UNITS | [14 empty] | 0 |  | 0
d> | 0 |  | Sell_A | 4.4 | 193.6 |  |  |  |  | ITEM | ITEM | [5 empty] | 60.72 |  | 3.402
Multip
155 | 155 |  | 011# 5 core x 6.0 mm2 Fire Rated F120 Cable | [6 empty] | RATE | RATE |  |  |  |  | 1 | 16.16 |  | 0.11
Based on:
155 | m |  | 5G 6.0sqmm (Cl2 CU) BS7846-F120 MGT/XLPE/LSZH/SWA/LSZH BLACK 0.6/1kV |  |  | CAMC_070 | 616 | BATT | 6.0mm2 |  |  |  |  | 2 | 2011-08-12 | 15.7563 | 2442.2265 | 0.08 | 13.02
8 | No |  | Gland Outdoor 20 CW 4*4/6mm2 |  |  | CAAC_053 | 620 | CMP | [5 empty] | 2 | 1997-01-01 | 6.38 | 51.04 | 0.35 | 2.94
40 | No |  | Cable Lug 6.0 mm2 |  |  | CAAC_007 | 620 | CTT | [5 empty] | 2 | 1994-12-01 | 0.07 | 2.8 | 0.03 | 1.26
8 | No |  | Cable Marker Wrap Around Type |  |  | CAAC_025 | 620 | (__) | [5 empty] | 2 |  | 0.1 | 0.8 |  | 0
155 | No |  | Cable Tie 225mm |  |  | CONS_009 | 875 | (__) |  | 01-003 |  |  |  | 1 | 1994-12-01 | 0.05 | 7.75 |  | 0
|  | << ==== TOTAL UNITS | [14 empty] | 0 |  | 0
d> | 0 |  | Sell_A | 23.62 | 3661.1 |  |  |  |  | ITEM | ITEM | [5 empty] | 2504.6165 |  | 17.22
Multip
102 | 102 |  | 012# 3 core x 2.5 mm2 Fire Rated F120 Cable | [6 empty] | RATE | RATE |  |  |  |  | 1 | 8.39 |  | 0.09
Based on:
102 | m |  | 3G 4.0sqmm (Cl2 CU) BS7846-F120 MGT/XLPE/LSZH/SWA/LSZH BLACK 0.6/1kV |  |  | CAMC_070 | 616 | BATT | 6.0mm2 |  |  |  |  | 2 | 2011-08-12 | 7.9471 | 810.6028 | 0.06 | 6.426
6 | No |  | Gland Outdoor 20 CW 4*4/6mm2 |  |  | CAAC_053 | 620 | CMP | [5 empty] | 2 | 1997-01-01 | 6.38 | 38.28 | 0.35 | 2.205
18 | No |  | Cable Lug 4.0 mm2 |  |  | CAAC_007 | 620 | CTT | [5 empty] | 2 | 1994-12-01 | 0.06 | 1.08 | 0.03 | 0.567
6 | No |  | Cable Marker Wrap Around Type |  |  | CAAC_025 | 620 | (__) | [5 empty] | 2 |  | 0.1 | 0.6 |  | 0
102 | No |  | Cable Tie 225mm |  |  | CONS_009 | 875 | (__) |  | 01-003 |  |  |  | 1 | 1994-12-01 | 0.05 | 5.1 |  | 0
|  | << ==== TOTAL UNITS | [14 empty] | 0 |  | 0
d> | 0 |  | Sell_A | 13.41 | 1367.82 |  |  |  |  | ITEM | ITEM | [5 empty] | 855.6628 |  | 9.198
Multip
12 | 40 |  | 013# HDG Cable Tray Size 100mm x 50mm | [6 empty] | RATE | RATE |  |  |  |  | 3.3333 | 4.01 |  | 0.21
Based on:
40 | m |  | 100mm x 50mm Cable Tray HDG |  |  | TRGV_009 | 650 | (__) | [5 empty] | 1 | 2001-01-06 | 3.2364 | 129.456 | 0.2 | 8.4
26.6667 | No |  | 100mm x 50mm Tray Coupler |  |  | TRGV_009 | 650 | (__) | [5 empty] | 1 | 2001-01-06 | 0.2436 | 6.496 |  | 0
133.3333 | No |  | Tray Coupling Joint Bolts, Nuts & Washers |  |  | TRGV_009 | 650 | (__) | [5 empty] | 1 | 2001-01-06 | 0.0696 | 9.28 |  | 0
13.3333 | No |  | Tray Earth Links |  |  | TRGV_009 | 650 | (__) | [5 empty] | 1 | 2001-01-06 | 1.1252 | 15.0027 |  | 0
|  | << ==== TOTAL UNITS | [14 empty] | 0 |  | 0
d> | 0 |  | Sell_A | 12.27 | 490.8 |  |  |  |  | ITEM | ITEM | [5 empty] | 160.2347 |  | 8.4
Multip
12 | 30 |  | 014# HDG Cable Tray Size 200mm x 50mm | [6 empty] | RATE | RATE |  |  |  |  | 2.5 | 5.51 |  | 0.32
Based on:
30 | m |  | 200mm x 50mm Cable Tray HDG |  |  | TRGV_023 | 650 | (__) | [5 empty] | 1 | 2001-01-06 | 4.7444 | 142.332 | 0.3 | 9.45
20 | No |  | 50mm Tray Coupler |  |  | TRGV_009 | 650 | (__) | [5 empty] | 1 | 2001-01-06 | 0.2436 | 4.872 |  | 0
100 | No |  | Tray Coupling Joint Bolts, Nuts & Washers |  |  | TRGV_009 | 650 | (__) | [5 empty] | 1 | 2001-01-06 | 0.0696 | 6.96 |  | 0
10 | No |  | Tray Earth Links |  |  | TRGV_009 | 650 | (__) | [5 empty] | 1 | 2001-01-06 | 1.1252 | 11.252 |  | 0
|  | << ==== TOTAL UNITS | [14 empty] | 0 |  | 0
d> | 0 |  | Sell_A | 17.81 | 534.3 |  |  |  |  | ITEM | ITEM | [5 empty] | 165.416 |  | 9.45
Multip
12 | 10 |  | 015# HDG Cable Tray Size 300mm x 50mm | [6 empty] | RATE | RATE |  |  |  |  | 0.83333 | 7.02 |  | 0.37
Based on:
10 | m |  | 300mm x 50mm Cable Tray HDG |  |  | TRGV_030 | 650 | (__) | [5 empty] | 1 | 2001-01-06 | 6.2524 | 62.524 | 0.35 | 3.675
6.6667 | No |  | 50mm Tray Coupler |  |  | TRGV_009 | 650 | (__) | [5 empty] | 1 | 2001-01-06 | 0.2436 | 1.624 |  | 0
33.3333 | No |  | Tray Coupling Joint Bolts, Nuts & Washers |  |  | TRGV_009 | 650 | (__) | [5 empty] | 1 | 2001-01-06 | 0.0696 | 2.32 |  | 0
3.3333 | No |  | Tray Earth Links |  |  | TRGV_009 | 650 | (__) | [5 empty] | 1 | 2001-01-06 | 1.1252 | 3.7507 |  | 0
|  | << ==== TOTAL UNITS | [14 empty] | 0 |  | 0
d> | 0 |  | Sell_A | 21.49 | 214.9 |  |  |  |  | ITEM | ITEM | [5 empty] | 70.2187 |  | 3.675
Multip
12 | 30 |  | 016# HDG Cable Tray Size 400mm x 50mm | [6 empty] | RATE | RATE |  |  |  |  | 2.5 | 10.29 |  | 0.42
Based on:
30 | m |  | 400mm x 50mm Cable Tray HDG |  |  | TRGV_030 | 650 | (__) | [5 empty] | 1 | 2001-01-06 | 9.5236 | 285.708 | 0.4 | 12.6
20 | No |  | 50mm Tray Coupler |  |  | TRGV_009 | 650 | (__) | [5 empty] | 1 | 2001-01-06 | 0.2436 | 4.872 |  | 0
100 | No |  | Tray Coupling Joint Bolts, Nuts & Washers |  |  | TRGV_009 | 650 | (__) | [5 empty] | 1 | 2001-01-06 | 0.0696 | 6.96 |  | 0
10 | No |  | Tray Earth Links |  |  | TRGV_009 | 650 | (__) | [5 empty] | 1 | 2001-01-06 | 1.1252 | 11.252 |  | 0
|  | << ==== TOTAL UNITS | [14 empty] | 0 |  | 0
d> | 0 |  | Sell_A | 27.33 | 819.9 |  |  |  |  | ITEM | ITEM | [5 empty] | 308.792 |  | 12.6
Multip
12 | 20 |  | 017# HDG Cable Tray Size 500mm x 50mm | [6 empty] | RATE | RATE |  |  |  |  | 1.6667 | 12.15 |  | 0.47
Based on:
20 | m |  | 500mm x 50mm Cable Tray HDG |  |  | TRGV_030 | 650 | (__) | [5 empty] | 1 | 2001-01-06 | 11.3796 | 227.592 | 0.45 | 9.45
13.3333 | No |  | 50mm Tray Coupler |  |  | TRGV_009 | 650 | (__) | [5 empty] | 1 | 2001-01-06 | 0.2436 | 3.248 |  | 0
66.6667 | No |  | Tray Coupling Joint Bolts, Nuts & Washers |  |  | TRGV_009 | 650 | (__) | [5 empty] | 1 | 2001-01-06 | 0.0696 | 4.64 |  | 0
6.6667 | No |  | Tray Earth Links |  |  | TRGV_009 | 650 | (__) | [5 empty] | 1 | 2001-01-06 | 1.1252 | 7.5013 |  | 0
|  | << ==== TOTAL UNITS | [14 empty] | 0 |  | 0
d> | 0 |  | Sell_A | 31.44 | 628.8 |  |  |  |  | ITEM | ITEM | [5 empty] | 242.9813 |  | 9.45
Multip
182 | 212 |  | 018# Cable Containment Supports | [6 empty] | RATE | RATE |  |  |  |  | 1.1648 | 3.65 |  | 0.25
Based on:
25.6264 | m |  | Channel DEEP MQ-41-F 3m |  | 304099 |  | 501 | [8 empty] | 5.05 | 129.4132 |  | 0
43.0989 | m |  | Channel SHALLOW MQ-21-F 3m |  | 304096 |  | 501 | [8 empty] | 4.05 | 174.5505 |  | 0
209.6703 | No |  | Channel 40x20 Endcap MQZ-E21 |  | 370598 |  | 501 | [8 empty] | 0.0524 | 10.9867 |  | 0
93.1868 | No |  | Channel 40x40 Endcap MQZ-E41 |  | 369685 |  | 501 | [8 empty] | 0.0533 | 4.9669 |  | 0
23.2967 | No |  | Three hole angle Hilti 90deg MQW-3-F |  | 304172 |  | 501 | [8 empty] | 0.68 | 15.8418 |  | 0
93.1868 | No |  | HLC Sleeve Anchor 10mm HLC 10x50/15 |  | 385820 |  | 501 | [8 empty] | 0.1516 | 14.1271 |  | 0
69.8901 | No |  | Push Button Hilti M10 MQN-F |  | 304130 |  | 501 | [8 empty] | 0.91 | 63.6 |  | 0
163.0769 | No |  | Pipe Ring Saddle MQA-M 8-F |  | 304138 |  | 501 | [8 empty] | 0.8 | 130.4615 |  | 0
163.0769 | No |  | Anchor 8mm HKD M8X30 |  | 376959 |  | 501 | [8 empty] | 0.0943 | 15.3782 |  | 0
244.6154 | No |  | Wing Nut Hilti M8 MQM-M8-F |  | 304132 |  | 501 | [8 empty] | 0.65 | 159 |  | 0
244.6154 | No |  | Hex.Set Screw M8x25 |  | 216448 |  | 501 | [8 empty] | 0.03614 | 8.8404 |  | 0
81.5385 | m |  | Threaded Rod Galv. 8mm |  | 339793 |  | 501 | [8 empty] | 0.47799 | 38.9746 |  | 0
244.6154 | No |  | Galv. Nut 8mm M8-F |  | 304764 |  | 501 | [8 empty] | 0.01667 | 4.0777 |  | 0
244.6154 | No |  | Tray Washers M8 |  | 304769 |  | 501 | [8 empty] | 0.01103 | 2.6981 |  | 0
1.1648 | LS |  | Labour to manufacture and to install brackets |  |  | EMAT_083 | 501 | (__) |  | 02-022 |  |  |  | 2 | 2007-04-11 | 0 | 0 | 43 | 52.5923
|  | << ==== TOTAL UNITS | [14 empty] | 0 |  | 0
d> | 0 |  | Sell_A | 13.17 | 2792.04 |  |  |  |  | ITEM | ITEM | [5 empty] | 772.9167 |  | 52.5923
Multip
70.5 | 666.5 |  | 019# Lighting point in LSZH Conduit | [6 empty] | RATE | RATE |  |  |  |  | 9.4539 | 9.65 |  | 1.31 | [8 empty] | 1 | 70.5
Based on:
3999 | m |  | Conduit PVC 20mm HG RATE |  |  | COPV_003 | 700 | GEN | 20mm |  |  |  |  | 1 | 2015-07-28 | 0.67 | 2679.33 | 0.13 | 545.8635 | [8 empty] | 6 | 323
19995 | m |  | Wiring Cable 1c 1.5 mm2 PVC Non-Arm |  |  | CASC_017 | 615 | CRO |  | 02-002 |  |  |  | 2 | 2006-09-28 | 0.17 | 3399.15 | 0.015 | 314.9213 | [8 empty] | 30 | 1870
9.4539 | No |  | WHITE Switch 1G 2W |  | ESS Q0395603 | WACC_054 | 705 | BG | 912 |  |  |  |  | 3 | 1994-12-01 | 2.31 | 21.8385 | 0.17 | 1.6875 | [8 empty] | 0 | 1
28.3617 | No |  | WHITE Switch 2G 2W |  | ESS Q0395603 | WACC_055 | 705 | BG | 942 |  |  |  |  | 3 | 1994-12-01 | 3.2 | 90.7574 | 0.17 | 5.0626 | [8 empty] | 0 | 3
28.3617 | No |  | WHITE Switch 4G 2W |  | ESS Q0395603 | WACC_056 | 705 | BG | 943 |  |  |  |  | 3 | 1994-12-01 | 8.55 | 242.4926 | 0.17 | 5.0626 | [8 empty] | 0 | 3
|  | << ==== TOTAL UNITS | [14 empty] | 0 |  | 0
d> | 0 |  | Sell_A | 57.83 | 38543.7 |  |  |  |  | ITEM | ITEM | [5 empty] | 6433.5685 |  | 872.5974
Multip
1 | 65 |  | 020# Movement Detector | [6 empty] | RATE | RATE |  |  |  |  | 65 | 17.67 |  | 0.26
Based on:
65 | No |  | Movement detector (Surface Mounted) |  | ESS Q0395603 | WACC_165 | 705 | (__) | [5 empty] | 3 |  | 17.67 | 1148.55 | 0.25 | 17.0625
|  | << ==== TOTAL UNITS | [14 empty] | 0 |  | 0
d> | 0 |  | Sell_A | 30.79 | 2001.35 |  |  |  |  | ITEM | ITEM | [5 empty] | 1148.55 |  | 17.0625
Multip
1 | 8 |  | 021# Supply Only - Type 600x600mm, 40W Soffit Recessed LED Panel | [6 empty] | RATE | RATE |  |  |  |  | 8 | 35.3 |  | 0
Based on:
8 | No |  | Supply Only - Type 600x600mm, 40W Soffit Recessed LED Panel |  |  | LIGH_075 | 835 | (__) | [5 empty] | 3 | 2004-07-19 | 35.3 | 282.4 |  | 0
|  | << ==== TOTAL UNITS | [14 empty] | 0 |  | 0
d> | 0 |  | Sell_A | 43.07 | 344.56 |  |  |  |  | ITEM | ITEM | [5 empty] | 282.4 |  | 0
Multip
1 | 34 |  | 022# Supply Only - Type 'E1' - Single Sided, Wall Mounted, Directional Exit Signage | [6 empty] | RATE | RATE |  |  |  |  | 34 | 23.75 |  | 0
Based on:
34 | No |  | Supply Only - Type 'E1' - Single Sided, Wall Mounted, Directional Exit Signage |  |  | LIGH_075 | 835 | (__) | [5 empty] | 3 | 2004-07-19 | 23.75 | 807.5 |  | 0
|  | << ==== TOTAL UNITS | [14 empty] | 0 |  | 0
d> | 0 |  | Sell_A | 28.98 | 985.32 |  |  |  |  | ITEM | ITEM | [5 empty] | 807.5 |  | 0
Multip
1 | 6 |  | 023# Supply Only - Type 'E2' - Double Sided, Ceiling Mounted/ Soffit Recessed, Directional Exit Signage. | [6 empty] | RATE | RATE |  |  |  |  | 6 | 35.95 |  | 0
Based on:
6 | No |  | Supply Only - Type 'E2' - Double Sided, Ceiling Mounted/ Soffit Recessed, Directional Exit Signage. |  |  | LIGH_075 | 835 | (__) | [5 empty] | 3 | 2004-07-19 | 35.95 | 215.7 |  | 0
|  | << ==== TOTAL UNITS | [14 empty] | 0 |  | 0
d> | 0 |  | Sell_A | 43.86 | 263.16 |  |  |  |  | ITEM | ITEM | [5 empty] | 215.7 |  | 0
Multip
1 | 8 |  | 024# Supply Only - Outdoor wall lights for technical area, IP65 | [6 empty] | RATE | RATE |  |  |  |  | 8 | 66.85 |  | 0
|  |  | Based on: | [21 empty] | Type F Lamb Brand Factory
8 | No |  | Supply Only - Outdoor wall lights for technical area, IP65 |  |  | LIGH_075 | 835 | (__) | [5 empty] | 3 | 2004-07-19 | 66.85 | 534.8 |  | 0
|  | << ==== TOTAL UNITS | [14 empty] | 0 |  | 0
d> | 0 |  | Sell_A | 81.56 | 652.48 |  |  |  |  | ITEM | ITEM | [5 empty] | 534.8 |  | 0
Multip
1 | 8 |  | 025# Install and connect Only - Type 600x600mm, 40W Soffit Recessed LED Panel | [6 empty] | RATE | RATE |  |  |  |  | 8 | 1.1 |  | 0.58
Based on:
8 | No |  | Install and connect Only - Type 600x600mm, 40W Soffit Recessed LED Panel |  |  | LIGH_075 | 835 | (__) | [5 empty] | 3 | 2004-07-19 | 0 | 0 | 0.5 | 4.2
8 | m |  | Wiring Cable 3c 1.5 mm2 PVC Non-Arm |  |  | CASC_017 | 615 | CRO |  | 02-002 |  |  |  | 2 | 2006-09-28 | 1.1 | 8.8 | 0.05 | 0.42
|  | << ==== TOTAL UNITS | [14 empty] | 0 |  | 0
d> | 0 |  | Sell_A | 21.66 | 173.28 |  |  |  |  | ITEM | ITEM | [5 empty] | 8.8 |  | 4.62
Multip
1 | 34 |  | 026# Install and connect Only - Type 'E1' - Single Sided, Wall Mounted, Directional Exit Signage | [6 empty] | RATE | RATE |  |  |  |  | 34 | 0.16 |  | 0.37
Based on:
34 | No |  | Supply Only - Type 'E1' - Single Sided, Wall Mounted, Directional Exit Signage |  |  | LIGH_075 | 835 | (__) | [5 empty] | 3 | 2004-07-19 | 0 | 0 | 0.35 | 12.495
136 | No |  | Screw Wood S6 |  |  | CONS_035 | 875 | (__) |  | 02-008 |  |  |  | 1 | 1994-12-01 | 0.02 | 2.72 |  | 0
136 | No |  | Rawl Plug S6 |  |  | CONS_030 | 875 | (__) |  | 02-009 |  |  |  | 1 | 1994-12-01 | 0.02 | 2.72 |  | 0
|  | << ==== TOTAL UNITS | [14 empty] | 0 |  | 0
d> | 0 |  | Sell_A | 13.12 | 446.08 |  |  |  |  | ITEM | ITEM | [5 empty] | 5.44 |  | 12.495
Multip
1 | 6 |  | 027# Install and connect Only - Type 'E2' - Double Sided, Ceiling Mounted/ Soffit Recessed, Directional Exit Signage. | [6 empty] | RATE | RATE |  |  |  |  | 6 | 1.1 |  | 0.47
Based on:
6 | No |  | Install and connect Only - Type 'E2' - Double Sided, Ceiling Mounted/ Soffit Recessed, Directional Exit Signage. |  |  | LIGH_075 | 835 | (__) | [5 empty] | 3 | 2004-07-19 | 0 | 0 | 0.4 | 2.52
6 | m |  | Wiring Cable 3c 1.5 mm2 PVC Non-Arm |  |  | CASC_017 | 615 | CRO |  | 02-002 |  |  |  | 2 | 2006-09-28 | 1.1 | 6.6 | 0.05 | 0.315
|  | << ==== TOTAL UNITS | [14 empty] | 0 |  | 0
d> | 0 |  | Sell_A | 17.96 | 107.76 |  |  |  |  | ITEM | ITEM | [5 empty] | 6.6 |  | 2.835
Multip
1 | 8 |  | 028# Install and connect Only - Outdoor wall lights for technical area, IP65 | [6 empty] | RATE | RATE |  |  |  |  | 8 | 0.16 |  | 0.37
Based on:
8 | No |  | Supply Only - Outdoor wall lights for technical area, IP65 |  |  | LIGH_075 | 835 | (__) | [5 empty] | 3 | 2004-07-19 | 0 | 0 | 0.35 | 2.94
32 | No |  | Screw Wood S6 |  |  | CONS_035 | 875 | (__) |  | 02-008 |  |  |  | 1 | 1994-12-01 | 0.02 | 0.64 |  | 0
32 | No |  | Rawl Plug S6 |  |  | CONS_030 | 875 | (__) |  | 02-009 |  |  |  | 1 | 1994-12-01 | 0.02 | 0.64 |  | 0
|  | << ==== TOTAL UNITS | [14 empty] | 0 |  | 0
d> | 0 |  | Sell_A | 13.12 | 104.96 |  |  |  |  | ITEM | ITEM | [5 empty] | 1.28 |  | 2.94
Multip
1 | 40 |  | 029# Install and connect Only - Battery Backup Kit for the light fittings supplied by others | [6 empty] | RATE | RATE |  |  |  |  | 40 | 1.1 |  | 0.42
Based on:
40 | No |  | Install and connect Only - Battery Backup Kit for the light fittings supplied by others |  |  | LIGH_075 | 835 | (__) | [5 empty] | 3 | 2004-07-19 | 0 | 0 | 0.35 | 14.7
40 | m |  | Wiring Cable 3c 1.5 mm2 PVC Non-Arm |  |  | CASC_017 | 615 | CRO |  | 02-002 |  |  |  | 2 | 2006-09-28 | 1.1 | 44 | 0.05 | 2.1
|  | << ==== TOTAL UNITS | [14 empty] | 0 |  | 0
d> | 0 |  | Sell_A | 16.12 | 644.8 |  |  |  |  | ITEM | ITEM | [5 empty] | 44 |  | 16.8
Multip
1 | 7 |  | 030# Install and connect Only - Type 'LD-01' - Rooms Art Light | [6 empty] | RATE | RATE |  |  |  |  | 7 | 0.08 |  | 0.32
Based on:
7 | No |  | Install and connect Only - Type 'LD-01' |  |  | LIGH_075 | 835 | (__) | [5 empty] | 3 | 2004-07-19 | 0 | 0 | 0.3 | 2.205
14 | No |  | Screw Wood S6 |  |  | CONS_035 | 875 | (__) |  | 02-008 |  |  |  | 1 | 1994-12-01 | 0.02 | 0.28 |  | 0
14 | No |  | Rawl Plug S6 |  |  | CONS_030 | 875 | (__) |  | 02-009 |  |  |  | 1 | 1994-12-01 | 0.02 | 0.28 |  | 0
|  | << ==== TOTAL UNITS | [14 empty] | 0 |  | 0
d> | 0 |  | Sell_A | 11.18 | 78.26 |  |  |  |  | ITEM | ITEM | [5 empty] | 0.56 |  | 2.205
Multip
1 | 19 |  | 031# Install and connect Only - Type 'LD-02' - Common Areas Art Light | [6 empty] | RATE | RATE |  |  |  |  | 19 | 0.08 |  | 0.32
Based on:
19 | No |  | Install and connect Only - Type 'LD-02' |  |  | LIGH_075 | 835 | (__) | [5 empty] | 3 | 2004-07-19 | 0 | 0 | 0.3 | 5.985
38 | No |  | Screw Wood S6 |  |  | CONS_035 | 875 | (__) |  | 02-008 |  |  |  | 1 | 1994-12-01 | 0.02 | 0.76 |  | 0
38 | No |  | Rawl Plug S6 |  |  | CONS_030 | 875 | (__) |  | 02-009 |  |  |  | 1 | 1994-12-01 | 0.02 | 0.76 |  | 0
|  | << ==== TOTAL UNITS | [14 empty] | 0 |  | 0
d> | 0 |  | Sell_A | 11.18 | 212.42 |  |  |  |  | ITEM | ITEM | [5 empty] | 1.52 |  | 5.985
Multip
1 | 2 |  | 032# Install and connect Only - Type 'LD-03' - Wall light fitting in Lobby | [6 empty] | RATE | RATE |  |  |  |  | 2 | 0.08 |  | 0.32
Based on:
2 | No |  | Install and connect Only - Type 'LD-03' |  |  | LIGH_075 | 835 | (__) | [5 empty] | 3 | 2004-07-19 | 0 | 0 | 0.3 | 0.63
4 | No |  | Screw Wood S6 |  |  | CONS_035 | 875 | (__) |  | 02-008 |  |  |  | 1 | 1994-12-01 | 0.02 | 0.08 |  | 0
4 | No |  | Rawl Plug S6 |  |  | CONS_030 | 875 | (__) |  | 02-009 |  |  |  | 1 | 1994-12-01 | 0.02 | 0.08 |  | 0
|  | << ==== TOTAL UNITS | [14 empty] | 0 |  | 0
d> | 0 |  | Sell_A | 11.18 | 22.36 |  |  |  |  | ITEM | ITEM | [5 empty] | 0.16 |  | 0.63
Multip
1 | 3 |  | 033# Install and connect Only - Type 'LD-5' - Lantern | [6 empty] | RATE | RATE |  |  |  |  | 3 | 0.47 |  | 1.05
Based on:
3 | No |  | Install and connect Only - Type 'LD-03' |  |  | LIGH_075 | 835 | (__) | [5 empty] | 3 | 2004-07-19 | 0 | 0 | 1 | 3.15
3 | No |  | Rawl Hook 6mm |  |  | CONS_027 | 875 | (__) |  | 03-004 |  |  |  | 1 | 1994-12-01 | 0.47 | 1.41 |  | 0
|  | << ==== TOTAL UNITS | [14 empty] | 0 |  | 0
d> | 0 |  | Sell_A | 37.51 | 112.53 |  |  |  |  | ITEM | ITEM | [5 empty] | 1.41 |  | 3.15
Multip
1 | 10 |  | 034# Install and connect Only - Type 'LD-08' - Staircase Wall Light | [6 empty] | RATE | RATE |  |  |  |  | 10 | 0.08 |  | 0.32
Based on:
10 | No |  | Install and connect Only - Type 'LD-08' |  |  | LIGH_075 | 835 | (__) | [5 empty] | 3 | 2004-07-19 | 0 | 0 | 0.3 | 3.15
20 | No |  | Screw Wood S6 |  |  | CONS_035 | 875 | (__) |  | 02-008 |  |  |  | 1 | 1994-12-01 | 0.02 | 0.4 |  | 0
20 | No |  | Rawl Plug S6 |  |  | CONS_030 | 875 | (__) |  | 02-009 |  |  |  | 1 | 1994-12-01 | 0.02 | 0.4 |  | 0
|  | << ==== TOTAL UNITS | [14 empty] | 0 |  | 0
d> | 0 |  | Sell_A | 11.18 | 111.8 |  |  |  |  | ITEM | ITEM | [5 empty] | 0.8 |  | 3.15
Multip
1 | 2 |  | 035# Install and connect Only - Type 'LD-10' - Armchair Reading Light | [6 empty] | RATE | RATE |  |  |  |  | 2 | 0 |  | 0.16
Based on:
2 | No |  | Install and connect Only - Type 'LD-10' |  |  | LIGH_075 | 835 | (__) | [5 empty] | 3 | 2004-07-19 | 0 | 0 | 0.15 | 0.315
|  | << ==== TOTAL UNITS | [14 empty] | 0 |  | 0
d> | 0 |  | Sell_A | 5.54 | 11.08 |  |  |  |  | ITEM | ITEM | [5 empty] | 0 |  | 0.315
Multip
1 | 19 |  | 036# Install and connect Only - Type 'LD-11' - Hallway Wall Light | [6 empty] | RATE | RATE |  |  |  |  | 19 | 0.08 |  | 0.32
Based on:
19 | No |  | Install and connect Only - Type 'LD-11' |  |  | LIGH_075 | 835 | (__) | [5 empty] | 3 | 2004-07-19 | 0 | 0 | 0.3 | 5.985
38 | No |  | Screw Wood S6 |  |  | CONS_035 | 875 | (__) |  | 02-008 |  |  |  | 1 | 1994-12-01 | 0.02 | 0.76 |  | 0
38 | No |  | Rawl Plug S6 |  |  | CONS_030 | 875 | (__) |  | 02-009 |  |  |  | 1 | 1994-12-01 | 0.02 | 0.76 |  | 0
|  | << ==== TOTAL UNITS | [14 empty] | 0 |  | 0
d> | 0 |  | Sell_A | 11.18 | 212.42 |  |  |  |  | ITEM | ITEM | [5 empty] | 1.52 |  | 5.985
Multip
1 | 28 |  | 037# Install and connect Only - Type 'LD-12' - Reading Lights | [6 empty] | RATE | RATE |  |  |  |  | 28 | 0.08 |  | 0.32
Based on:
28 | No |  | Install and connect Only - Type 'LD-12' Reading Lights |  |  | LIGH_075 | 835 | (__) | [5 empty] | 3 | 2004-07-19 | 0 | 0 | 0.3 | 8.82
56 | No |  | Screw Wood S6 |  |  | CONS_035 | 875 | (__) |  | 02-008 |  |  |  | 1 | 1994-12-01 | 0.02 | 1.12 |  | 0
56 | No |  | Rawl Plug S6 |  |  | CONS_030 | 875 | (__) |  | 02-009 |  |  |  | 1 | 1994-12-01 | 0.02 | 1.12 |  | 0
|  | << ==== TOTAL UNITS | [14 empty] | 0 |  | 0
d> | 0 |  | Sell_A | 11.18 | 313.04 |  |  |  |  | ITEM | ITEM | [5 empty] | 2.24 |  | 8.82
Multip
1 | 1 |  | 038# Install and connect Only - Type 'LD-12' - Chandelier | [6 empty] | RATE | RATE |  |  |  |  | 1 | 0.47 |  | 1.05
Based on:
1 | No |  | Install and connect Only - Type 'LD-12' Chandelier |  |  | LIGH_075 | 835 | (__) | [5 empty] | 3 | 2004-07-19 | 0 | 0 | 1 | 1.05
1 | No |  | Rawl Hook 6mm |  |  | CONS_027 | 875 | (__) |  | 03-004 |  |  |  | 1 | 1994-12-01 | 0.47 | 0.47 |  | 0
|  | << ==== TOTAL UNITS | [14 empty] | 0 |  | 0
d> | 0 |  | Sell_A | 37.51 | 37.51 |  |  |  |  | ITEM | ITEM | [5 empty] | 0.47 |  | 1.05
Multip
1 | 6 |  | 039# Install and connect Only - Type 'LD-14' - Terrace Wall Light | [6 empty] | RATE | RATE |  |  |  |  | 6 | 0.08 |  | 0.53
Based on:
6 | No |  | Install and connect Only - Type 'LD-14' |  |  | LIGH_075 | 835 | (__) | [5 empty] | 3 | 2004-07-19 | 0 | 0 | 0.5 | 3.15
12 | No |  | Screw Wood S6 |  |  | CONS_035 | 875 | (__) |  | 02-008 |  |  |  | 1 | 1994-12-01 | 0.02 | 0.24 |  | 0
12 | No |  | Rawl Plug S6 |  |  | CONS_030 | 875 | (__) |  | 02-009 |  |  |  | 1 | 1994-12-01 | 0.02 | 0.24 |  | 0
|  | << ==== TOTAL UNITS | [14 empty] | 0 |  | 0
d> | 0 |  | Sell_A | 18.57 | 111.42 |  |  |  |  | ITEM | ITEM | [5 empty] | 0.48 |  | 3.15
Multip
1 | 23 |  | 040# Install and connect Only - Type 'LD-15' - Bathrooms Wall Light | [6 empty] | RATE | RATE |  |  |  |  | 23 | 0.08 |  | 0.32
Based on:
23 | No |  | Install and connect Only - Type 'LD-15' |  |  | LIGH_075 | 835 | (__) | [5 empty] | 3 | 2004-07-19 | 0 | 0 | 0.3 | 7.245
46 | No |  | Screw Wood S6 |  |  | CONS_035 | 875 | (__) |  | 02-008 |  |  |  | 1 | 1994-12-01 | 0.02 | 0.92 |  | 0
46 | No |  | Rawl Plug S6 |  |  | CONS_030 | 875 | (__) |  | 02-009 |  |  |  | 1 | 1994-12-01 | 0.02 | 0.92 |  | 0
|  | << ==== TOTAL UNITS | [14 empty] | 0 |  | 0
d> | 0 |  | Sell_A | 11.18 | 257.14 |  |  |  |  | ITEM | ITEM | [5 empty] | 1.84 |  | 7.245
Multip
1 | 4 |  | 041# Install and connect Only - Type 'LD-16' - Toilets Wall Light | [6 empty] | RATE | RATE |  |  |  |  | 4 | 0.08 |  | 0.32
Based on:
4 | No |  | Install and connect Only - Type 'LD-16' |  |  | LIGH_075 | 835 | (__) | [5 empty] | 3 | 2004-07-19 | 0 | 0 | 0.3 | 1.26
8 | No |  | Screw Wood S6 |  |  | CONS_035 | 875 | (__) |  | 02-008 |  |  |  | 1 | 1994-12-01 | 0.02 | 0.16 |  | 0
8 | No |  | Rawl Plug S6 |  |  | CONS_030 | 875 | (__) |  | 02-009 |  |  |  | 1 | 1994-12-01 | 0.02 | 0.16 |  | 0
|  | << ==== TOTAL UNITS | [14 empty] | 0 |  | 0
d> | 0 |  | Sell_A | 11.18 | 44.72 |  |  |  |  | ITEM | ITEM | [5 empty] | 0.32 |  | 1.26
Multip
1 | 112 |  | 042# Install and connect Only - Type 'LT-01' - 11W Soffit Recessed Light Fitting | [6 empty] | RATE | RATE |  |  |  |  | 112 | 1.1 |  | 0.37
Based on:
112 | No |  | Install and connect Only - Type 'LT-01' |  |  | LIGH_075 | 835 | (__) | [5 empty] | 3 | 2004-07-19 | 0 | 0 | 0.3 | 35.28
112 | m |  | Wiring Cable 3c 1.5 mm2 PVC Non-Arm |  |  | CASC_017 | 615 | CRO |  | 02-002 |  |  |  | 2 | 2006-09-28 | 1.1 | 123.2 | 0.05 | 5.88
|  | << ==== TOTAL UNITS | [14 empty] | 0 |  | 0
d> | 0 |  | Sell_A | 14.27 | 1598.24 |  |  |  |  | ITEM | ITEM | [5 empty] | 123.2 |  | 41.16
Multip
1 | 44 |  | 043# Install and connect Only - Type 'LT-02' - 11W Soffit Recessed Light Fitting | [6 empty] | RATE | RATE |  |  |  |  | 44 | 1.1 |  | 0.37
Based on:
44 | No |  | Install and connect Only - Type 'LT-02' |  |  | LIGH_075 | 835 | (__) | [5 empty] | 3 | 2004-07-19 | 0 | 0 | 0.3 | 13.86
44 | m |  | Wiring Cable 3c 1.5 mm2 PVC Non-Arm |  |  | CASC_017 | 615 | CRO |  | 02-002 |  |  |  | 2 | 2006-09-28 | 1.1 | 48.4 | 0.05 | 2.31
|  | << ==== TOTAL UNITS | [14 empty] | 0 |  | 0
d> | 0 |  | Sell_A | 14.27 | 627.88 |  |  |  |  | ITEM | ITEM | [5 empty] | 48.4 |  | 16.17
Multip
1 | 2 |  | 044# Install and connect Only - Type 'LT-03' - Wall Light | [6 empty] | RATE | RATE |  |  |  |  | 2 | 0.08 |  | 0.32
Based on:
2 | No |  | Install and connect Only - Type 'LT-03' |  |  | LIGH_075 | 835 | (__) | [5 empty] | 3 | 2004-07-19 | 0 | 0 | 0.3 | 0.63
4 | No |  | Screw Wood S6 |  |  | CONS_035 | 875 | (__) |  | 02-008 |  |  |  | 1 | 1994-12-01 | 0.02 | 0.08 |  | 0
4 | No |  | Rawl Plug S6 |  |  | CONS_030 | 875 | (__) |  | 02-009 |  |  |  | 1 | 1994-12-01 | 0.02 | 0.08 |  | 0
|  | << ==== TOTAL UNITS | [14 empty] | 0 |  | 0
d> | 0 |  | Sell_A | 11.18 | 22.36 |  |  |  |  | ITEM | ITEM | [5 empty] | 0.16 |  | 0.63
Multip
1 | 74 |  | 045# Install and connect Only - Type 'LT-04' - Wall Light | [6 empty] | RATE | RATE |  |  |  |  | 74 | 0.08 |  | 0.32
Based on:
74 | No |  | Install and connect Only - Type 'LT-04' |  |  | LIGH_075 | 835 | (__) | [5 empty] | 3 | 2004-07-19 | 0 | 0 | 0.3 | 23.31
148 | No |  | Screw Wood S6 |  |  | CONS_035 | 875 | (__) |  | 02-008 |  |  |  | 1 | 1994-12-01 | 0.02 | 2.96 |  | 0
148 | No |  | Rawl Plug S6 |  |  | CONS_030 | 875 | (__) |  | 02-009 |  |  |  | 1 | 1994-12-01 | 0.02 | 2.96 |  | 0
|  | << ==== TOTAL UNITS | [14 empty] | 0 |  | 0
d> | 0 |  | Sell_A | 11.18 | 827.32 |  |  |  |  | ITEM | ITEM | [5 empty] | 5.92 |  | 23.31
Multip
1 | 57 |  | 046# Install and connect Only - Type 'LT-05' - Wall Light | [6 empty] | RATE | RATE |  |  |  |  | 57 | 0.08 |  | 0.32
Based on:
57 | No |  | Install and connect Only - Type 'LT-05' |  |  | LIGH_075 | 835 | (__) | [5 empty] | 3 | 2004-07-19 | 0 | 0 | 0.3 | 17.955
114 | No |  | Screw Wood S6 |  |  | CONS_035 | 875 | (__) |  | 02-008 |  |  |  | 1 | 1994-12-01 | 0.02 | 2.28 |  | 0
114 | No |  | Rawl Plug S6 |  |  | CONS_030 | 875 | (__) |  | 02-009 |  |  |  | 1 | 1994-12-01 | 0.02 | 2.28 |  | 0
|  | << ==== TOTAL UNITS | [14 empty] | 0 |  | 0
d> | 0 |  | Sell_A | 11.18 | 637.26 |  |  |  |  | ITEM | ITEM | [5 empty] | 4.56 |  | 17.955
Multip
1 | 19 |  | 047# Install and connect Only - Type 'LT-06' - Wall Light | [6 empty] | RATE | RATE |  |  |  |  | 19 | 0.08 |  | 0.32
Based on:
19 | No |  | Install and connect Only - Type 'LT-06' |  |  | LIGH_075 | 835 | (__) | [5 empty] | 3 | 2004-07-19 | 0 | 0 | 0.3 | 5.985
38 | No |  | Screw Wood S6 |  |  | CONS_035 | 875 | (__) |  | 02-008 |  |  |  | 1 | 1994-12-01 | 0.02 | 0.76 |  | 0
38 | No |  | Rawl Plug S6 |  |  | CONS_030 | 875 | (__) |  | 02-009 |  |  |  | 1 | 1994-12-01 | 0.02 | 0.76 |  | 0
|  | << ==== TOTAL UNITS | [14 empty] | 0 |  | 0
d> | 0 |  | Sell_A | 11.18 | 212.42 |  |  |  |  | ITEM | ITEM | [5 empty] | 1.52 |  | 5.985
Multip
1 | 43 |  | 048# Install and connect Only - Type 'LT-07' - 2W Wall Recessed Step Light, IP65 | [6 empty] | RATE | RATE |  |  |  |  | 43 | 0.08 |  | 0.32
Based on:
43 | No |  | Install and connect Only - Type 'LT-07' |  |  | LIGH_075 | 835 | (__) | [5 empty] | 3 | 2004-07-19 | 0 | 0 | 0.3 | 13.545
86 | No |  | Screw Wood S6 |  |  | CONS_035 | 875 | (__) |  | 02-008 |  |  |  | 1 | 1994-12-01 | 0.02 | 1.72 |  | 0
86 | No |  | Rawl Plug S6 |  |  | CONS_030 | 875 | (__) |  | 02-009 |  |  |  | 1 | 1994-12-01 | 0.02 | 1.72 |  | 0
|  | << ==== TOTAL UNITS | [14 empty] | 0 |  | 0
d> | 0 |  | Sell_A | 11.18 | 480.74 |  |  |  |  | ITEM | ITEM | [5 empty] | 3.44 |  | 13.545
Multip
1 | 7 |  | 049# Install and connect Only - Type 'LT-08' - Mini Soffit Recessed Downlighter | [6 empty] | RATE | RATE |  |  |  |  | 7 | 0 |  | 0.26
Based on:
7 | No |  | Install and connect Only - Type 'LT-08' |  |  | LIGH_075 | 835 | (__) | [5 empty] | 3 | 2004-07-19 | 0 | 0 | 0.25 | 1.8375
|  | << ==== TOTAL UNITS | [14 empty] | 0 |  | 0
d> | 0 |  | Sell_A | 9.23 | 64.61 |  |  |  |  | ITEM | ITEM | [5 empty] | 0 |  | 1.8375
Multip
1 | 6 |  | 050# Install and connect Only - Type 'LT-09' - 300mm x 300mm LED Panel Soffit Recessed | [6 empty] | RATE | RATE |  |  |  |  | 6 | 1.1 |  | 0.37
Based on:
6 | No |  | Install and connect Only - Type 'LT-09' |  |  | LIGH_075 | 835 | (__) | [5 empty] | 3 | 2004-07-19 | 0 | 0 | 0.3 | 1.89
6 | m |  | Wiring Cable 3c 1.5 mm2 PVC Non-Arm |  |  | CASC_017 | 615 | CRO |  | 02-002 |  |  |  | 2 | 2006-09-28 | 1.1 | 6.6 | 0.05 | 0.315
|  | << ==== TOTAL UNITS | [14 empty] | 0 |  | 0
d> | 0 |  | Sell_A | 14.27 | 85.62 |  |  |  |  | ITEM | ITEM | [5 empty] | 6.6 |  | 2.205
Multip
1 | 3 |  | 051# Install and connect Only - Type 'LT-11' - 6W Pole Light | [6 empty] | RATE | RATE |  |  |  |  | 3 | 17.78 |  | 0.58
Based on:
3 | No |  | Install and connect Only - Type 'LT-11' |  |  | LIGH_075 | 835 | (__) | [5 empty] | 3 | 2004-07-19 | 0 | 0 | 0.3 | 0.945
3 | No |  | Enclosure PVC IP56 240*190*160 |  |  | CPAN_161 | 570 | GW | 44218 |  |  |  |  | 2 | 2004-03-01 | 17.715 | 53.145 | 0.25 | 0.7875
9 | No |  | Cable Connectors PVC |  |  | CONS_008 | 875 | (__) |  | 01-009 |  |  |  | 1 | 1995-06-01 | 0.02 | 0.18 |  | 0
|  | << ==== TOTAL UNITS | [14 empty] | 0 |  | 0
d> | 0 |  | Sell_A | 42 | 126 |  |  |  |  | ITEM | ITEM | [5 empty] | 53.325 |  | 1.7325
Multip
1 | 48 |  | 052# Install and connect Only - Type 'LT-12' - 6W Recessed Floor Spotlight, Dimmable, IP65 | [6 empty] | RATE | RATE |  |  |  |  | 48 | 17.78 |  | 0.79
Based on:
48 | No |  | Install and connect Only - Type 'LT-12' |  |  | LIGH_075 | 835 | (__) | [5 empty] | 3 | 2004-07-19 | 0 | 0 | 0.5 | 25.2
48 | No |  | Enclosure PVC IP56 240*190*160 |  |  | CPAN_161 | 570 | GW | 44218 |  |  |  |  | 2 | 2004-03-01 | 17.715 | 850.32 | 0.25 | 12.6
144 | No |  | Cable Connectors PVC |  |  | CONS_008 | 875 | (__) |  | 01-009 |  |  |  | 1 | 1995-06-01 | 0.02 | 2.88 |  | 0
|  | << ==== TOTAL UNITS | [14 empty] | 0 |  | 0
d> | 0 |  | Sell_A | 49.39 | 2370.72 |  |  |  |  | ITEM | ITEM | [5 empty] | 853.2 |  | 37.8
Multip
1 | 23 |  | 053# Install and connect Only - Type 'LT-13 - Dimmable Strip Light | [6 empty] | RATE | RATE |  |  |  |  | 23 | 0 |  | 0.16
Based on:
23 | No |  | Install and connect Only - Type 'LT-13' - Dimmable Strip Light |  |  | LIGH_075 | 835 | (__) | [5 empty] | 3 | 2004-07-19 | 0 | 0 | 0.15 | 3.6225
|  | << ==== TOTAL UNITS | [14 empty] | 0 |  | 0
d> | 0 |  | Sell_A | 5.54 | 127.42 |  |  |  |  | ITEM | ITEM | [5 empty] | 0 |  | 3.6225
Multip
1 | 22 |  | 054# Install and connect Only - Type 'LT-14' - Dimmable Strip Light | [6 empty] | RATE | RATE |  |  |  |  | 22 | 0 |  | 0.16
Based on:
22 | No |  | Install and connect Only - Type 'LT-14' - Dimmable Strip Light |  |  | LIGH_075 | 835 | (__) | [5 empty] | 3 | 2004-07-19 | 0 | 0 | 0.15 | 3.465
|  | << ==== TOTAL UNITS | [14 empty] | 0 |  | 0
d> | 0 |  | Sell_A | 5.54 | 121.88 |  |  |  |  | ITEM | ITEM | [5 empty] | 0 |  | 3.465
Multip
1 | 15 |  | 055# Install and connect Only - Type 'LT-15' - 8.5W Soffit Recessed Downlighter | [6 empty] | RATE | RATE |  |  |  |  | 15 | 1.1 |  | 0.37
Based on:
15 | No |  | Install and connect Only - Type 'LT-15' |  |  | LIGH_075 | 835 | (__) | [5 empty] | 3 | 2004-07-19 | 0 | 0 | 0.3 | 4.725
15 | m |  | Wiring Cable 3c 1.5 mm2 PVC Non-Arm |  |  | CASC_017 | 615 | CRO |  | 02-002 |  |  |  | 2 | 2006-09-28 | 1.1 | 16.5 | 0.05 | 0.7875
|  | << ==== TOTAL UNITS | [14 empty] | 0 |  | 0
d> | 0 |  | Sell_A | 14.27 | 214.05 |  |  |  |  | ITEM | ITEM | [5 empty] | 16.5 |  | 5.5125
Multip
1 | 1 |  | 056# Install and connect Only - Type 'LT-16' - 8.5W Soffit Recessed Downlighter | [6 empty] | RATE | RATE |  |  |  |  | 1 | 1.1 |  | 0.37
Based on:
1 | No |  | Install and connect Only - Type 'LT-16' |  |  | LIGH_075 | 835 | (__) | [5 empty] | 3 | 2004-07-19 | 0 | 0 | 0.3 | 0.315
1 | m |  | Wiring Cable 3c 1.5 mm2 PVC Non-Arm |  |  | CASC_017 | 615 | CRO |  | 02-002 |  |  |  | 2 | 2006-09-28 | 1.1 | 1.1 | 0.05 | 0.0525
|  | << ==== TOTAL UNITS | [14 empty] | 0 |  | 0
d> | 0 |  | Sell_A | 14.27 | 14.27 |  |  |  |  | ITEM | ITEM | [5 empty] | 1.1 |  | 0.3675
Multip
1 | 14 |  | 057# Install and connect Only - Magnifying Mirror in Bathroom | [6 empty] | RATE | RATE |  |  |  |  | 14 | 0.08 |  | 0.32
Based on:
14 | No |  | Install and connect Only - Magnifying Mirror in Bathroom |  |  | LIGH_075 | 835 | (__) | [5 empty] | 3 | 2004-07-19 | 0 | 0 | 0.3 | 4.41
28 | No |  | Screw Wood S6 |  |  | CONS_035 | 875 | (__) |  | 02-008 |  |  |  | 1 | 1994-12-01 | 0.02 | 0.56 |  | 0
28 | No |  | Rawl Plug S6 |  |  | CONS_030 | 875 | (__) |  | 02-009 |  |  |  | 1 | 1994-12-01 | 0.02 | 0.56 |  | 0
|  | << ==== TOTAL UNITS | [14 empty] | 0 |  | 0
d> | 0 |  | Sell_A | 11.18 | 156.52 |  |  |  |  | ITEM | ITEM | [5 empty] | 1.12 |  | 4.41
Multip
96 | 309 |  | 058# General Power Point in LSZH Conduit | [6 empty] | RATE | RATE |  |  |  |  | 3.2188 | 13.92 |  | 1.43
Based on:
1332.5625 | m |  | 20mm Conduit LSZH - RATE |  |  | COPV_003 | 700 | GEN | 20mm |  |  |  |  | 1 | 2015-07-28 | 0.67 | 892.8169 | 0.13 | 181.8948
540.75 | m |  | 25mm Conduit LSZH - RATE |  |  | COPV_007 | 700 | GEN | 25mm |  |  |  |  | 1 | 2015-07-28 | 1.41 | 762.4575 | 0.18 | 102.2018
4506.25 | m |  | Wiring Cable 1c 2.5 mm2 PVC Non-Arm |  |  | CASC_018 | 615 | CRO |  | 02-003 |  |  |  | 2 | 2006-09-28 | 0.3 | 1351.875 | 0.02 | 94.6313
3012.75 | m |  | Wiring Cable 1c 4.0 mm2 PVC Non-Arm |  |  | CASC_019 | 615 | CRO |  | 02-004 |  |  |  | 2 | 2006-09-28 | 0.43 | 1295.4825 | 0.02 | 63.2678
|  | << ==== TOTAL UNITS | [14 empty] | 0 |  | 0
d> | 0 |  | Sell_A | 67.3 | 20795.7 |  |  |  |  | ITEM | ITEM | [5 empty] | 4302.6319 |  | 441.9955
Multip
95 | 15 |  | 059# Galvanized Steel Cable Trunking Size 75 x 50mm | [6 empty] | RATE | RATE |  |  |  |  | 0.15789 | 5.14 |  | 0.36
Based on:
15 | m |  | 50mm x 75mm Galv. Cable Trunking c/w Cover |  |  | TKGV_003 | 675 | TIP | [5 empty] | 1 | 2007-01-29 | 4.2572 | 63.858 | 0.34 | 5.355
5 | No |  | 50mm x 75mm Cable Trunking Coupler |  |  | TKGV_003 | 675 | TIP | [5 empty] | 1 | 2007-01-29 | 0.1624 | 0.812 |  | 0
2.3438 | No |  | 50mm x 75mm Cable Trunking 90Deg Bend |  |  | TKGV_003 | 675 | TIP | [5 empty] | 1 | 2007-01-29 | 2.2156 | 5.1928 |  | 0
1.5625 | No |  | 50mm x 75mm Cable Trunking Inside Riser Bend |  |  | TKGV_003 | 675 | TIP | [5 empty] | 1 | 2007-01-29 | 2.0532 | 3.2081 |  | 0
0.78125 | No |  | 50mm x 75mm Cable Trunking Tee |  |  | TKGV_003 | 675 | TIP | [5 empty] | 1 | 2007-01-29 | 2.668 | 2.0844 |  | 0
40.625 | No |  | Trunking Coupling Joint Bolts, Nuts & Washers |  |  | TKGV_003 | 675 | TIP | [5 empty] | 1 | 2007-01-29 | 0.0464 | 1.885 |  | 0
|  | << ==== TOTAL UNITS | [14 empty] | 0 |  | 0
d> | 0 |  | Sell_A | 18.82 | 282.3 |  |  |  |  | ITEM | ITEM | [5 empty] | 77.0403 |  | 5.355
Multip
85 | 5 |  | 060# Galvanized Steel Cable Trunking Size 75 x 75mm | [6 empty] | RATE | RATE |  |  |  |  | 0.058824 | 6.19 |  | 0.36
Based on:
5 | m |  | 75mm x 75mm Galv. Cable Trunking c/w Cover |  |  | TKGV_003 | 675 | TIP | [5 empty] | 1 | 2007-01-29 | 5.0344 | 25.172 | 0.34 | 1.785
1.7241 | No |  | 75mm x 75mm Cable Trunking Coupler |  |  | TKGV_003 | 675 | TIP | [5 empty] | 1 | 2007-01-29 | 0.232 | 0.4 |  | 0
0.86207 | No |  | 75mm x 75mm Cable Trunking 90Deg Bend |  |  | TKGV_003 | 675 | TIP | [5 empty] | 1 | 2007-01-29 | 2.5868 | 2.23 |  | 0
0.57471 | No |  | 75mm x 75mm Cable Trunking Inside Riser Bend |  |  | TKGV_003 | 675 | TIP | [5 empty] | 1 | 2007-01-29 | 2.8768 | 1.6533 |  | 0
0.28736 | No |  | 75mm x 75mm Cable Trunking Tee |  |  | TKGV_003 | 675 | TIP | [5 empty] | 1 | 2007-01-29 | 2.8652 | 0.82333 |  | 0
14.9425 | No |  | Trunking Coupling Joint Bolts, Nuts & Washers |  |  | TKGV_003 | 675 | TIP | [5 empty] | 1 | 2007-01-29 | 0.0464 | 0.69333 |  | 0
|  | << ==== TOTAL UNITS | [14 empty] | 0 |  | 0
d> | 0 |  | Sell_A | 20.12 | 100.6 |  |  |  |  | ITEM | ITEM | [5 empty] | 30.972 |  | 1.785
Multip
1 | 185 |  | 061# DALI Wiring cables | [6 empty] | RATE | RATE |  |  |  |  | 185 | 2.07 |  | 0.19
Based on:
1110 | m |  | Wiring Cable 1c 1.5 mm2 PVC Non-Arm |  | Red | CASC_017 | 615 | CRO |  | 02-002 |  |  |  | 2 | 2006-09-28 | 0.1725 | 191.475 | 0.015 | 17.4825
1110 | m |  | Wiring Cable 1c 1.5 mm2 PVC Non-Arm |  | White | CASC_017 | 615 | CRO |  | 02-002 |  |  |  | 2 | 2006-09-28 | 0.1725 | 191.475 | 0.015 | 17.4825
|  | << ==== TOTAL UNITS | [14 empty] | 0 |  | 0
d> | 0 |  | Sell_A | 9.17 | 1696.45 |  |  |  |  | ITEM | ITEM | [5 empty] | 382.95 |  | 34.965
Multip
1 | 13 |  | 062# 230V 2P 16A Contactor | [6 empty] | RATE | RATE |  |  |  |  | 13 | 35 |  | 0.26
Based on:
13 | No |  | Contactor 16Amp 2Pole Modular |  |  | CPAN_180 | 570 | (__) | [5 empty] | 2 | 2004-04-10 | 35 | 455 | 0.25 | 3.4125
|  | << ==== TOTAL UNITS | [14 empty] | 0 |  | 0
d> | 0 |  | Sell_A | 51.93 | 675.09 |  |  |  |  | ITEM | ITEM | [5 empty] | 455 |  | 3.4125
END!
END! |  |  | RATE SHEET GRAND TOTAL | [13 empty] | MATERIAL |  | LABOUR
END!
END! |  |  | COMPONENTS | [7 empty] | COMP_RT | [5 empty] | 33393.1164 |  | 1922.6877
END! |  |  | RATE SUMS (ITEMS) | [7 empty] | ITEM_RT | [5 empty] | 33393.1164 |  | 1922.6877
SB!
| V:56 |  |  | COSTCODE TOTAL | [12 empty] | 33393.1164 |  | 1922.6877
| 1 | cc | Erection materials |  | 501 | [9 empty] | 1 |  | 772.9167 |  | 52.5923
| 2 | cc | Busbar Trunking |  | 505 | [9 empty] | 1 |  | 0 |  | 0
| 3 | cc | Switchgear |  | 510 | [9 empty] | 2 |  | 0 |  | 0
| 4 | cc | MCC Equipment |  | 511 | [9 empty] | 2 |  | 0 |  | 0
| 5 | cc | BMS Equipment |  | 512 | [9 empty] | 2 |  | 0 |  | 0
| 6 | cc | PVC Pipes / Ducts |  | 520 | [9 empty] | 1 |  | 0 |  | 0
| 7 | cc | High/medium voltage switchgear |  | 530 | [9 empty] | 2 |  | 0 |  | 0
| 8 | cc | Power Transformers |  | 550 | [9 empty] | 2 |  | 0 |  | 0
| 9 | cc | Control Panels |  | 570 | [9 empty] | 2 |  | 1358.465 |  | 16.8
| 10 | cc | Electrical Single Core Cables |  | 615 | [9 empty] | 2 |  | 6684.6575 |  | 519.9653
| 11 | cc | Electrical Multicore Cables |  | 616 | [9 empty] | 2 |  | 15341.3093 |  | 121.149
| 12 | cc | ELV/BMS/Special Cables |  | 617 | [9 empty] | 2 |  | 0 |  | 0
| 13 | cc | Cables accessories |  | 620 | [9 empty] | 2 |  | 406.1 |  | 65.856
| 14 | cc | Galv. Cable Trays |  | 650 | [9 empty] | 1 |  | 947.6427 |  | 43.575
| 15 | cc | PVC Cable Trays |  | 651 | [9 empty] | 1 |  | 0 |  | 0
| 16 | cc | Galv. Cable Basket |  | 652 | [9 empty] | 1 |  | 0 |  | 0
| 17 | cc | Galv. Cable Ladder |  | 654 | [9 empty] | 1 |  | 0 |  | 0
| 18 | cc | Galv. Cable Trunking |  | 675 | [9 empty] | 1 |  | 108.0123 |  | 7.14
| 19 | cc | Alum. Cable Trunking |  | 676 | [9 empty] | 1 |  | 0 |  | 0
| 20 | cc | PVC Cable Trunking |  | 680 | [9 empty] | 1 |  | 0 |  | 0
| 21 | cc | Underfloor Cable Trunking |  | 681 | [9 empty] | 1 |  | 0 |  | 0
| 22 | cc | Galv. Conduit |  | 690 | [9 empty] | 1 |  | 0 |  | 0
| 23 | cc | PVC Conduit |  | 700 | [9 empty] | 1 |  | 4334.6044 |  | 829.96
| 24 | cc | Wiring Accessories |  | 705 | [9 empty] | 3 |  | 1503.6385 |  | 28.8751
| 25 | cc | Dimming Equipment |  | 706 | [9 empty] | 3 |  | 0 |  | 0
| 26 | cc | Fire Alarm Equipment |  | 725 | [9 empty] | 3 |  | 0 |  | 0
| 27 | cc | Fire Barriers |  | 726 | [9 empty] | 3 |  | 0 |  | 0
| 28 | cc | Security Alarm System |  | 750 | [9 empty] | 3 |  | 0 |  | 0
| 29 | cc | Access Control |  | 751 | [9 empty] | 3 |  | 0 |  | 0
| 30 | cc | Hotel Electronic Lock |  | 752 | [9 empty] | 3 |  | 0 |  | 0
| 31 | cc | Sub-Contracting Installation Elec |  | 753 | [9 empty] | 3 |  | 0 |  | 0
| 32 | cc | Timing Equipment |  | 770 | [9 empty] | 3 |  | 0 |  | 0
| 33 | cc | Public Address |  | 790 | [9 empty] | 3 |  | 0 |  | 0
| 34 | cc | Voice Alarm Equipment |  | 791 | [9 empty] | 3 |  | 0 |  | 0
| 35 | cc | Lightning / Bonding System |  | 810 | [9 empty] | 3 |  | 0 |  | 0
| 36 | cc | T.V System |  | 815 | [9 empty] | 3 |  | 0 |  | 0
| 37 | cc | UPS/Voltage Stabilisers |  | 820 | [9 empty] | 2 |  | 0 |  | 0
| 38 | cc | Data Network Equipment |  | 821 | [9 empty] | 3 |  | 0 |  | 0
| 39 | cc | Light Fittings |  | 835 | [9 empty] | 3 |  | 1840.4 |  | 236.775
| 40 | cc | Generators, AMF Panels |  | 845 | [9 empty] | 2 |  | 0 |  | 0
| 41 | cc | Telephone Equipment |  | 855 | [9 empty] | 3 |  | 0 |  | 0
| 42 | cc | Intercom |  | 856 | [9 empty] | 3 |  | 0 |  | 0
| 43 | cc | Mechanical for Electrical |  | 857 | [9 empty] | 3 |  | 0 |  | 0
| 44 | cc | Nurse Call |  | 858 | [9 empty] | 3 |  | 0 |  | 0
| 45 | cc | C.C.T.V. Equipment |  | 865 | [9 empty] | 3 |  | 0 |  | 0
| 46 | cc | Tools and Instruments |  | 870 | [9 empty] | 4 |  | 0 |  | 0
| 47 | cc | Consumbles |  | 875 | [9 empty] | 1 |  | 95.37 |  | 0
| 48 | cc | Drawings/Manuals |  | 880 | [9 empty] | 3 |  | 0 |  | 0
| 49 | cc | Spare Parts |  | 885 | [9 empty] | 4 |  | 0 |  | 0
| 50 | cc | Labour |  | 900 | [9 empty] | 3 |  | 0 |  | 0
| 51 | cc | Dismantling (Labour Only) |  | 901 | [9 empty] | 1 |  | 0 |  | 0
| 52 | cc | Testing & Commissioning |  | 902 | [9 empty] | 3 |  | 0 |  | 0
| 53 | cc | Sub-Contracting Works |  | 960 | [9 empty] | 4 |  | 0 |  | 0
| 54 | cc | Enemalta Application |  | 961 | [9 empty] | 3 |  | 0 |  | 0
| 55 | cc | Crainage and Transportation |  | 962 | [9 empty] | 1 |  | 0 |  | 0
| 56 | cc | Provisional Sum |  | 970 | [9 empty] | 4 |  | 0 |  | 0
|  | cc |  |  | Fix 1 |  | 1 | [9 empty] | 6258.5461 |  | 933.2673
|  | cc |  |  | Fix 2 |  | 2 | [9 empty] | 23790.5318 |  | 723.7703
|  | cc |  |  | Fix 3 |  | 2 | [9 empty] | 3344.0385 |  | 265.6501
|  | cc |  |  | Others |  | 3 | [9 empty] | 0 |  | 0
|  | cc |  |  | TOTAL | [11 empty] | 33393.1164 |  | 1922.6877

## Elec_Est
| CLIENT: | 1 | Battery Street Limited |  | 0 |  |  | 1 | 1 | 1 | 1 | 1 | 1 | 1 |  | € | R/Lab Cont | R | 1.05 | BOQ | INCL | MULT | AREA | BOQ | TDWG | ACT | DIFF
| PROJECT: | 1 | MEP Works British Hotel |  | Electrical |  |  | 2 | 1 | 1 | 1 | 1 | 1 | 1 |  | 0 | mu_A | 1.22 | 35.1763
| JOB DESC: | 1 | Electrical and ELV Systems |  | Controls Section (DALI) |  |  | 3 | 1 | 1 | 1 | 1 | 1 | 1 |  | 0 | mu_B | 1.22 | 86.64
| QUOTE No: | 1 | EL25-0662B |  | Controls Section Engineer (DALI) |  |  | 4 | 1 | 1 | 1 | 1 | 1 | 1 |  | 0 | mu_C | 1.22 | 51.41
| CLIENTs REF: | 1 | MEP REVISED |  | ELV Sub-Contractor - APCO |  |  | 5 | 1 | 1 | 1 | 1 | 1 | 1 |  | 0 | mu_D | 1.075 | 30.9955
| VAT/DUTIES: | 1 | VAT EXCL. |  | ELV Sub-Contractor - DATA |  |  | 6 | 1 | 1 | 1 | 1 | 1 | 1 |  | 0 | mu_E | 1.1 | 31.7163
| SAVED ON: | 1 | 2007-10-09 |  | 0 |  |  | 7 | 1 | 1 | 1 | 1 | 1 | 0 |  | 0 | mu_F | 0 | 0
| ESTIMATOR: | 1 | R.Farrugia |  | 0 |  |  | 8 | 1 | 1 | 1 | 1 | 1 | 0 |  | 0 | mu_G | 0 | 0
| LABOUR RATE: | 1 | 28.833 |  | 0 |  |  | 9 | 1 | 1 | 1 | 1 | 1 | 0 |  | 0 | mu_H | 0 | 0
|  | 1 |  |  | Enemalta 3Ph Application |  |  | 10 | 1 | 1 | 1 | 1 | 1 | 1 |  | 0 | mu_I | 1.1 | 31.7163
|  | 1 |  |  | 0 | [10 empty] | 0 | mu_J | 0 | 0
|  | 1 |  |  | 0 | [10 empty] | 0 | MIXED | MAT MU | LAB RATE
[6 empty] | ISELL | C_CODE | MAKE | PART_NO | MARKUP | TYPE | LIST_P | P_FACT | FIX | DATE | %Dsct in BOQ | MU TYPE | MAT MU | LAB RATE | [13 empty] | Tot Mat Cost | Unit Lab phr. | Tot Lab phr. | < for ELM / MEE
TB
t
PRELIMINARIES
|  |  |  | Sell Rate | Sell Total |  |  |  |  | IB | [17 empty] | U_M_Sell | T_M_Sell | U_L_Sell | T_L_Sell | Total_Sell | T_M_Cost | T_L_Phr | Mat/Lab=1
1 | LS |  | Item: 1 | 610 | 610 | ISELL |  |  |  | mu_A | ITEM | [7 empty] | mu :1.22 | [8 empty] | 610 | 610 | 0 | 0 | 610 | 500 | 0 | 500
Mobilisation and demobilisation including setting up of workshop storage facilities and their security.
1 | No |  | Mobilisation and demobilisation |  |  | CONS_001 | 875 | (__) |  | 01-001 |  |  |  | 1 |  | 500 | 500 |  | 0
[17 empty] | 0 |  | 0
d> | 0 |  |  |  |  | ICOST |  |  |  | mu_A | ITEM | [5 empty] | 500 |  | 0
|  |  |  | Sell Rate | Sell Total |  |  |  |  | IB | [17 empty] | U_M_Sell | T_M_Sell | U_L_Sell | T_L_Sell | Total_Sell | T_M_Cost | T_L_Phr | Mat/Lab=1
1 | LS |  | Item: 2 | 0 | 0 | ISELL |  |  |  | mu_A | ITEM |  |  |  |  | Included |  |  | 0.00 | [8 empty] | 0 | 0 | 0 | 0 | 0 | 0 | 0 | 0
|  |  | Safety clothing for all site personnel in accordance with statutory requirements. | [6 empty] | n
[17 empty] | 0 |  | 0
|  |  | Included | [13 empty] | 0 |  | 0
[17 empty] | 0 |  | 0
d> | 0 |  |  |  |  | ICOST |  |  |  | mu_A | ITEM | [5 empty] | 0 |  | 0
|  |  |  | Sell Rate | Sell Total |  |  |  |  | IB | [17 empty] | U_M_Sell | T_M_Sell | U_L_Sell | T_L_Sell | Total_Sell | T_M_Cost | T_L_Phr | Mat/Lab=1
1 | LS |  | Item: 3 | 0 | 0 | ISELL |  |  |  | mu_A | ITEM |  |  |  |  | Included |  |  | 0.00 | [8 empty] | 0 | 0 | 0 | 0 | 0 | 0 | 0 | 0
|  |  | Allowance for weekly progress meetings within project execution period. | [6 empty] | n
| Trips |  | Bolt car service for office employees for attending site meetings |  |  | PROV_001 | 970 | MISC | [5 empty] | 4 | 2004-05-22 | 10 | 0 | 1 | 0 | 20
[17 empty] | 0 |  | 0
d> | 0 |  |  |  |  | ICOST |  |  |  | mu_A | ITEM | [5 empty] | 0 |  | 0
|  |  |  | Sell Rate | Sell Total |  |  |  |  | IB | [17 empty] | U_M_Sell | T_M_Sell | U_L_Sell | T_L_Sell | Total_Sell | T_M_Cost | T_L_Phr | Mat/Lab=1
1 | LS |  | Item: 4 | 0 | 0 | ISELL |  |  |  | mu_A | ITEM |  |  |  |  | Included |  |  | 0.00 | [8 empty] | 0 | 0 | 0 | 0 | 0 | 0 | 0 | 0
Provision of instrumentation used for commissioning purposes including evidence of associated valid calibration certificates.
[17 empty] | 0 |  | 0
|  |  | Included | [13 empty] | 0 |  | 0
[17 empty] | 0 |  | 0
d> | 0 |  |  |  |  | ICOST |  |  |  | mu_A | ITEM | [5 empty] | 0 |  | 0
|  |  |  | Sell Rate | Sell Total |  |  |  |  | IB | [17 empty] | U_M_Sell | T_M_Sell | U_L_Sell | T_L_Sell | Total_Sell | T_M_Cost | T_L_Phr | Mat/Lab=1
1 | LS |  | Item: 5 | 0 | 0 | ISELL |  |  |  | mu_A | ITEM |  |  |  |  | Included |  |  | 0.00 | [8 empty] | 0 | 0 | 0 | 0 | 0 | 0 | 0 | 0
Two copies of a complete set of installation drawings allowing for coordination with sub-contractors, client, interior designer, etc. as applicable.
[17 empty] | 0 |  | 0
|  |  | Included | [13 empty] | 0 |  | 0
[17 empty] | 0 |  | 0
d> | 0 |  |  |  |  | ICOST |  |  |  | mu_A | ITEM | [5 empty] | 0 |  | 0
|  |  |  | Sell Rate | Sell Total |  |  |  |  | IB | [17 empty] | U_M_Sell | T_M_Sell | U_L_Sell | T_L_Sell | Total_Sell | T_M_Cost | T_L_Phr | Mat/Lab=1
1 | LS |  | Item: 6 | 0 | 0 | ISELL |  |  |  | mu_A | ITEM |  |  |  |  | Included |  |  | 0.00 | [8 empty] | 0 | 0 | 0 | 0 | 0 | 0 | 0 | 0
Provision for a quality control engineer to ensure that the items being proposed are in accordance with technical specification and will fulfil the project requirements.
[17 empty] | 0 |  | 0
|  |  | Included | [13 empty] | 0 |  | 0
[17 empty] | 0 |  | 0
d> | 0 |  |  |  |  | ICOST |  |  |  | mu_A | ITEM | [5 empty] | 0 |  | 0
|  |  |  | Sell Rate | Sell Total |  |  |  |  | IB | [17 empty] | U_M_Sell | T_M_Sell | U_L_Sell | T_L_Sell | Total_Sell | T_M_Cost | T_L_Phr | Mat/Lab=1
1 | LS |  | Item: 7 | 0 | 0 | ISELL |  |  |  | mu_A | ITEM |  |  |  |  | Included |  |  | 0.00 | [8 empty] | 0 | 0 | 0 | 0 | 0 | 0 | 0 | 0
Provision for a Quality Control Engineer to certify that the equipment and materials are installed, tested and commissioned in accordance with manufacturer's recommendations and / or relevant statutory requirements and / or CIBSE and / or equal and approved documents.
| LS |  | Provision for a Quality Control Engineer |  |  | COMM_004 | 902 | MISC | [5 empty] | 3 | 2004-11-26 | 1050 | 0 |  | 0 | 1
[17 empty] | 0 |  | 0
d> | 0 |  |  |  |  | ICOST |  |  |  | mu_A | ITEM | [5 empty] | 0 |  | 0
|  |  |  | Sell Rate | Sell Total |  |  |  |  | IB | [17 empty] | U_M_Sell | T_M_Sell | U_L_Sell | T_L_Sell | Total_Sell | T_M_Cost | T_L_Phr | Mat/Lab=1
1 | LS |  | Item: 8 | 0 | 0 | ISELL |  |  |  | mu_A | ITEM |  |  |  |  | Included |  |  | 0.00 | [8 empty] | 0 | 0 | 0 | 0 | 0 | 0 | 0 | 0
Provision to identify access requirements for maintenance purposes in accordance with manufacturer's guidelines and common practice.
[17 empty] | 0 |  | 0
|  |  | Included | [13 empty] | 0 |  | 0
[17 empty] | 0 |  | 0
d> | 0 |  |  |  |  | ICOST |  |  |  | mu_A | ITEM | [5 empty] | 0 |  | 0
|  |  |  | Sell Rate | Sell Total |  |  |  |  | IB | [17 empty] | U_M_Sell | T_M_Sell | U_L_Sell | T_L_Sell | Total_Sell | T_M_Cost | T_L_Phr | Mat/Lab=1
1 | LS |  | Item: 9 | 1049.2 | 1049.2 | ISELL |  |  |  | mu_A | ITEM | [7 empty] | mu :1.22 | [8 empty] | 1049.2 | 1049.2 | 0 | 0 | 1049.2 | 860 | 0 | 860
|  |  | Provision of signing of commissioning documentation by an independent Warranted Engineer. | [6 empty] | n
1 | LS |  | Provision of signing of commissioning documentation by an independent Warranted Engineer |  |  | COMM_004 | 902 | MISC | [5 empty] | 3 | 2004-11-26 | 860 | 860 |  | 0
[17 empty] | 0 |  | 0
d> | 0 |  |  |  |  | ICOST |  |  |  | mu_A | ITEM | [5 empty] | 860 |  | 0
|  |  |  | Sell Rate | Sell Total |  |  |  |  | IB | [17 empty] | U_M_Sell | T_M_Sell | U_L_Sell | T_L_Sell | Total_Sell | T_M_Cost | T_L_Phr | Mat/Lab=1
1 | LS |  | Item: 10 | 585.6 | 585.6 | ISELL |  |  |  | mu_A | ITEM | [7 empty] | mu :1.22 | [8 empty] | 585.6 | 585.6 | 0 | 0 | 585.6 | 480 | 0 | 480
|  |  | Provision of signing of as-fitted drawings by an independent Warranted Engineer. | [6 empty] | n
1 | LS |  | Provision of signing of as-fitted drawings by an independent Warranted Engineer |  |  | COMM_004 | 902 | MISC | [5 empty] | 3 | 2004-11-26 | 480 | 480 |  | 0
[17 empty] | 0 |  | 0
d> | 0 |  |  |  |  | ICOST |  |  |  | mu_A | ITEM | [5 empty] | 480 |  | 0
SB
| 0 |  | PAGE: |  | 2244.8 | [5 empty] | PAGE | [5 empty] | 1840 |  | 0
| Discy: |  |  |  | PAGE SELL | [11 empty] | PAGE MAT |  | PAGE LAB
|  |  |  | Sell Rate | Sell Total |  |  |  |  | IB | [17 empty] | U_M_Sell | T_M_Sell | U_L_Sell | T_L_Sell | Total_Sell | T_M_Cost | T_L_Phr | Mat/Lab=1
1 | LS |  | Item: 11 | 0 | 0 | ISELL |  |  |  | mu_A | ITEM |  |  |  |  | Refer to covering letter. |  |  | 0.00 | [8 empty] | 0 | 0 | 0 | 0 | 0 | 0 | 0 | 0
To allow for builders works in accordance to the preamble section of the technical specifications.
[17 empty] | 0 |  | 0
|  |  | Refer to covering letter. | [13 empty] | 0 |  | 0
[17 empty] | 0 |  | 0
d> | 0 |  |  |  |  | ICOST |  |  |  | mu_A | ITEM | [5 empty] | 0 |  | 0
|  |  |  | Sell Rate | Sell Total |  |  |  |  | IB | [17 empty] | U_M_Sell | T_M_Sell | U_L_Sell | T_L_Sell | Total_Sell | T_M_Cost | T_L_Phr | Mat/Lab=1
1 | LS |  | Item: 12 | 0 | 0 | ISELL |  |  |  | mu_A | ITEM |  |  |  |  | Included |  |  | 0.00 | [8 empty] | 0 | 0 | 0 | 0 | 0 | 0 | 0 | 0
|  |  | Provision for a recognised Health and Safety Officer. | [6 empty] | n
[17 empty] | 0 |  | 0
|  |  | Included | [13 empty] | 0 |  | 0
[17 empty] | 0 |  | 0
d> | 0 |  |  |  |  | ICOST |  |  |  | mu_A | ITEM | [5 empty] | 0 |  | 0
|  |  |  | Sell Rate | Sell Total |  |  |  |  | IB | [17 empty] | U_M_Sell | T_M_Sell | U_L_Sell | T_L_Sell | Total_Sell | T_M_Cost | T_L_Phr | Mat/Lab=1
1 | LS |  | Item: 13 | 2623 | 2623 | ISELL |  |  |  | mu_A | ITEM | [7 empty] | mu :1.22 | [8 empty] | 2623 | 2623 | 0 | 0 | 2623 | 2150 | 0 | 2150
|  |  | Provision for completing the necessary risk assessment and method statements required. | [6 empty] | n
5 | No |  | Method statement and Risk assessment |  |  |  | 960 |  |  | 1 | [5 empty] | 250 | 1250 |  | 0
6 | No |  | Site vists (2 floors per visit) |  |  |  | 960 |  |  | 1 | [5 empty] | 150 | 900 |  | 0 |  |  | 12
[17 empty] | 0 |  | 0
d> | 0 |  |  |  |  | ICOST |  |  |  | mu_A | ITEM | [5 empty] | 2150 |  | 0
|  |  |  | Sell Rate | Sell Total |  |  |  |  | IB | [17 empty] | U_M_Sell | T_M_Sell | U_L_Sell | T_L_Sell | Total_Sell | T_M_Cost | T_L_Phr | Mat/Lab=1
1 | LS |  | Item: 14 | 0 | 0 | ISELL |  |  |  | mu_A | ITEM |  |  |  |  | Included |  |  | 0.00 | [8 empty] | 0 | 0 | 0 | 0 | 0 | 0 | 0 | 0
|  |  | Provision for an initial Program of Works and monthly updates | [6 empty] | n
[17 empty] | 0 |  | 0
|  |  | Included | [13 empty] | 0 |  | 0
[17 empty] | 0 |  | 0
d> | 0 |  |  |  |  | ICOST |  |  |  | mu_A | ITEM | [5 empty] | 0 |  | 0
|  |  |  | Sell Rate | Sell Total |  |  |  |  | IB | [17 empty] | U_M_Sell | T_M_Sell | U_L_Sell | T_L_Sell | Total_Sell | T_M_Cost | T_L_Phr | Mat/Lab=1
1 | LS |  | Item: 15 | 0 | 0 | ISELL |  |  |  | mu_A | ITEM |  |  |  |  | Refer to covering letter. |  |  | 0.00 | [8 empty] | 0 | 0 | 0 | 0 | 0 | 0 | 0 | 0
|  |  | Provision of Submittal Form for materials and Supply of Samples | [6 empty] | n
[17 empty] | 0 |  | 0
|  |  | Submittal form for materials are included. However, samples if required will be charged at cost. | [13 empty] | 0 |  | 0
[17 empty] | 0 |  | 0
d> | 0 |  |  |  |  | ICOST |  |  |  | mu_A | ITEM | [5 empty] | 0 |  | 0
|  |  |  | Sell Rate | Sell Total |  |  |  |  | IB | [17 empty] | U_M_Sell | T_M_Sell | U_L_Sell | T_L_Sell | Total_Sell | T_M_Cost | T_L_Phr | Mat/Lab=1
1 | LS |  | Item: 16 | 2913.72 | 2913.72 | ISELL |  |  |  | mu_A | ITEM | [7 empty] | mu :1.22 | [8 empty] | 2470.5 | 2470.5 | 443.22 | 443.22 | 2913.72 | 2025 | 12.6 | 2037.6
|  |  | Provision for Housekeeping and Waste Management | [6 empty] | n
1 | Toilets |  | Hire of Mobile Toilet including delivery and weekly cleaning @ €5.00/day/Toilet |  |  | PROV_001 | 970 | MISC |  | 1 |  |  |  | 4 | 2004-05-22 | 525 | 525 |  | 0 |  |  | 2
6 | No |  | 1No. Skip per floor |  |  | PROV_001 | 970 | MISC |  | 1 |  |  |  | 4 | 2004-05-22 | 250 | 1500 | 2 | 12.6
[17 empty] | 0 |  | 0
d> | 0 |  |  |  |  | ICOST |  |  |  | mu_A | ITEM | [5 empty] | 2025 |  | 12.6
|  |  |  | Sell Rate | Sell Total |  |  |  |  | IB | [17 empty] | U_M_Sell | T_M_Sell | U_L_Sell | T_L_Sell | Total_Sell | T_M_Cost | T_L_Phr | Mat/Lab=1
1 | LS |  | Item: 17 | 0 | 0 | ISELL |  |  |  | mu_A | ITEM |  |  |  |  | Refer to covering letter. |  |  | 0.00 | [8 empty] | 0 | 0 | 0 | 0 | 0 | 0 | 0 | 0
|  |  | Provision of Local Council Permits to be charged at cost against receipts | [6 empty] | n
[17 empty] | 0 |  | 0
|  |  | Provision of Local Council Permits will be charged at cost against receipts | [13 empty] | 0 |  | 0
[17 empty] | 0 |  | 0
[17 empty] | 0 |  | 0
d> | 0 |  |  |  |  | ICOST |  |  |  | mu_A | ITEM | [5 empty] | 0 |  | 0
SB
| -0.000876 |  | PAGE: |  | 5536.72 | [5 empty] | PAGE | [5 empty] | 4175 |  | 12.6
| Discy: |  |  |  | PAGE SELL | [11 empty] | PAGE MAT |  | PAGE LAB
SB
| -0.000876 |  | PRELIMINARIES Total |  | 7781.52 | [5 empty] | SECT | [5 empty] | 6015 |  | 12.6
| Discy: |  |  |  | SECT SELL | [11 empty] | SECT MAT |  | SECT LAB
TB
t
ELECTRICAL SYSTEM
TB
t
MAIN INFRASTRUCTURE
TB
t
SWITCHGEAR AND OTHER APPARATUS
TB
|  | t | Item: 1
Supply only the following switchgear and other accessories.
|  |  |  | Sell Rate | Sell Total |  |  |  |  | IB | [17 empty] | U_M_Sell | T_M_Sell | U_L_Sell | T_L_Sell | Total_Sell | T_M_Cost | T_L_Phr | Mat/Lab=1
1 | LS |  | Item: a. | 1256.56 | 1256.56 | ISELL |  |  |  | mu_A | ITEM | [7 empty] | mu :1.22 | [8 empty] | 1256.56 | 1256.56 | 0 | 0 | 1256.56 | 1029.97 | 0 | 1029.97
|  |  | Incomer Switchgear Panel SP-INC complete with Shunt Trip and Adjustable Earth Fault Relay | [6 empty] | n
1 | No |  | Panel SP-INC: 250A 4P MCCB complete with Shunt Trip and Adjustable Earth Fault Relay |  |  | SWLV_001 | 510 | (__) |  | 01-001 |  |  |  | 2 |  | 1029.97 | 1029.97 |  | 0
[17 empty] | 0 |  | 0
d> | 0 |  |  |  |  | ICOST |  |  |  | mu_A | ITEM | [5 empty] | 1029.97 |  | 0
|  |  |  | Sell Rate | Sell Total |  |  |  |  | IB | [17 empty] | U_M_Sell | T_M_Sell | U_L_Sell | T_L_Sell | Total_Sell | T_M_Cost | T_L_Phr | Mat/Lab=1
1 | LS |  | Item: b. | 8432.71 | 8432.71 | ISELL |  |  |  | mu_A | ITEM | [7 empty] | mu :1.22 | [8 empty] | 8432.71 | 8432.71 | 0 | 0 | 8432.71 | 6912.06 | 0 | 6912.06
|  |  | Main Switchgear Panel MSP-NE including Transient Surge Protection | [6 empty] | n
1 | No |  | Panel MSP-NE: 250A 4P MCCB Panel 8 Way |  |  | SWLV_001 | 510 | (__) |  | 01-001 |  |  |  | 2 |  | 6912.06 | 6912.06 |  | 0
1 | No |  | Panel MSP-NE: Metering Section c/w extension box |  |  | SWLV_001 | 510 | (__) |  | 01-001 |  |  |  | 2 |  | 0 | 0 |  | 0
[17 empty] | 0 |  | 0
d> | 0 |  |  |  |  | ICOST |  |  |  | mu_A | ITEM | [5 empty] | 6912.06 |  | 0
|  |  |  | Sell Rate | Sell Total |  |  |  |  | IB | [17 empty] | U_M_Sell | T_M_Sell | U_L_Sell | T_L_Sell | Total_Sell | T_M_Cost | T_L_Phr | Mat/Lab=1
1 | LS |  | Item: c. | 15258.49 | 15258.49 | ISELL |  |  |  | mu_A | ITEM | [7 empty] | mu :1.22 | [8 empty] | 15258.49 | 15258.49 | 0 | 0 | 15258.49 | 12506.96 | 0 | 12506.96
|  |  | Main Switchgear Panel MSP-ES | [6 empty] | n
1 | No |  | Panel MSP-ES: 250A 4P MCCB Panel 16 Way |  |  | SWLV_001 | 510 | (__) |  | 01-001 |  |  |  | 2 |  | 12506.96 | 12506.96 |  | 0
1 | No |  | Panel MSP-ES: Metering Section c/w extension box |  |  | SWLV_001 | 510 | (__) |  | 01-001 |  |  |  | 2 |  | 0 | 0 |  | 0
[17 empty] | 0 |  | 0
d> | 0 |  |  |  |  | ICOST |  |  |  | mu_A | ITEM | [5 empty] | 12506.96 |  | 0
|  |  |  | Sell Rate | Sell Total |  |  |  |  | IB | [17 empty] | U_M_Sell | T_M_Sell | U_L_Sell | T_L_Sell | Total_Sell | T_M_Cost | T_L_Phr | Mat/Lab=1
1 | LS |  | Item: d. | 4016.24 | 4016.24 | ISELL |  |  |  | mu_A | ITEM | [7 empty] | mu :1.22 | [8 empty] | 4016.24 | 4016.24 | 0 | 0 | 4016.24 | 3292 | 0 | 3292
|  |  | 60kVAR Power Factor Correction Unit (PFCU) | [6 empty] | n
1 | No |  | 60kVAR Power Factor Correction Unit (PFCU) |  |  | SWLV_115 | 510 | (__) |  | 02-036 |  |  |  | 2 |  | 3292 | 3292 |  | 0
[17 empty] | 0 |  | 0
d> | 0 |  |  |  |  | ICOST |  |  |  | mu_A | ITEM | [5 empty] | 3292 |  | 0
|  |  |  | Sell Rate | Sell Total |  |  |  |  | IB | [17 empty] | U_M_Sell | T_M_Sell | U_L_Sell | T_L_Sell | Total_Sell | T_M_Cost | T_L_Phr | Mat/Lab=1
1 | LS |  | Item: e. | 7182.43 | 7182.43 | ISELL |  |  |  | mu_A | ITEM | [7 empty] | mu :1.22 | [8 empty] | 7182.43 | 7182.43 | 0 | 0 | 7182.43 | 5887.24 | 0 | 5887.24
|  |  | Switchgear Panel for Generator SP-GEN including Transient Surge Protection | [6 empty] | n
1 | No |  | Switchgear Panel for Generator SP-GEN including Transient Surge Protection |  |  | SWLV_001 | 510 | (__) |  | 01-001 |  |  |  | 2 |  | 5887.24 | 5887.24 |  | 0
[17 empty] | 0 |  | 0
d> | 0 |  |  |  |  | ICOST |  |  |  | mu_A | ITEM | [5 empty] | 5887.24 |  | 0
TB
|  | t | Item: 2
Install and connect only the following switchgear and other accessories.
|  |  |  | Sell Rate | Sell Total |  |  |  |  | IB | [17 empty] | U_M_Sell | T_M_Sell | U_L_Sell | T_L_Sell | Total_Sell | T_M_Cost | T_L_Phr | Mat/Lab=1
1 | LS |  | Item: a. | 204.92 | 204.92 | ISELL |  |  |  | mu_A | ITEM | [7 empty] | mu :1.22 | [8 empty] | 131.05 | 131.05 | 73.87 | 73.87 | 204.92 | 107.42 | 2.1 | 109.52
|  |  | Incomer Switchgear Panel SP-INC complete with Shunt Trip and Adjustable Earth Fault Relay | [6 empty] | n
1 | No |  | Install and connect - Panel SP-INC: 250A 4P MCCB complete with Shunt Trip and Adjustable Earth Fault Relay |  |  | SWLV_001 | 510 | (__) |  | 01-001 |  |  |  | 2 |  | 0 | 0 | 2 | 2.1
1 | LS |  | Transportation |  |  | CRAI_002 | 962 | MISC | [5 empty] | 2 | 2004-05-22 | 100 | 100 |  | 0
4 | No |  | Rawl Bolt 6mm |  |  | CONS_024 | 875 | (__) |  | 03-001 |  |  |  | 1 | 1994-12-01 | 0.4 | 1.6 |  | 0
1 | No |  | Label Large |  |  | CONS_020 | 875 | (__) |  | 05-001 |  |  |  | 3 | 1995-05-01 | 5.82 | 5.82 |  | 0
[17 empty] | 0 |  | 0
d> | 0 |  |  |  |  | ICOST |  |  |  | mu_A | ITEM | [5 empty] | 107.42 |  | 2.1
|  |  |  | Sell Rate | Sell Total |  |  |  |  | IB | [17 empty] | U_M_Sell | T_M_Sell | U_L_Sell | T_L_Sell | Total_Sell | T_M_Cost | T_L_Phr | Mat/Lab=1
1 | LS |  | Item: b. | 940.25 | 940.25 | ISELL |  |  |  | mu_A | ITEM | [7 empty] | mu :1.22 | [8 empty] | 349.29 | 349.29 | 590.96 | 590.96 | 940.25 | 286.3 | 16.8 | 303.1
|  |  | Main Switchgear Panel MSP-NE including Transient Surge Protection | [6 empty] | n
1 | No |  | Install and connect - Panel MSP-NE: 250A 4P MCCB Panel 8 Way |  |  | SWLV_001 | 510 | (__) |  | 01-001 |  |  |  | 2 |  | 0 | 0 | 12 | 12.6
1 | No |  | Install and connect - Panel MSP-NE: Metering Section c/w extension box |  |  | SWLV_001 | 510 | (__) |  | 01-001 |  |  |  | 2 |  | 0 | 0 | 4 | 4.2
1 | LS |  | Transportation |  |  | CRAI_002 | 962 | MISC | [5 empty] | 2 | 2004-05-22 | 250 | 250 |  | 0
1 | No |  | Label Large |  |  | CONS_020 | 875 | (__) |  | 05-001 |  |  |  | 3 | 1995-05-01 | 5.82 | 5.82 |  | 0
8 | No |  | Label Small |  |  | CONS_021 | 875 | (__) |  | 05-002 |  |  |  | 3 | 1995-05-01 | 3.49 | 27.92 |  | 0
6 | No |  | Screw Wood S6 |  |  | CONS_035 | 875 | (__) |  | 02-008 |  |  |  | 1 | 1994-12-01 | 0.02 | 0.12 |  | 0
6 | No |  | Rawl Plug S6 |  |  | CONS_030 | 875 | (__) |  | 02-009 |  |  |  | 1 | 1994-12-01 | 0.02 | 0.12 |  | 0
4 | No |  | Rawl Bolt 10mm |  |  | CONS_025 | 875 | (__) |  | 03-002 |  |  |  | 1 | 1994-12-01 | 0.58 | 2.32 |  | 0
[17 empty] | 0 |  | 0
d> | 0 |  |  |  |  | ICOST |  |  |  | mu_A | ITEM | [5 empty] | 286.3 |  | 16.8
|  |  |  | Sell Rate | Sell Total |  |  |  |  | IB | [17 empty] | U_M_Sell | T_M_Sell | U_L_Sell | T_L_Sell | Total_Sell | T_M_Cost | T_L_Phr | Mat/Lab=1
1 | LS |  | Item: c. | 1198.79 | 1198.79 | ISELL |  |  |  | mu_A | ITEM | [7 empty] | mu :1.22 | [8 empty] | 349.29 | 349.29 | 849.5 | 849.5 | 1198.79 | 286.3 | 24.15 | 310.45
|  |  | Main Switchgear Panel MSP-ES | [6 empty] | n
1 | No |  | Install and connect - Panel MSP-ES: 250A 4P MCCB Panel 16 Way |  |  | SWLV_001 | 510 | (__) |  | 01-001 |  |  |  | 2 |  | 0 | 0 | 19 | 19.95
1 | No |  | Install and connect - Panel MSP-ES: Metering Section c/w extension box |  |  | SWLV_001 | 510 | (__) |  | 01-001 |  |  |  | 2 |  | 0 | 0 | 4 | 4.2
1 | LS |  | Transportation |  |  | CRAI_002 | 962 | MISC | [5 empty] | 2 | 2004-05-22 | 250 | 250 |  | 0
1 | No |  | Label Large |  |  | CONS_020 | 875 | (__) |  | 05-001 |  |  |  | 3 | 1995-05-01 | 5.82 | 5.82 |  | 0
8 | No |  | Label Small |  |  | CONS_021 | 875 | (__) |  | 05-002 |  |  |  | 3 | 1995-05-01 | 3.49 | 27.92 |  | 0
6 | No |  | Screw Wood S6 |  |  | CONS_035 | 875 | (__) |  | 02-008 |  |  |  | 1 | 1994-12-01 | 0.02 | 0.12 |  | 0
6 | No |  | Rawl Plug S6 |  |  | CONS_030 | 875 | (__) |  | 02-009 |  |  |  | 1 | 1994-12-01 | 0.02 | 0.12 |  | 0
4 | No |  | Rawl Bolt 10mm |  |  | CONS_025 | 875 | (__) |  | 03-002 |  |  |  | 1 | 1994-12-01 | 0.58 | 2.32 |  | 0
[17 empty] | 0 |  | 0
d> | 0 |  |  |  |  | ICOST |  |  |  | mu_A | ITEM | [5 empty] | 286.3 |  | 24.15
|  |  |  | Sell Rate | Sell Total |  |  |  |  | IB | [17 empty] | U_M_Sell | T_M_Sell | U_L_Sell | T_L_Sell | Total_Sell | T_M_Cost | T_L_Phr | Mat/Lab=1
1 | LS |  | Item: d. | 462.67 | 462.67 | ISELL |  |  |  | mu_A | ITEM | [7 empty] | mu :1.22 | [8 empty] | 314.93 | 314.93 | 147.74 | 147.74 | 462.67 | 258.14 | 4.2 | 262.34
|  |  | 60kVAR Power Factor Correction Unit (PFCU) | [6 empty] | n
1 | No |  | Install and connect - 60kVAR Power Factor Correction Unit (PFCU) |  |  | SWLV_115 | 510 | (__) |  | 02-036 |  |  |  | 2 |  | 0 | 0 | 4 | 4.2
1 | LS |  | Transportation |  |  | CRAI_002 | 962 | MISC | [5 empty] | 2 | 2004-05-22 | 250 | 250 |  | 0
1 | No |  | Label Large |  |  | CONS_020 | 875 | (__) |  | 05-001 |  |  |  | 3 | 1995-05-01 | 5.82 | 5.82 |  | 0
4 | No |  | Rawl Bolt 10mm |  |  | CONS_025 | 875 | (__) |  | 03-002 |  |  |  | 1 | 1994-12-01 | 0.58 | 2.32 |  | 0
[17 empty] | 0 |  | 0
d> | 0 |  |  |  |  | ICOST |  |  |  | mu_A | ITEM | [5 empty] | 258.14 |  | 4.2
|  |  |  | Sell Rate | Sell Total |  |  |  |  | IB | [17 empty] | U_M_Sell | T_M_Sell | U_L_Sell | T_L_Sell | Total_Sell | T_M_Cost | T_L_Phr | Mat/Lab=1
1 | LS |  | Item: e. | 915.41 | 915.41 | ISELL |  |  |  | mu_A | ITEM | [7 empty] | mu :1.22 | [8 empty] | 619.93 | 619.93 | 295.48 | 295.48 | 915.41 | 508.14 | 8.4 | 516.54
|  |  | Switchgear Panel for Generator SP-GEN including Transient Surge Protection | [6 empty] | n
1 | No |  | Install and connect - Switchgear Panel for Generator SP-GEN including Transient Surge Protection |  |  | SWLV_001 | 510 | (__) |  | 01-001 |  |  |  | 2 |  | 0 | 0 | 8 | 8.4
1 | LS |  | Cranage and Transportation |  |  | CRAI_002 | 962 | MISC | [5 empty] | 2 | 2004-05-22 | 500 | 500 |  | 0
1 | No |  | Label Large |  |  | CONS_020 | 875 | (__) |  | 05-001 |  |  |  | 3 | 1995-05-01 | 5.82 | 5.82 |  | 0
4 | No |  | Rawl Bolt 10mm |  |  | CONS_025 | 875 | (__) |  | 03-002 |  |  |  | 1 | 1994-12-01 | 0.58 | 2.32 |  | 0
[17 empty] | 0 |  | 0
d> | 0 |  |  |  |  | ICOST |  |  |  | mu_A | ITEM | [5 empty] | 508.14 |  | 8.4
SB
| -0.015469 |  | PAGE: |  | 39868.47 | [5 empty] | PAGE | [5 empty] | 31074.53 |  | 55.65
| Discy: |  |  |  | PAGE SELL | [11 empty] | PAGE MAT |  | PAGE LAB
TB
t
POWER CABLING
TB
|  | t | Item: 3
Supply and install the following power cables. Cost is to, include all cable terminations and fixing accessories as, necessary.
|  |  |  | Sell Rate | Sell Total |  |  |  |  | IB | [17 empty] | U_M_Sell | T_M_Sell | U_L_Sell | T_L_Sell | Total_Sell | T_M_Cost | T_L_Phr | Mat/Lab=1
35 | m/r |  | Item: a. | 124.11 | 4343.85 | ISELL |  |  |  | mu_A | ITEM | [7 empty] | mu :1.22 | [8 empty] | 105.82 | 3703.7 | 18.29 | 640.15 | 4343.85 | 3035.9 | 18.2 | 106893.5
|  |  | From SP-INC to MSP-NE, 2 x (5 core x 70 mm2 ) XLPE/SWA/LSZH/Cu Cable | [6 empty] | n
|  | h | [EL25_0662B_Brittania_Hotel_Elec_Revised_Estim_B.xlsx]Elec_Rates!$D$15 |  |  | RATE_AAA
70 | 1 | 70 | 001# 5 core x 70 mm2 XLPE/SWA/LSZH/Cu Cable |  |  | RTLO_002 | [9 empty] | 43.37 | 3035.9 | 0.26 | 18.2
[17 empty] | 0 |  | 0
d> | 0 |  |  |  |  | ICOST |  |  |  | mu_A | ITEM | [5 empty] | 3035.9 |  | 18.2
|  |  |  | Sell Rate | Sell Total |  |  |  |  | IB | [17 empty] | U_M_Sell | T_M_Sell | U_L_Sell | T_L_Sell | Total_Sell | T_M_Cost | T_L_Phr | Mat/Lab=1
65 | m/r |  | Item: b. | 96.07 | 6244.55 | ISELL |  |  |  | mu_A | ITEM | [7 empty] | mu :1.22 | [8 empty] | 75.66 | 4917.9 | 20.41 | 1326.65 | 6244.55 | 4031.3 | 37.7 | 264485
|  |  | From SP-GEN to ATS, 2 x (5 core x 50 mm2 ) FG16(O)M16 Cable | [6 empty] | n
|  | h | [EL25_0662B_Brittania_Hotel_Elec_Revised_Estim_B.xlsx]Elec_Rates!$D$35 |  |  | RATE_AAA
130 | 1 | 130 | 003# 5 core x 50 mm2 FG16(O)M16 Cable |  |  | RTLO_002 | [9 empty] | 31.01 | 4031.3 | 0.29 | 37.7
[17 empty] | 0 |  | 0
d> | 0 |  |  |  |  | ICOST |  |  |  | mu_A | ITEM | [5 empty] | 4031.3 |  | 37.7
|  |  |  | Sell Rate | Sell Total |  |  |  |  | IB | [17 empty] | U_M_Sell | T_M_Sell | U_L_Sell | T_L_Sell | Total_Sell | T_M_Cost | T_L_Phr | Mat/Lab=1
10 | m/r |  | Item: c. | 96.07 | 960.7 | ISELL |  |  |  | mu_A | ITEM | [7 empty] | mu :1.22 | [8 empty] | 75.66 | 756.6 | 20.41 | 204.1 | 960.7 | 620.2 | 5.8 | 6260
|  |  | From MSP-NE to ATS, 2 x (5 core x 50 mm2 ) FG16(O)M16 Cable | [6 empty] | n
|  | h | [EL25_0662B_Brittania_Hotel_Elec_Revised_Estim_B.xlsx]Elec_Rates!$D$35 |  |  | RATE_AAA
20 | 1 | 20 | 003# 5 core x 50 mm2 FG16(O)M16 Cable |  |  | RTLO_002 | [9 empty] | 31.01 | 620.2 | 0.29 | 5.8
[17 empty] | 0 |  | 0
d> | 0 |  |  |  |  | ICOST |  |  |  | mu_A | ITEM | [5 empty] | 620.2 |  | 5.8
|  |  |  | Sell Rate | Sell Total |  |  |  |  | IB | [17 empty] | U_M_Sell | T_M_Sell | U_L_Sell | T_L_Sell | Total_Sell | T_M_Cost | T_L_Phr | Mat/Lab=1
10 | m/r |  | Item: d. | 96.07 | 960.7 | ISELL |  |  |  | mu_A | ITEM | [7 empty] | mu :1.22 | [8 empty] | 75.66 | 756.6 | 20.41 | 204.1 | 960.7 | 620.2 | 5.8 | 6260
|  |  | From ATS to MSP-ES, 2 x (5 core x 50 mm2 ) FG16(O)M16 Cable | [6 empty] | n
|  | h | [EL25_0662B_Brittania_Hotel_Elec_Revised_Estim_B.xlsx]Elec_Rates!$D$35 |  |  | RATE_AAA
20 | 1 | 20 | 003# 5 core x 50 mm2 FG16(O)M16 Cable |  |  | RTLO_002 | [9 empty] | 31.01 | 620.2 | 0.29 | 5.8
[17 empty] | 0 |  | 0
d> | 0 |  |  |  |  | ICOST |  |  |  | mu_A | ITEM | [5 empty] | 620.2 |  | 5.8
|  |  |  | Sell Rate | Sell Total |  |  |  |  | IB | [17 empty] | U_M_Sell | T_M_Sell | U_L_Sell | T_L_Sell | Total_Sell | T_M_Cost | T_L_Phr | Mat/Lab=1
10 | m/r |  | Item: e. | 73.21 | 732.1 | ISELL |  |  |  | mu_A | ITEM | [7 empty] | mu :1.22 | [8 empty] | 56.33 | 563.3 | 16.88 | 168.8 | 732.1 | 461.7 | 4.8 | 4665
|  |  | From MSP-NE to PFCU, 5 core x 70 mm2 FG16(O)M16 Cable | [6 empty] | n
|  | h | [EL25_0662B_Brittania_Hotel_Elec_Revised_Estim_B.xlsx]Elec_Rates!$D$25 |  |  | RATE_AAA
10 | 1 | 10 | 002# 5 core x 70 mm2 FG16(O)M16 Cable |  |  | RTLO_002 | [9 empty] | 46.17 | 461.7 | 0.48 | 4.8
[17 empty] | 0 |  | 0
d> | 0 |  |  |  |  | ICOST |  |  |  | mu_A | ITEM | [5 empty] | 461.7 |  | 4.8
|  |  |  | Sell Rate | Sell Total |  |  |  |  | IB | [17 empty] | U_M_Sell | T_M_Sell | U_L_Sell | T_L_Sell | Total_Sell | T_M_Cost | T_L_Phr | Mat/Lab=1
54 | m/r |  | Item: f. | 24.84 | 1341.36 | ISELL |  |  |  | mu_A | ITEM | [7 empty] | mu :1.22 | [8 empty] | 18.86 | 1018.44 | 5.98 | 322.92 | 1341.36 | 834.84 | 9.18 | 45577.08
|  |  | From MSP-NE to DB-OU, 5 core x 25 mm2 FG16(O)M16 Cable | [6 empty] | n
|  | h | [EL25_0662B_Brittania_Hotel_Elec_Revised_Estim_B.xlsx]Elec_Rates!$D$45 |  |  | RATE_AAA
54 | 1 | 54 | 004# 5 core x 25 mm2 FG16(O)M16 Cable |  |  | RTLO_002 | [9 empty] | 15.46 | 834.84 | 0.17 | 9.18
[17 empty] | 0 |  | 0
d> | 0 |  |  |  |  | ICOST |  |  |  | mu_A | ITEM | [5 empty] | 834.84 |  | 9.18
|  |  |  | Sell Rate | Sell Total |  |  |  |  | IB | [17 empty] | U_M_Sell | T_M_Sell | U_L_Sell | T_L_Sell | Total_Sell | T_M_Cost | T_L_Phr | Mat/Lab=1
55 | m/r |  | Item: g. | 23.58 | 1296.9 | ISELL |  |  |  | mu_A | ITEM | [7 empty] | mu :1.22 | [8 empty] | 19.72 | 1084.6 | 3.86 | 212.3 | 1296.9 | 888.8 | 6.05 | 49216.75
|  |  | From MSP-NE to Fire Fighting Lift ATS, 5 core x 6.0 mm2 Fire Rated F120 Cable | [6 empty] | n
|  | h | [EL25_0662B_Brittania_Hotel_Elec_Revised_Estim_B.xlsx]Elec_Rates!$D$115 |  |  | RATE_AAA
55 | 1 | 55 | 011# 5 core x 6.0 mm2 Fire Rated F120 Cable |  |  | RTLO_002 | [9 empty] | 16.16 | 888.8 | 0.11 | 6.05
[17 empty] | 0 |  | 0
d> | 0 |  |  |  |  | ICOST |  |  |  | mu_A | ITEM | [5 empty] | 888.8 |  | 6.05
|  |  |  | Sell Rate | Sell Total |  |  |  |  | IB | [17 empty] | U_M_Sell | T_M_Sell | U_L_Sell | T_L_Sell | Total_Sell | T_M_Cost | T_L_Phr | Mat/Lab=1
20 | m/r |  | Item: h. | 23.58 | 471.6 | ISELL |  |  |  | mu_A | ITEM | [7 empty] | mu :1.22 | [8 empty] | 19.72 | 394.4 | 3.86 | 77.2 | 471.6 | 323.2 | 2.2 | 6508
|  |  | From SP-GEN to Smoke Fans ATS, 5 core x 6.0 mm2 Fire Rated F120 Cable | [6 empty] | n
|  | h | [EL25_0662B_Brittania_Hotel_Elec_Revised_Estim_B.xlsx]Elec_Rates!$D$115 |  |  | RATE_AAA
20 | 1 | 20 | 011# 5 core x 6.0 mm2 Fire Rated F120 Cable |  |  | RTLO_002 | [9 empty] | 16.16 | 323.2 | 0.11 | 2.2
[17 empty] | 0 |  | 0
d> | 0 |  |  |  |  | ICOST |  |  |  | mu_A | ITEM | [5 empty] | 323.2 |  | 2.2
|  |  |  | Sell Rate | Sell Total |  |  |  |  | IB | [17 empty] | U_M_Sell | T_M_Sell | U_L_Sell | T_L_Sell | Total_Sell | T_M_Cost | T_L_Phr | Mat/Lab=1
15 | m/r |  | Item: i. | 23.58 | 353.7 | ISELL |  |  |  | mu_A | ITEM | [7 empty] | mu :1.22 | [8 empty] | 19.72 | 295.8 | 3.86 | 57.9 | 353.7 | 242.4 | 1.65 | 3660.75
|  |  | From SP-GEN to Fire Fighting Lift ATS, 5 core x 6.0 mm2 Fire Rated F120 Cable | [6 empty] | n
|  | h | [EL25_0662B_Brittania_Hotel_Elec_Revised_Estim_B.xlsx]Elec_Rates!$D$115 |  |  | RATE_AAA
15 | 1 | 15 | 011# 5 core x 6.0 mm2 Fire Rated F120 Cable |  |  | RTLO_002 | [9 empty] | 16.16 | 242.4 | 0.11 | 1.65
[17 empty] | 0 |  | 0
d> | 0 |  |  |  |  | ICOST |  |  |  | mu_A | ITEM | [5 empty] | 242.4 |  | 1.65
|  |  |  | Sell Rate | Sell Total |  |  |  |  | IB | [17 empty] | U_M_Sell | T_M_Sell | U_L_Sell | T_L_Sell | Total_Sell | T_M_Cost | T_L_Phr | Mat/Lab=1
13 | m/r |  | Item: j. | 13.11 | 170.43 | ISELL |  |  |  | mu_A | ITEM | [7 empty] | mu :1.22 | [8 empty] | 8.19 | 106.47 | 4.92 | 63.96 | 170.43 | 87.23 | 1.82 | 1157.65
|  |  | From MSP-ES to DB-B1, 5 core x 10 mm2 FG16(O)M16 Cable | [6 empty] | n
|  | h | [EL25_0662B_Brittania_Hotel_Elec_Revised_Estim_B.xlsx]Elec_Rates!$D$55 |  |  | RATE_AAA
13 | 1 | 13 | 005# 5 core x 10 mm2 FG16(O)M16 Cable |  |  | RTLO_002 | [9 empty] | 6.71 | 87.23 | 0.14 | 1.82
[17 empty] | 0 |  | 0
d> | 0 |  |  |  |  | ICOST |  |  |  | mu_A | ITEM | [5 empty] | 87.23 |  | 1.82
|  |  |  | Sell Rate | Sell Total |  |  |  |  | IB | [17 empty] | U_M_Sell | T_M_Sell | U_L_Sell | T_L_Sell | Total_Sell | T_M_Cost | T_L_Phr | Mat/Lab=1
22 | m/r |  | Item: k. | 24.84 | 546.48 | ISELL |  |  |  | mu_A | ITEM | [7 empty] | mu :1.22 | [8 empty] | 18.86 | 414.92 | 5.98 | 131.56 | 546.48 | 340.12 | 3.74 | 7564.92
|  |  | From MSP-ES to DB-K, 5 core x 25 mm2 FG16(O)M16 Cable | [6 empty] | n
|  | h | [EL25_0662B_Brittania_Hotel_Elec_Revised_Estim_B.xlsx]Elec_Rates!$D$45 |  |  | RATE_AAA
22 | 1 | 22 | 004# 5 core x 25 mm2 FG16(O)M16 Cable |  |  | RTLO_002 | [9 empty] | 15.46 | 340.12 | 0.17 | 3.74
[17 empty] | 0 |  | 0
d> | 0 |  |  |  |  | ICOST |  |  |  | mu_A | ITEM | [5 empty] | 340.12 |  | 3.74
|  |  |  | Sell Rate | Sell Total |  |  |  |  | IB | [17 empty] | U_M_Sell | T_M_Sell | U_L_Sell | T_L_Sell | Total_Sell | T_M_Cost | T_L_Phr | Mat/Lab=1
7 | m/r |  | Item: l. | 13.11 | 91.77 | ISELL |  |  |  | mu_A | ITEM | [7 empty] | mu :1.22 | [8 empty] | 8.19 | 57.33 | 4.92 | 34.44 | 91.77 | 46.97 | 0.98 | 335.65
|  |  | From MSP-ES to DB-L0, 5 core x 10 mm2 FG16(O)M16 Cable | [6 empty] | n
|  | h | [EL25_0662B_Brittania_Hotel_Elec_Revised_Estim_B.xlsx]Elec_Rates!$D$55 |  |  | RATE_AAA
7 | 1 | 7 | 005# 5 core x 10 mm2 FG16(O)M16 Cable |  |  | RTLO_002 | [9 empty] | 6.71 | 46.97 | 0.14 | 0.98
[17 empty] | 0 |  | 0
d> | 0 |  |  |  |  | ICOST |  |  |  | mu_A | ITEM | [5 empty] | 46.97 |  | 0.98
|  |  |  | Sell Rate | Sell Total |  |  |  |  | IB | [17 empty] | U_M_Sell | T_M_Sell | U_L_Sell | T_L_Sell | Total_Sell | T_M_Cost | T_L_Phr | Mat/Lab=1
38 | m/r |  | Item: m. | 13.11 | 498.18 | ISELL |  |  |  | mu_A | ITEM | [7 empty] | mu :1.22 | [8 empty] | 8.19 | 311.22 | 4.92 | 186.96 | 498.18 | 254.98 | 5.32 | 9891.4
|  |  | From MSP-ES to DB-L1, 5 core x 10 mm2 FG16(O)M16 Cable | [6 empty] | n
|  | h | [EL25_0662B_Brittania_Hotel_Elec_Revised_Estim_B.xlsx]Elec_Rates!$D$55 |  |  | RATE_AAA
38 | 1 | 38 | 005# 5 core x 10 mm2 FG16(O)M16 Cable |  |  | RTLO_002 | [9 empty] | 6.71 | 254.98 | 0.14 | 5.32
[17 empty] | 0 |  | 0
d> | 0 |  |  |  |  | ICOST |  |  |  | mu_A | ITEM | [5 empty] | 254.98 |  | 5.32
|  |  |  | Sell Rate | Sell Total |  |  |  |  | IB | [17 empty] | U_M_Sell | T_M_Sell | U_L_Sell | T_L_Sell | Total_Sell | T_M_Cost | T_L_Phr | Mat/Lab=1
40 | m/r |  | Item: n. | 13.11 | 524.4 | ISELL |  |  |  | mu_A | ITEM | [7 empty] | mu :1.22 | [8 empty] | 8.19 | 327.6 | 4.92 | 196.8 | 524.4 | 268.4 | 5.6 | 10960
|  |  | From MSP-ES to DB-L2, 5 core x 10 mm2 FG16(O)M16 Cable | [6 empty] | n
|  | h | [EL25_0662B_Brittania_Hotel_Elec_Revised_Estim_B.xlsx]Elec_Rates!$D$55 |  |  | RATE_AAA
40 | 1 | 40 | 005# 5 core x 10 mm2 FG16(O)M16 Cable |  |  | RTLO_002 | [9 empty] | 6.71 | 268.4 | 0.14 | 5.6
[17 empty] | 0 |  | 0
d> | 0 |  |  |  |  | ICOST |  |  |  | mu_A | ITEM | [5 empty] | 268.4 |  | 5.6
SB
| -0.47694 |  | PAGE: |  | 18536.72 | [5 empty] | PAGE | [5 empty] | 12056.24 |  | 108.84
| Discy: |  |  |  | PAGE SELL | [11 empty] | PAGE MAT |  | PAGE LAB
|  |  |  | Sell Rate | Sell Total |  |  |  |  | IB | [17 empty] | U_M_Sell | T_M_Sell | U_L_Sell | T_L_Sell | Total_Sell | T_M_Cost | T_L_Phr | Mat/Lab=1
48 | m/r |  | Item: o. | 13.11 | 629.28 | ISELL |  |  |  | mu_A | ITEM | [7 empty] | mu :1.22 | [8 empty] | 8.19 | 393.12 | 4.92 | 236.16 | 629.28 | 322.08 | 6.72 | 15782.4
|  |  | From MSP-ES to DB-L3, 5 core x 10 mm2 FG16(O)M16 Cable | [6 empty] | n
|  | h | [EL25_0662B_Brittania_Hotel_Elec_Revised_Estim_B.xlsx]Elec_Rates!$D$55 |  |  | RATE_AAA
48 | 1 | 48 | 005# 5 core x 10 mm2 FG16(O)M16 Cable |  |  | RTLO_002 | [9 empty] | 6.71 | 322.08 | 0.14 | 6.72
[17 empty] | 0 |  | 0
d> | 0 |  |  |  |  | ICOST |  |  |  | mu_A | ITEM | [5 empty] | 322.08 |  | 6.72
|  |  |  | Sell Rate | Sell Total |  |  |  |  | IB | [17 empty] | U_M_Sell | T_M_Sell | U_L_Sell | T_L_Sell | Total_Sell | T_M_Cost | T_L_Phr | Mat/Lab=1
51 | m/r |  | Item: p. | 13.11 | 668.61 | ISELL |  |  |  | mu_A | ITEM | [7 empty] | mu :1.22 | [8 empty] | 8.19 | 417.69 | 4.92 | 250.92 | 668.61 | 342.21 | 7.14 | 17816.85
|  |  | From MSP-ES to DB-L4, 5 core x 10 mm2 FG16(O)M16 Cable | [6 empty] | n
|  | h | [EL25_0662B_Brittania_Hotel_Elec_Revised_Estim_B.xlsx]Elec_Rates!$D$55 |  |  | RATE_AAA
51 | 1 | 51 | 005# 5 core x 10 mm2 FG16(O)M16 Cable |  |  | RTLO_002 | [9 empty] | 6.71 | 342.21 | 0.14 | 7.14
[17 empty] | 0 |  | 0
d> | 0 |  |  |  |  | ICOST |  |  |  | mu_A | ITEM | [5 empty] | 342.21 |  | 7.14
|  |  |  | Sell Rate | Sell Total |  |  |  |  | IB | [17 empty] | U_M_Sell | T_M_Sell | U_L_Sell | T_L_Sell | Total_Sell | T_M_Cost | T_L_Phr | Mat/Lab=1
51 | m/r |  | Item: q. | 13.11 | 668.61 | ISELL |  |  |  | mu_A | ITEM | [7 empty] | mu :1.22 | [8 empty] | 8.19 | 417.69 | 4.92 | 250.92 | 668.61 | 342.21 | 7.14 | 17816.85
|  |  | From MSP-ES to DB-L5, 5 core x 10 mm2 FG16(O)M16 Cable | [6 empty] | n
|  | h | [EL25_0662B_Brittania_Hotel_Elec_Revised_Estim_B.xlsx]Elec_Rates!$D$55 |  |  | RATE_AAA
51 | 1 | 51 | 005# 5 core x 10 mm2 FG16(O)M16 Cable |  |  | RTLO_002 | [9 empty] | 6.71 | 342.21 | 0.14 | 7.14
[17 empty] | 0 |  | 0
d> | 0 |  |  |  |  | ICOST |  |  |  | mu_A | ITEM | [5 empty] | 342.21 |  | 7.14
|  |  |  | Sell Rate | Sell Total |  |  |  |  | IB | [17 empty] | U_M_Sell | T_M_Sell | U_L_Sell | T_L_Sell | Total_Sell | T_M_Cost | T_L_Phr | Mat/Lab=1
7 | m/r |  | Item: r. | 13.11 | 91.77 | ISELL |  |  |  | mu_A | ITEM | [7 empty] | mu :1.22 | [8 empty] | 8.19 | 57.33 | 4.92 | 34.44 | 91.77 | 46.97 | 0.98 | 335.65
|  |  | From MSP-ES to DB-CA, 5 core x 10 mm2 FG16(O)M16 Cable | [6 empty] | n
|  | h | [EL25_0662B_Brittania_Hotel_Elec_Revised_Estim_B.xlsx]Elec_Rates!$D$55 |  |  | RATE_AAA
7 | 1 | 7 | 005# 5 core x 10 mm2 FG16(O)M16 Cable |  |  | RTLO_002 | [9 empty] | 6.71 | 46.97 | 0.14 | 0.98
[17 empty] | 0 |  | 0
d> | 0 |  |  |  |  | ICOST |  |  |  | mu_A | ITEM | [5 empty] | 46.97 |  | 0.98
|  |  |  | Sell Rate | Sell Total |  |  |  |  | IB | [17 empty] | U_M_Sell | T_M_Sell | U_L_Sell | T_L_Sell | Total_Sell | T_M_Cost | T_L_Phr | Mat/Lab=1
35 | m/r |  | Item: s. | 13.4 | 469 | ISELL |  |  |  | mu_A | ITEM | [7 empty] | mu :1.22 | [8 empty] | 10.24 | 358.4 | 3.16 | 110.6 | 469 | 293.65 | 3.15 | 10388
|  |  | From MSP-ES to Fire Alarm Panel, 3 core x 2.5 mm2 Fire Rated F120 Cable | [6 empty] | n
|  | h | [EL25_0662B_Brittania_Hotel_Elec_Revised_Estim_B.xlsx]Elec_Rates!$D$125 |  |  | RATE_AAA
35 | 1 | 35 | 012# 3 core x 2.5 mm2 Fire Rated F120 Cable |  |  | RTLO_002 | [9 empty] | 8.39 | 293.65 | 0.09 | 3.15
[17 empty] | 0 |  | 0
d> | 0 |  |  |  |  | ICOST |  |  |  | mu_A | ITEM | [5 empty] | 293.65 |  | 3.15
|  |  |  | Sell Rate | Sell Total |  |  |  |  | IB | [17 empty] | U_M_Sell | T_M_Sell | U_L_Sell | T_L_Sell | Total_Sell | T_M_Cost | T_L_Phr | Mat/Lab=1
35 | m/r |  | Item: t. | 13.4 | 469 | ISELL |  |  |  | mu_A | ITEM | [7 empty] | mu :1.22 | [8 empty] | 10.24 | 358.4 | 3.16 | 110.6 | 469 | 293.65 | 3.15 | 10388
|  |  | From MSP-ES to Fire Damper Control Panel, 3 core x 2.5 mm2 Fire Rated F120 Cable | [6 empty] | n
|  | h | [EL25_0662B_Brittania_Hotel_Elec_Revised_Estim_B.xlsx]Elec_Rates!$D$125 |  |  | RATE_AAA
35 | 1 | 35 | 012# 3 core x 2.5 mm2 Fire Rated F120 Cable |  |  | RTLO_002 | [9 empty] | 8.39 | 293.65 | 0.09 | 3.15
[17 empty] | 0 |  | 0
d> | 0 |  |  |  |  | ICOST |  |  |  | mu_A | ITEM | [5 empty] | 293.65 |  | 3.15
|  |  |  | Sell Rate | Sell Total |  |  |  |  | IB | [17 empty] | U_M_Sell | T_M_Sell | U_L_Sell | T_L_Sell | Total_Sell | T_M_Cost | T_L_Phr | Mat/Lab=1
32 | m/r |  | Item: u. | 13.4 | 428.8 | ISELL |  |  |  | mu_A | ITEM | [7 empty] | mu :1.22 | [8 empty] | 10.24 | 327.68 | 3.16 | 101.12 | 428.8 | 268.48 | 2.88 | 8683.52
|  |  | From MSP-ES to Kitchen Hood Suppression System, 3 core x 2.5 mm2 Fire Rated F120 Cable | [6 empty] | n
|  | h | [EL25_0662B_Brittania_Hotel_Elec_Revised_Estim_B.xlsx]Elec_Rates!$D$125 |  |  | RATE_AAA
32 | 1 | 32 | 012# 3 core x 2.5 mm2 Fire Rated F120 Cable |  |  | RTLO_002 | [9 empty] | 8.39 | 268.48 | 0.09 | 2.88
[17 empty] | 0 |  | 0
d> | 0 |  |  |  |  | ICOST |  |  |  | mu_A | ITEM | [5 empty] | 268.48 |  | 2.88
|  |  |  | Sell Rate | Sell Total |  |  |  |  | IB | [17 empty] | U_M_Sell | T_M_Sell | U_L_Sell | T_L_Sell | Total_Sell | T_M_Cost | T_L_Phr | Mat/Lab=1
65 | m/r |  | Item: v. | 23.58 | 1532.7 | ISELL |  |  |  | mu_A | ITEM | [7 empty] | mu :1.22 | [8 empty] | 19.72 | 1281.8 | 3.86 | 250.9 | 1532.7 | 1050.4 | 7.15 | 68740.75
|  |  | From MSP-NE to Smoke Fans ATS, 5 core x 6.0 mm2 Fire Rated F120 Cable | [6 empty] | n
|  | h | [EL25_0662B_Brittania_Hotel_Elec_Revised_Estim_B.xlsx]Elec_Rates!$D$115 |  |  | RATE_AAA
65 | 1 | 65 | 011# 5 core x 6.0 mm2 Fire Rated F120 Cable |  |  | RTLO_002 | [9 empty] | 16.16 | 1050.4 | 0.11 | 7.15
[17 empty] | 0 |  | 0
d> | 0 |  |  |  |  | ICOST |  |  |  | mu_A | ITEM | [5 empty] | 1050.4 |  | 7.15
TB
t
CABLE MANAGEMENT
TB
|  | t | Item: 4
Supply and install the following galvanised steel cable, tray. The cost is to include all bracketing as necessary.
|  |  |  | Sell Rate | Sell Total |  |  |  |  | IB | [17 empty] | U_M_Sell | T_M_Sell | U_L_Sell | T_L_Sell | Total_Sell | T_M_Cost | T_L_Phr | Mat/Lab=1
30 | m |  | Item: a. | 25.53 | 765.9 | ISELL |  |  |  | mu_A | ITEM | [7 empty] | mu :1.22 | [8 empty] | 9.35 | 280.5 | 16.18 | 485.4 | 765.9 | 229.8 | 13.8 | 7308
|  |  | 100mm | [6 empty] | n
|  | h | [EL25_0662B_Brittania_Hotel_Elec_Revised_Estim_B.xlsx]Elec_Rates!$D$135 |  |  | RATE_AAA
30 | 1 | 30 | 013# HDG Cable Tray Size 100mm x 50mm |  |  | RTLO_002 | [9 empty] | 4.01 | 120.3 | 0.21 | 6.3
|  | h | [EL25_0662B_Brittania_Hotel_Elec_Revised_Estim_B.xlsx]Elec_Rates!$D$180 |  |  | RATE_AAA
30 | 1 | 30 | 018# Cable Containment Supports |  |  | RTLO_002 | [9 empty] | 3.65 | 109.5 | 0.25 | 7.5
[17 empty] | 0 |  | 0
d> | 0 |  |  |  |  | ICOST |  |  |  | mu_A | ITEM | [5 empty] | 229.8 |  | 13.8
|  |  |  | Sell Rate | Sell Total |  |  |  |  | IB | [17 empty] | U_M_Sell | T_M_Sell | U_L_Sell | T_L_Sell | Total_Sell | T_M_Cost | T_L_Phr | Mat/Lab=1
30 | m |  | Item: b. | 36.52 | 1095.6 | ISELL |  |  |  | mu_A | ITEM | [7 empty] | mu :1.22 | [8 empty] | 12.96 | 388.8 | 23.56 | 706.8 | 1095.6 | 318.6 | 20.1 | 10161
|  |  | 200mm | [6 empty] | n
|  | h | [EL25_0662B_Brittania_Hotel_Elec_Revised_Estim_B.xlsx]Elec_Rates!$D$144 |  |  | RATE_AAA
30 | 1 | 30 | 014# HDG Cable Tray Size 200mm x 50mm |  |  | RTLO_002 | [9 empty] | 5.51 | 165.3 | 0.32 | 9.6
|  | h | [EL25_0662B_Brittania_Hotel_Elec_Revised_Estim_B.xlsx]Elec_Rates!$D$180 |  |  | RATE_AAA
30 | 1.4 | 42 | 018# Cable Containment Supports |  |  | RTLO_002 | [9 empty] | 5.11 | 153.3 | 0.35 | 10.5
[17 empty] | 0 |  | 0
d> | 0 |  |  |  |  | ICOST |  |  |  | mu_A | ITEM | [5 empty] | 318.6 |  | 20.1
|  |  |  | Sell Rate | Sell Total |  |  |  |  | IB | [17 empty] | U_M_Sell | T_M_Sell | U_L_Sell | T_L_Sell | Total_Sell | T_M_Cost | T_L_Phr | Mat/Lab=1
10 | m |  | Item: c. | 42.77 | 427.7 | ISELL |  |  |  | mu_A | ITEM | [7 empty] | mu :1.22 | [8 empty] | 15.69 | 156.9 | 27.08 | 270.8 | 427.7 | 128.6 | 7.7 | 1363
|  |  | 300mm | [6 empty] | n
|  | h | [EL25_0662B_Brittania_Hotel_Elec_Revised_Estim_B.xlsx]Elec_Rates!$D$153 |  |  | RATE_AAA
10 | 1 | 10 | 015# HDG Cable Tray Size 300mm x 50mm |  |  | RTLO_002 | [9 empty] | 7.02 | 70.2 | 0.37 | 3.7
|  | h | [EL25_0662B_Brittania_Hotel_Elec_Revised_Estim_B.xlsx]Elec_Rates!$D$180 |  |  | RATE_AAA
10 | 1.6 | 16 | 018# Cable Containment Supports |  |  | RTLO_002 | [9 empty] | 5.84 | 58.4 | 0.4 | 4
[17 empty] | 0 |  | 0
d> | 0 |  |  |  |  | ICOST |  |  |  | mu_A | ITEM | [5 empty] | 128.6 |  | 7.7
|  |  |  | Sell Rate | Sell Total |  |  |  |  | IB | [17 empty] | U_M_Sell | T_M_Sell | U_L_Sell | T_L_Sell | Total_Sell | T_M_Cost | T_L_Phr | Mat/Lab=1
30 | m |  | Item: d. | 51.17 | 1535.1 | ISELL |  |  |  | mu_A | ITEM | [7 empty] | mu :1.22 | [8 empty] | 20.57 | 617.1 | 30.6 | 918 | 1535.1 | 505.8 | 26.1 | 15957
|  |  | 400mm | [6 empty] | n
|  | h | [EL25_0662B_Brittania_Hotel_Elec_Revised_Estim_B.xlsx]Elec_Rates!$D$162 |  |  | RATE_AAA
30 | 1 | 30 | 016# HDG Cable Tray Size 400mm x 50mm |  |  | RTLO_002 | [9 empty] | 10.29 | 308.7 | 0.42 | 12.6
|  | h | [EL25_0662B_Brittania_Hotel_Elec_Revised_Estim_B.xlsx]Elec_Rates!$D$180 |  |  | RATE_AAA
30 | 1.8 | 54 | 018# Cable Containment Supports |  |  | RTLO_002 | [9 empty] | 6.57 | 197.1 | 0.45 | 13.5
[17 empty] | 0 |  | 0
d> | 0 |  |  |  |  | ICOST |  |  |  | mu_A | ITEM | [5 empty] | 505.8 |  | 26.1
|  |  |  | Sell Rate | Sell Total |  |  |  |  | IB | [17 empty] | U_M_Sell | T_M_Sell | U_L_Sell | T_L_Sell | Total_Sell | T_M_Cost | T_L_Phr | Mat/Lab=1
20 | m |  | Item: e. | 57.85 | 1157 | ISELL |  |  |  | mu_A | ITEM | [7 empty] | mu :1.22 | [8 empty] | 23.73 | 474.6 | 34.12 | 682.4 | 1157 | 389 | 19.4 | 8168
|  |  | 500mm | [6 empty] | n
|  | h | [EL25_0662B_Brittania_Hotel_Elec_Revised_Estim_B.xlsx]Elec_Rates!$D$171 |  |  | RATE_AAA
20 | 1 | 20 | 017# HDG Cable Tray Size 500mm x 50mm |  |  | RTLO_002 | [9 empty] | 12.15 | 243 | 0.47 | 9.4
|  | h | [EL25_0662B_Brittania_Hotel_Elec_Revised_Estim_B.xlsx]Elec_Rates!$D$180 |  |  | RATE_AAA
20 | 2 | 40 | 018# Cable Containment Supports |  |  | RTLO_002 | [9 empty] | 7.3 | 146 | 0.5 | 10
[17 empty] | 0 |  | 0
d> | 0 |  |  |  |  | ICOST |  |  |  | mu_A | ITEM | [5 empty] | 389 |  | 19.4
SB
| -0.75377 |  | PAGE: |  | 9939.07 | [5 empty] | PAGE | [5 empty] | 4531.45 |  | 125.41
| Discy: |  |  |  | PAGE SELL | [11 empty] | PAGE MAT |  | PAGE LAB
TB
t
BASEMENT LEVEL -1
TB
t
LIGHTING INSTALLATION
TB
|  | t | Item: 5
Supply and install the following lighting points as specified. (Moulded Plastic Installation)
|  |  |  | Sell Rate | Sell Total |  |  |  |  | IB | [17 empty] | U_M_Sell | T_M_Sell | U_L_Sell | T_L_Sell | Total_Sell | T_M_Cost | T_L_Phr | Mat/Lab=1
1 | No. |  | Item: a. | 57.85 | 57.85 | ISELL |  |  |  | mu_A | ITEM | [7 empty] | mu :1.22 | [8 empty] | 11.77 | 11.77 | 46.08 | 46.08 | 57.85 | 9.65 | 1.31 | 10.96
|  |  | One light point controlled by one switch | [6 empty] | n
|  | h | [EL25_0662B_Brittania_Hotel_Elec_Revised_Estim_B.xlsx]Elec_Rates!$D$200 |  |  | RATE_AAA
1 | 1 | 1 | 019# Lighting point in LSZH Conduit |  | 1Pt x 1Sw | RTLO_002 | [9 empty] | 9.65 | 9.65 | 1.31 | 1.31
[17 empty] | 0 |  | 0
d> | 0 |  |  |  |  | ICOST |  |  |  | mu_A | ITEM | [5 empty] | 9.65 |  | 1.31
|  |  |  | Sell Rate | Sell Total |  |  |  |  | IB | [17 empty] | U_M_Sell | T_M_Sell | U_L_Sell | T_L_Sell | Total_Sell | T_M_Cost | T_L_Phr | Mat/Lab=1
1 | No. |  | Item: b. | 260.34 | 260.34 | ISELL |  |  |  | mu_A | ITEM | [7 empty] | mu :1.22 | [8 empty] | 52.98 | 52.98 | 207.36 | 207.36 | 260.34 | 43.43 | 5.9 | 49.33
|  |  | Eight light points controlled by one switch | [6 empty] | n
|  | h | [EL25_0662B_Brittania_Hotel_Elec_Revised_Estim_B.xlsx]Elec_Rates!$D$200 |  |  | RATE_AAA
1 | 4.5 | 4.5 | 019# Lighting point in LSZH Conduit |  | 8Pt x 1Sw | RTLO_002 | [9 empty] | 43.425 | 43.425 | 5.895 | 5.895
[17 empty] | 0 |  | 0
d> | 0 |  |  |  |  | ICOST |  |  |  | mu_A | ITEM | [5 empty] | 43.425 |  | 5.895
|  |  |  | Sell Rate | Sell Total |  |  |  |  | IB | [17 empty] | U_M_Sell | T_M_Sell | U_L_Sell | T_L_Sell | Total_Sell | T_M_Cost | T_L_Phr | Mat/Lab=1
1 | No. |  | Item: c. | 86.78 | 86.78 | ISELL |  |  |  | mu_A | ITEM | [7 empty] | mu :1.22 | [8 empty] | 17.66 | 17.66 | 69.12 | 69.12 | 86.78 | 14.48 | 1.97 | 16.45
|  |  | One light point controlled by two two-way switches | [6 empty] | n
|  | h | [EL25_0662B_Brittania_Hotel_Elec_Revised_Estim_B.xlsx]Elec_Rates!$D$200 |  |  | RATE_AAA
1 | 1.5 | 1.5 | 019# Lighting point in LSZH Conduit |  | 1Pt x 2,2Way Sw | RTLO_002 | [9 empty] | 14.475 | 14.475 | 1.965 | 1.965
[17 empty] | 0 |  | 0
d> | 0 |  |  |  |  | ICOST |  |  |  | mu_A | ITEM | [5 empty] | 14.475 |  | 1.965
|  |  |  | Sell Rate | Sell Total |  |  |  |  | IB | [17 empty] | U_M_Sell | T_M_Sell | U_L_Sell | T_L_Sell | Total_Sell | T_M_Cost | T_L_Phr | Mat/Lab=1
1 | No. |  | Item: d. | 115.71 | 115.71 | ISELL |  |  |  | mu_A | ITEM | [7 empty] | mu :1.22 | [8 empty] | 23.55 | 23.55 | 92.16 | 92.16 | 115.71 | 19.3 | 2.62 | 21.92
|  |  | Two light points controlled by two two-way switches | [6 empty] | n
|  | h | [EL25_0662B_Brittania_Hotel_Elec_Revised_Estim_B.xlsx]Elec_Rates!$D$200 |  |  | RATE_AAA
1 | 2 | 2 | 019# Lighting point in LSZH Conduit |  | 2Pt x 2,2Way Sw | RTLO_002 | [9 empty] | 19.3 | 19.3 | 2.62 | 2.62
[17 empty] | 0 |  | 0
d> | 0 |  |  |  |  | ICOST |  |  |  | mu_A | ITEM | [5 empty] | 19.3 |  | 2.62
|  |  |  | Sell Rate | Sell Total |  |  |  |  | IB | [17 empty] | U_M_Sell | T_M_Sell | U_L_Sell | T_L_Sell | Total_Sell | T_M_Cost | T_L_Phr | Mat/Lab=1
1 | No. |  | Item: e. | 173.56 | 173.56 | ISELL |  |  |  | mu_A | ITEM | [7 empty] | mu :1.22 | [8 empty] | 35.32 | 35.32 | 138.24 | 138.24 | 173.56 | 28.95 | 3.93 | 32.88
|  |  | Four light points controlled by two two-way switches | [6 empty] | n
|  | h | [EL25_0662B_Brittania_Hotel_Elec_Revised_Estim_B.xlsx]Elec_Rates!$D$200 |  |  | RATE_AAA
1 | 3 | 3 | 019# Lighting point in LSZH Conduit |  | 4Pt x 2,2Way Sw | RTLO_002 | [9 empty] | 28.95 | 28.95 | 3.93 | 3.93
[17 empty] | 0 |  | 0
d> | 0 |  |  |  |  | ICOST |  |  |  | mu_A | ITEM | [5 empty] | 28.95 |  | 3.93
|  |  |  | Sell Rate | Sell Total |  |  |  |  | IB | [17 empty] | U_M_Sell | T_M_Sell | U_L_Sell | T_L_Sell | Total_Sell | T_M_Cost | T_L_Phr | Mat/Lab=1
3 | No. |  | Item: f. | 88.56 | 265.68 | ISELL |  |  |  | mu_A | ITEM | [7 empty] | mu :1.22 | [8 empty] | 33.33 | 99.99 | 55.23 | 165.69 | 265.68 | 81.96 | 4.71 | 260.01
|  |  | One light point controlled by one movement detector | [6 empty] | n
|  | h | [EL25_0662B_Brittania_Hotel_Elec_Revised_Estim_B.xlsx]Elec_Rates!$D$200 |  |  | RATE_AAA
3 | 1 | 3 | 019# Lighting point in LSZH Conduit |  | 1Pt x 1Sw | RTLO_002 | [9 empty] | 9.65 | 28.95 | 1.31 | 3.93
|  | h | [EL25_0662B_Brittania_Hotel_Elec_Revised_Estim_B.xlsx]Elec_Rates!$D$210 |  |  | RATE_AAA
3 | 1 | 3 | 020# Movement Detector |  |  | RTLO_002 | [9 empty] | 17.67 | 53.01 | 0.26 | 0.78
[17 empty] | 0 |  | 0
d> | 0 |  |  |  |  | ICOST |  |  |  | mu_A | ITEM | [5 empty] | 81.96 |  | 4.71
|  |  |  | Sell Rate | Sell Total |  |  |  |  | IB | [17 empty] | U_M_Sell | T_M_Sell | U_L_Sell | T_L_Sell | Total_Sell | T_M_Cost | T_L_Phr | Mat/Lab=1
2 | No. |  | Item: g. | 117.48 | 234.96 | ISELL |  |  |  | mu_A | ITEM | [7 empty] | mu :1.22 | [8 empty] | 39.22 | 78.44 | 78.26 | 156.52 | 234.96 | 64.29 | 4.45 | 137.48
|  |  | Two light points controlled by one movement detector | [6 empty] | n
|  | h | [EL25_0662B_Brittania_Hotel_Elec_Revised_Estim_B.xlsx]Elec_Rates!$D$200 |  |  | RATE_AAA
2 | 1.5 | 3 | 019# Lighting point in LSZH Conduit |  | 2Pt x 1Sw | RTLO_002 | [9 empty] | 14.475 | 28.95 | 1.965 | 3.93
|  | h | [EL25_0662B_Brittania_Hotel_Elec_Revised_Estim_B.xlsx]Elec_Rates!$D$210 |  |  | RATE_AAA
2 | 1 | 2 | 020# Movement Detector |  |  | RTLO_002 | [9 empty] | 17.67 | 35.34 | 0.26 | 0.52
[17 empty] | 0 |  | 0
d> | 0 |  |  |  |  | ICOST |  |  |  | mu_A | ITEM | [5 empty] | 64.29 |  | 4.45
|  |  |  | Sell Rate | Sell Total |  |  |  |  | IB | [17 empty] | U_M_Sell | T_M_Sell | U_L_Sell | T_L_Sell | Total_Sell | T_M_Cost | T_L_Phr | Mat/Lab=1
1 | No. |  | Item: h. | 175.34 | 175.34 | ISELL |  |  |  | mu_A | ITEM | [7 empty] | mu :1.22 | [8 empty] | 50.99 | 50.99 | 124.35 | 124.35 | 175.34 | 41.8 | 3.54 | 45.34
|  |  | Three light points and one extractor fan controlled by one movement detector | [6 empty] | n
|  | h | [EL25_0662B_Brittania_Hotel_Elec_Revised_Estim_B.xlsx]Elec_Rates!$D$200 |  |  | RATE_AAA
1 | 2.5 | 2.5 | 019# Lighting point in LSZH Conduit |  | 4Pt x 1Sw | RTLO_002 | [9 empty] | 24.125 | 24.125 | 3.275 | 3.275
|  | h | [EL25_0662B_Brittania_Hotel_Elec_Revised_Estim_B.xlsx]Elec_Rates!$D$210 |  |  | RATE_AAA
1 | 1 | 1 | 020# Movement Detector |  |  | RTLO_002 | [9 empty] | 17.67 | 17.67 | 0.26 | 0.26
[17 empty] | 0 |  | 0
d> | 0 |  |  |  |  | ICOST |  |  |  | mu_A | ITEM | [5 empty] | 41.795 |  | 3.535
|  |  |  | Sell Rate | Sell Total |  |  |  |  | IB | [17 empty] | U_M_Sell | T_M_Sell | U_L_Sell | T_L_Sell | Total_Sell | T_M_Cost | T_L_Phr | Mat/Lab=1
1 | No. |  | Item: i. | 175.34 | 175.34 | ISELL |  |  |  | mu_A | ITEM | [7 empty] | mu :1.22 | [8 empty] | 50.99 | 50.99 | 124.35 | 124.35 | 175.34 | 41.8 | 3.54 | 45.34
|  |  | Four light points controlled by one movement detector | [6 empty] | n
|  | h | [EL25_0662B_Brittania_Hotel_Elec_Revised_Estim_B.xlsx]Elec_Rates!$D$200 |  |  | RATE_AAA
1 | 2.5 | 2.5 | 019# Lighting point in LSZH Conduit |  | 4Pt x 1Sw | RTLO_002 | [9 empty] | 24.125 | 24.125 | 3.275 | 3.275
|  | h | [EL25_0662B_Brittania_Hotel_Elec_Revised_Estim_B.xlsx]Elec_Rates!$D$210 |  |  | RATE_AAA
1 | 1 | 1 | 020# Movement Detector |  |  | RTLO_002 | [9 empty] | 17.67 | 17.67 | 0.26 | 0.26
[17 empty] | 0 |  | 0
d> | 0 |  |  |  |  | ICOST |  |  |  | mu_A | ITEM | [5 empty] | 41.795 |  | 3.535
|  |  |  | Sell Rate | Sell Total |  |  |  |  | IB | [17 empty] | U_M_Sell | T_M_Sell | U_L_Sell | T_L_Sell | Total_Sell | T_M_Cost | T_L_Phr | Mat/Lab=1
6 | No. |  | Item: j. | 57.85 | 347.1 | ISELL |  |  |  | mu_A | ITEM | [7 empty] | mu :1.22 | [8 empty] | 11.77 | 70.62 | 46.08 | 276.48 | 347.1 | 57.9 | 7.86 | 394.56
|  |  | Maintained emergency light points | [6 empty] | n
|  | h | [EL25_0662B_Brittania_Hotel_Elec_Revised_Estim_B.xlsx]Elec_Rates!$D$200 |  |  | RATE_AAA
6 | 1 | 6 | 019# Lighting point in LSZH Conduit |  | Emer | RTLO_002 | [9 empty] | 9.65 | 57.9 | 1.31 | 7.86
[17 empty] | 0 |  | 0
d> | 0 |  |  |  |  | ICOST |  |  |  | mu_A | ITEM | [5 empty] | 57.9 |  | 7.86
TB
|  | t | Item: 6
Supply only the following light fittings and accessories
|  |  |  | Sell Rate | Sell Total |  |  |  |  | IB | [17 empty] | U_M_Sell | T_M_Sell | U_L_Sell | T_L_Sell | Total_Sell | T_M_Cost | T_L_Phr | Mat/Lab=1
8 | No. |  | Item: a. | 43.07 | 344.56 | ISELL |  |  |  | mu_A | ITEM | [7 empty] | mu :1.22 | [8 empty] | 43.07 | 344.56 | 0 | 0 | 344.56 | 282.4 | 0 | 2259.2
|  |  | 600mm x 600mm, 40W Soffit Recessed LED Panel | [6 empty] | n
|  | h | [EL25_0662B_Brittania_Hotel_Elec_Revised_Estim_B.xlsx]Elec_Rates!$D$216 |  |  | RATE_AAA
8 | 1 | 8 | 021# Supply Only - Type 600x600mm, 40W Soffit Recessed LED Panel |  |  | RTLO_002 | [9 empty] | 35.3 | 282.4 | 0 | 0
[17 empty] | 0 |  | 0
d> | 0 |  |  |  |  | ICOST |  |  |  | mu_A | ITEM | [5 empty] | 282.4 |  | 0
|  |  |  | Sell Rate | Sell Total |  |  |  |  | IB | [17 empty] | U_M_Sell | T_M_Sell | U_L_Sell | T_L_Sell | Total_Sell | T_M_Cost | T_L_Phr | Mat/Lab=1
5 | No. |  | Item: b. | 28.98 | 144.9 | ISELL |  |  |  | mu_A | ITEM | [7 empty] | mu :1.22 | [8 empty] | 28.98 | 144.9 | 0 | 0 | 144.9 | 118.75 | 0 | 593.75
|  |  | Type 'E1' - Single Sided, Wall Mounted, Directional Exit Signage | [6 empty] | n
|  | h | [EL25_0662B_Brittania_Hotel_Elec_Revised_Estim_B.xlsx]Elec_Rates!$D$222 |  |  | RATE_AAA
5 | 1 | 5 | 022# Supply Only - Type 'E1' - Single Sided, Wall Mounted, Directional Exit Signage |  |  | RTLO_002 | [9 empty] | 23.75 | 118.75 | 0 | 0
[17 empty] | 0 |  | 0
d> | 0 |  |  |  |  | ICOST |  |  |  | mu_A | ITEM | [5 empty] | 118.75 |  | 0
|  |  |  | Sell Rate | Sell Total |  |  |  |  | IB | [17 empty] | U_M_Sell | T_M_Sell | U_L_Sell | T_L_Sell | Total_Sell | T_M_Cost | T_L_Phr | Mat/Lab=1
1 | No. |  | Item: c. | 43.86 | 43.86 | ISELL |  |  |  | mu_A | ITEM | [7 empty] | mu :1.22 | [8 empty] | 43.86 | 43.86 | 0 | 0 | 43.86 | 35.95 | 0 | 35.95
|  |  | Type 'E2' - Double Sided, Ceiling Mounted/ Soffit Recessed, Directional Exit Signage | [6 empty] | n
|  | h | [EL25_0662B_Brittania_Hotel_Elec_Revised_Estim_B.xlsx]Elec_Rates!$D$228 |  |  | RATE_AAA
1 | 1 | 1 | 023# Supply Only - Type 'E2' - Double Sided, Ceiling Mounted/ Soffit Recessed, Directional Exit Signage. |  |  | RTLO_002 | [9 empty] | 35.95 | 35.95 | 0 | 0
[17 empty] | 0 |  | 0
d> | 0 |  |  |  |  | ICOST |  |  |  | mu_A | ITEM | [5 empty] | 35.95 |  | 0
|  |  |  | Sell Rate | Sell Total |  |  |  |  | IB | [17 empty] | U_M_Sell | T_M_Sell | U_L_Sell | T_L_Sell | Total_Sell | T_M_Cost | T_L_Phr | Mat/Lab=1
7 | No. |  | Item: d. | 0 | 0 | ISELL |  |  |  | mu_A | ITEM |  |  |  |  | No Quote |  |  | 0.00 | [8 empty] | 0 | 0 | 0 | 0 | 0 | 0 | 0 | 0
|  |  | Battery Backup Kit for Type 'LT-02' and Type 'LT-15' | [6 empty] | n
[17 empty] | 0 |  | 0
|  |  | No Quote | [13 empty] | 0 |  | 0
[17 empty] | 0 |  | 0
d> | 0 |  |  |  |  | ICOST |  |  |  | mu_A | ITEM | [5 empty] | 0 |  | 0
TB
|  | t | Item: 7
Install and connect only the following light fittings and accessories. Light Fittings to be supplied by client.
|  |  |  | Sell Rate | Sell Total |  |  |  |  | IB | [17 empty] | U_M_Sell | T_M_Sell | U_L_Sell | T_L_Sell | Total_Sell | T_M_Cost | T_L_Phr | Mat/Lab=1
4 | No. |  | Item: a. | 14.36 | 57.44 | ISELL |  |  |  | mu_A | ITEM | [7 empty] | mu :1.22 | [8 empty] | 1.34 | 5.36 | 13.02 | 52.08 | 57.44 | 4.4 | 1.48 | 23.52
|  |  | Type 'LT-02' - 11W Soffit Recessed Light Fitting | [6 empty] | n
|  | h | [EL25_0662B_Brittania_Hotel_Elec_Revised_Estim_B.xlsx]Elec_Rates!$D$376 |  |  | RATE_AAA
4 | 1 | 4 | 043# Install and connect Only - Type 'LT-02' - 11W Soffit Recessed Light Fitting |  |  | RTLO_002 | [9 empty] | 1.1 | 4.4 | 0.37 | 1.48
[17 empty] | 0 |  | 0
d> | 0 |  |  |  |  | ICOST |  |  |  | mu_A | ITEM | [5 empty] | 4.4 |  | 1.48
|  |  |  | Sell Rate | Sell Total |  |  |  |  | IB | [17 empty] | U_M_Sell | T_M_Sell | U_L_Sell | T_L_Sell | Total_Sell | T_M_Cost | T_L_Phr | Mat/Lab=1
2 | No. |  | Item: b. | 11.35 | 22.7 | ISELL |  |  |  | mu_A | ITEM | [7 empty] | mu :1.22 | [8 empty] | 0.1 | 0.2 | 11.25 | 22.5 | 22.7 | 0.16 | 0.64 | 1.6
|  |  | Type 'LT-03' - Wall Light | [6 empty] | n
|  | h | [EL25_0662B_Brittania_Hotel_Elec_Revised_Estim_B.xlsx]Elec_Rates!$D$383 |  |  | RATE_AAA
2 | 1 | 2 | 044# Install and connect Only - Type 'LT-03' - Wall Light |  |  | RTLO_002 | [9 empty] | 0.08 | 0.16 | 0.32 | 0.64
[17 empty] | 0 |  | 0
d> | 0 |  |  |  |  | ICOST |  |  |  | mu_A | ITEM | [5 empty] | 0.16 |  | 0.64
|  |  |  | Sell Rate | Sell Total |  |  |  |  | IB | [17 empty] | U_M_Sell | T_M_Sell | U_L_Sell | T_L_Sell | Total_Sell | T_M_Cost | T_L_Phr | Mat/Lab=1
8 | No. |  | Item: c. | 14.36 | 114.88 | ISELL |  |  |  | mu_A | ITEM | [7 empty] | mu :1.22 | [8 empty] | 1.34 | 10.72 | 13.02 | 104.16 | 114.88 | 8.8 | 2.96 | 94.08
|  |  | Type 'LT-15' - 8.5W Soffit Recessed Downlighter | [6 empty] | n
|  | h | [EL25_0662B_Brittania_Hotel_Elec_Revised_Estim_B.xlsx]Elec_Rates!$D$464 |  |  | RATE_AAA
8 | 1 | 8 | 055# Install and connect Only - Type 'LT-15' - 8.5W Soffit Recessed Downlighter |  |  | RTLO_002 | [9 empty] | 1.1 | 8.8 | 0.37 | 2.96
[17 empty] | 0 |  | 0
d> | 0 |  |  |  |  | ICOST |  |  |  | mu_A | ITEM | [5 empty] | 8.8 |  | 2.96
SB
| 0.057689 |  | PAGE: |  | 2621 | [5 empty] | PAGE | [5 empty] | 854 |  | 44.89
| Discy: |  |  |  | PAGE SELL | [11 empty] | PAGE MAT |  | PAGE LAB
|  |  |  | Sell Rate | Sell Total |  |  |  |  | IB | [17 empty] | U_M_Sell | T_M_Sell | U_L_Sell | T_L_Sell | Total_Sell | T_M_Cost | T_L_Phr | Mat/Lab=1
1 | No. |  | Item: d. | 14.36 | 14.36 | ISELL |  |  |  | mu_A | ITEM | [7 empty] | mu :1.22 | [8 empty] | 1.34 | 1.34 | 13.02 | 13.02 | 14.36 | 1.1 | 0.37 | 1.47
|  |  | Type 'LT-16' - 8.5W Soffit Recessed Downlighter | [6 empty] | n
|  | h | [EL25_0662B_Brittania_Hotel_Elec_Revised_Estim_B.xlsx]Elec_Rates!$D$471 |  |  | RATE_AAA
1 | 1 | 1 | 056# Install and connect Only - Type 'LT-16' - 8.5W Soffit Recessed Downlighter |  |  | RTLO_002 | [9 empty] | 1.1 | 1.1 | 0.37 | 0.37
[17 empty] | 0 |  | 0
d> | 0 |  |  |  |  | ICOST |  |  |  | mu_A | ITEM | [5 empty] | 1.1 |  | 0.37
|  |  |  | Sell Rate | Sell Total |  |  |  |  | IB | [17 empty] | U_M_Sell | T_M_Sell | U_L_Sell | T_L_Sell | Total_Sell | T_M_Cost | T_L_Phr | Mat/Lab=1
4 | No. |  | Item: e. | 11.35 | 45.4 | ISELL |  |  |  | mu_A | ITEM | [7 empty] | mu :1.22 | [8 empty] | 0.1 | 0.4 | 11.25 | 45 | 45.4 | 0.32 | 1.28 | 6.4
|  |  | Type ' LD-11' - Hallway Wall Light | [6 empty] | n
|  | h | [EL25_0662B_Brittania_Hotel_Elec_Revised_Estim_B.xlsx]Elec_Rates!$D$322 |  |  | RATE_AAA
4 | 1 | 4 | 036# Install and connect Only - Type 'LD-11' - Hallway Wall Light |  |  | RTLO_002 | [9 empty] | 0.08 | 0.32 | 0.32 | 1.28
[17 empty] | 0 |  | 0
d> | 0 |  |  |  |  | ICOST |  |  |  | mu_A | ITEM | [5 empty] | 0.32 |  | 1.28
|  |  |  | Sell Rate | Sell Total |  |  |  |  | IB | [17 empty] | U_M_Sell | T_M_Sell | U_L_Sell | T_L_Sell | Total_Sell | T_M_Cost | T_L_Phr | Mat/Lab=1
3 | No. |  | Item: f. | 11.35 | 34.05 | ISELL |  |  |  | mu_A | ITEM | [7 empty] | mu :1.22 | [8 empty] | 0.1 | 0.3 | 11.25 | 33.75 | 34.05 | 0.24 | 0.96 | 3.6
|  |  | Type 'LD-16' - Toilets Wall Light | [6 empty] | n
|  | h | [EL25_0662B_Brittania_Hotel_Elec_Revised_Estim_B.xlsx]Elec_Rates!$D$361 |  |  | RATE_AAA
3 | 1 | 3 | 041# Install and connect Only - Type 'LD-16' - Toilets Wall Light |  |  | RTLO_002 | [9 empty] | 0.08 | 0.24 | 0.32 | 0.96
[17 empty] | 0 |  | 0
d> | 0 |  |  |  |  | ICOST |  |  |  | mu_A | ITEM | [5 empty] | 0.24 |  | 0.96
|  |  |  | Sell Rate | Sell Total |  |  |  |  | IB | [17 empty] | U_M_Sell | T_M_Sell | U_L_Sell | T_L_Sell | Total_Sell | T_M_Cost | T_L_Phr | Mat/Lab=1
8 | No. |  | Item: g. | 21.74 | 173.92 | ISELL |  |  |  | mu_A | ITEM | [7 empty] | mu :1.22 | [8 empty] | 1.34 | 10.72 | 20.4 | 163.2 | 173.92 | 8.8 | 4.64 | 107.52
|  |  | 600mm x 600mm, 40W Soffit Recessed LED Panel | [6 empty] | n
|  | h | [EL25_0662B_Brittania_Hotel_Elec_Revised_Estim_B.xlsx]Elec_Rates!$D$240 |  |  | RATE_AAA
8 | 1 | 8 | 025# Install and connect Only - Type 600x600mm, 40W Soffit Recessed LED Panel |  |  | RTLO_002 | [9 empty] | 1.1 | 8.8 | 0.58 | 4.64
[17 empty] | 0 |  | 0
d> | 0 |  |  |  |  | ICOST |  |  |  | mu_A | ITEM | [5 empty] | 8.8 |  | 4.64
|  |  |  | Sell Rate | Sell Total |  |  |  |  | IB | [17 empty] | U_M_Sell | T_M_Sell | U_L_Sell | T_L_Sell | Total_Sell | T_M_Cost | T_L_Phr | Mat/Lab=1
5 | No. |  | Item: h. | 13.21 | 66.05 | ISELL |  |  |  | mu_A | ITEM | [7 empty] | mu :1.22 | [8 empty] | 0.2 | 1 | 13.01 | 65.05 | 66.05 | 0.8 | 1.85 | 13.25
|  |  | Type 'E1' - Single Sided, Wall Mounted, Directional Exit Signage | [6 empty] | n
|  | h | [EL25_0662B_Brittania_Hotel_Elec_Revised_Estim_B.xlsx]Elec_Rates!$D$247 |  |  | RATE_AAA
5 | 1 | 5 | 026# Install and connect Only - Type 'E1' - Single Sided, Wall Mounted, Directional Exit Signage |  |  | RTLO_002 | [9 empty] | 0.16 | 0.8 | 0.37 | 1.85
[17 empty] | 0 |  | 0
d> | 0 |  |  |  |  | ICOST |  |  |  | mu_A | ITEM | [5 empty] | 0.8 |  | 1.85
|  |  |  | Sell Rate | Sell Total |  |  |  |  | IB | [17 empty] | U_M_Sell | T_M_Sell | U_L_Sell | T_L_Sell | Total_Sell | T_M_Cost | T_L_Phr | Mat/Lab=1
1 | No. |  | Item: i. | 17.87 | 17.87 | ISELL |  |  |  | mu_A | ITEM | [7 empty] | mu :1.22 | [8 empty] | 1.34 | 1.34 | 16.53 | 16.53 | 17.87 | 1.1 | 0.47 | 1.57
|  |  | Type 'E2' - Double Sided, Ceiling Mounted/ Soffit Recessed, Directional Exit Signage | [6 empty] | n
|  | h | [EL25_0662B_Brittania_Hotel_Elec_Revised_Estim_B.xlsx]Elec_Rates!$D$255 |  |  | RATE_AAA
1 | 1 | 1 | 027# Install and connect Only - Type 'E2' - Double Sided, Ceiling Mounted/ Soffit Recessed, Directional Exit Signage. |  |  | RTLO_002 | [9 empty] | 1.1 | 1.1 | 0.47 | 0.47
[17 empty] | 0 |  | 0
d> | 0 |  |  |  |  | ICOST |  |  |  | mu_A | ITEM | [5 empty] | 1.1 |  | 0.47
|  |  |  | Sell Rate | Sell Total |  |  |  |  | IB | [17 empty] | U_M_Sell | T_M_Sell | U_L_Sell | T_L_Sell | Total_Sell | T_M_Cost | T_L_Phr | Mat/Lab=1
7 | No. |  | Item: j. | 16.12 | 112.84 | ISELL |  |  |  | mu_A | ITEM | [7 empty] | mu :1.22 | [8 empty] | 1.34 | 9.38 | 14.78 | 103.46 | 112.84 | 7.7 | 2.94 | 74.48
|  |  | Battery Backup Kit for Type 'LT-02' and Type 'LT-15' | [6 empty] | n
|  | h | [EL25_0662B_Brittania_Hotel_Elec_Revised_Estim_B.xlsx]Elec_Rates!$D$270 |  |  | RATE_AAA
7 | 1 | 7 | 029# Install and connect Only - Battery Backup Kit for the light fittings supplied by others |  |  | RTLO_002 | [9 empty] | 1.1 | 7.7 | 0.42 | 2.94
[17 empty] | 0 |  | 0
d> | 0 |  |  |  |  | ICOST |  |  |  | mu_A | ITEM | [5 empty] | 7.7 |  | 2.94
TB
t
POWER INSTALLATION
TB
|  | t | Item: 8
Supply and install the following power points in LSZH, conduit chased in wall.
|  |  |  | Sell Rate | Sell Total |  |  |  |  | IB | [17 empty] | U_M_Sell | T_M_Sell | U_L_Sell | T_L_Sell | Total_Sell | T_M_Cost | T_L_Phr | Mat/Lab=1
6 | No. |  | Item: a. | 77.31 | 463.86 | ISELL |  |  |  | mu_A | ITEM | [7 empty] | mu :1.22 | [8 empty] | 20.73 | 124.38 | 56.58 | 339.48 | 463.86 | 101.94 | 9.65 | 669.54
|  |  | 13Amp BS1363 Single Socket Outlet | [6 empty] | n
|  | h | [EL25_0662B_Brittania_Hotel_Elec_Revised_Estim_B.xlsx]Elec_Rates!$D$486 |  |  | RATE_AAA
6 | 1 | 6 | 058# General Power Point in LSZH Conduit |  |  | RTLO_002 | [9 empty] | 13.92 | 83.52 | 1.43 | 8.58
6 | No |  | 13Amp Single DP Switched Socket Outlet white |  | ESS Q0395603 | WACC_049 | 705 | BG | 921 |  |  |  |  | 3 | 1994-12-01 | 3.07 | 18.42 | 0.17 | 1.071
[17 empty] | 0 |  | 0
d> | 0 |  |  |  |  | ICOST |  |  |  | mu_A | ITEM | [5 empty] | 101.94 |  | 9.651
|  |  |  | Sell Rate | Sell Total |  |  |  |  | IB | [17 empty] | U_M_Sell | T_M_Sell | U_L_Sell | T_L_Sell | Total_Sell | T_M_Cost | T_L_Phr | Mat/Lab=1
3 | No. |  | Item: b. | 79.36 | 238.08 | ISELL |  |  |  | mu_A | ITEM | [7 empty] | mu :1.22 | [8 empty] | 22.78 | 68.34 | 56.58 | 169.74 | 238.08 | 56.01 | 4.83 | 182.52
|  |  | 13Amp BS1363 Double Socket Outlet | [6 empty] | n
|  | h | [EL25_0662B_Brittania_Hotel_Elec_Revised_Estim_B.xlsx]Elec_Rates!$D$486 |  |  | RATE_AAA
3 | 1 | 3 | 058# General Power Point in LSZH Conduit |  |  | RTLO_002 | [9 empty] | 13.92 | 41.76 | 1.43 | 4.29
3 | No |  | 13Amp Twin DP Switched Socket Outlet white |  |  | WACC_049 | 705 | BG | 921 |  |  |  |  | 3 | 1994-12-01 | 4.75 | 14.25 | 0.17 | 0.5355
[17 empty] | 0 |  | 0
d> | 0 |  |  |  |  | ICOST |  |  |  | mu_A | ITEM | [5 empty] | 56.01 |  | 4.8255
|  |  |  | Sell Rate | Sell Total |  |  |  |  | IB | [17 empty] | U_M_Sell | T_M_Sell | U_L_Sell | T_L_Sell | Total_Sell | T_M_Cost | T_L_Phr | Mat/Lab=1
2 | No. |  | Item: c. | 119.8 | 239.6 | ISELL |  |  |  | mu_A | ITEM | [7 empty] | mu :1.22 | [8 empty] | 63.22 | 126.44 | 56.58 | 113.16 | 239.6 | 103.64 | 3.22 | 213.72
|  |  | 13Amp BS1363 Double Socket Outlet complete with Type 'A' and Type 'C' USBs | [6 empty] | n
|  | h | [EL25_0662B_Brittania_Hotel_Elec_Revised_Estim_B.xlsx]Elec_Rates!$D$486 |  |  | RATE_AAA
2 | 1 | 2 | 058# General Power Point in LSZH Conduit |  |  | RTLO_002 | [9 empty] | 13.92 | 27.84 | 1.43 | 2.86
2 | No |  | 13Amp Twin DP Switched Socket Outlet complete with Type 'A' and Type 'C' USBs |  |  | WACC_049 | 705 | BG | 921 |  |  |  |  | 3 | 1994-12-01 | 37.9 | 75.8 | 0.17 | 0.357
[17 empty] | 0 |  | 0
d> | 0 |  |  |  |  | ICOST |  |  |  | mu_A | ITEM | [5 empty] | 103.64 |  | 3.217
|  |  |  | Sell Rate | Sell Total |  |  |  |  | IB | [17 empty] | U_M_Sell | T_M_Sell | U_L_Sell | T_L_Sell | Total_Sell | T_M_Cost | T_L_Phr | Mat/Lab=1
10 | No. |  | Item: d. | 115.17 | 1151.7 | ISELL |  |  |  | mu_A | ITEM | [7 empty] | mu :1.22 | [8 empty] | 58.58 | 585.8 | 56.59 | 565.9 | 1151.7 | 480.2 | 16.09 | 4962.9
|  |  | 13Amp BS1363 Weatherproof Double Socket Outlet | [6 empty] | n
|  | h | [EL25_0662B_Brittania_Hotel_Elec_Revised_Estim_B.xlsx]Elec_Rates!$D$486 |  |  | RATE_AAA
10 | 1 | 10 | 058# General Power Point in LSZH Conduit |  |  | RTLO_002 | [9 empty] | 13.92 | 139.2 | 1.43 | 14.3
10 | No |  | 13Amp Twin DP Switched Socket Outlet Weather Proof (IP66) |  |  | WACC_049 | 705 | BG | 921 |  |  |  |  | 3 | 1994-12-01 | 34.1 | 341 | 0.17 | 1.785
[17 empty] | 0 |  | 0
d> | 0 |  |  |  |  | ICOST |  |  |  | mu_A | ITEM | [5 empty] | 480.2 |  | 16.085
|  |  |  | Sell Rate | Sell Total |  |  |  |  | IB | [17 empty] | U_M_Sell | T_M_Sell | U_L_Sell | T_L_Sell | Total_Sell | T_M_Cost | T_L_Phr | Mat/Lab=1
6 | No. |  | Item: e. | 79.88 | 479.28 | ISELL |  |  |  | mu_A | ITEM | [7 empty] | mu :1.22 | [8 empty] | 23.3 | 139.8 | 56.58 | 339.48 | 479.28 | 114.6 | 9.65 | 745.5
|  |  | 13Amp Switched Fuse Connection Unit | [6 empty] | n
|  | h | [EL25_0662B_Brittania_Hotel_Elec_Revised_Estim_B.xlsx]Elec_Rates!$D$486 |  |  | RATE_AAA
6 | 1 | 6 | 058# General Power Point in LSZH Conduit |  |  | RTLO_002 | [9 empty] | 13.92 | 83.52 | 1.43 | 8.58
6 | No |  | 13Amp DP Switched Fused Connection Unit with neon indicator |  |  | WACC_049 | 705 | BG | 921 |  |  |  |  | 3 | 1994-12-01 | 5.18 | 31.08 | 0.17 | 1.071
[17 empty] | 0 |  | 0
d> | 0 |  |  |  |  | ICOST |  |  |  | mu_A | ITEM | [5 empty] | 114.6 |  | 9.651
|  |  |  | Sell Rate | Sell Total |  |  |  |  | IB | [17 empty] | U_M_Sell | T_M_Sell | U_L_Sell | T_L_Sell | Total_Sell | T_M_Cost | T_L_Phr | Mat/Lab=1
6 | No. |  | Item: f. | 79.88 | 479.28 | ISELL |  |  |  | mu_A | ITEM | [7 empty] | mu :1.22 | [8 empty] | 23.3 | 139.8 | 56.58 | 339.48 | 479.28 | 114.6 | 9.65 | 745.5
|  |  | 13Amp Unswitched Fuse Connection Unit | [6 empty] | n
|  | h | [EL25_0662B_Brittania_Hotel_Elec_Revised_Estim_B.xlsx]Elec_Rates!$D$486 |  |  | RATE_AAA
6 | 1 | 6 | 058# General Power Point in LSZH Conduit |  |  | RTLO_002 | [9 empty] | 13.92 | 83.52 | 1.43 | 8.58
6 | No |  | 13Amp Unswitched Fused Connection Unit with neon indicator |  |  | WACC_049 | 705 | BG | 921 |  |  |  |  | 3 | 1994-12-01 | 5.18 | 31.08 | 0.17 | 1.071
[17 empty] | 0 |  | 0
d> | 0 |  |  |  |  | ICOST |  |  |  | mu_A | ITEM | [5 empty] | 114.6 |  | 9.651
TB
t
SWITCHGEAR AND OTHER APPARATUS
TB
|  | t | Item: 9
Supply only the following switchgear and other accessories.
|  |  |  | Sell Rate | Sell Total |  |  |  |  | IB | [17 empty] | U_M_Sell | T_M_Sell | U_L_Sell | T_L_Sell | Total_Sell | T_M_Cost | T_L_Phr | Mat/Lab=1
1 | No. |  | Item: a. | 996.39 | 996.39 | ISELL |  |  |  | mu_A | ITEM | [7 empty] | mu :1.22 | [8 empty] | 996.39 | 996.39 | 0 | 0 | 996.39 | 816.71 | 0 | 816.71
|  |  | Distribution Board DB-B1 in Staff Area Corridor | [6 empty] | n
1 | No |  | Supply only Modular Distribution Board 'DB-B1' 10 Way 40Amp TP&N |  |  | SWLV_001 | 510 | (__) | [5 empty] | 2 |  | 816.71 | 816.71 |  | 0
[17 empty] | 0 |  | 0
d> | 0 |  |  |  |  | ICOST |  |  |  | mu_A | ITEM | [5 empty] | 816.71 |  | 0
|  |  |  | Sell Rate | Sell Total |  |  |  |  | IB | [17 empty] | U_M_Sell | T_M_Sell | U_L_Sell | T_L_Sell | Total_Sell | T_M_Cost | T_L_Phr | Mat/Lab=1
1 | No. |  | Item: b. | 947.59 | 947.59 | ISELL |  |  |  | mu_A | ITEM | [7 empty] | mu :1.22 | [8 empty] | 947.59 | 947.59 | 0 | 0 | 947.59 | 776.71 | 0 | 776.71
|  |  | Distribution Board DB-K in Kitchen | [6 empty] | n
1 | No |  | Supply only Modular Distribution Board 'DB-K' 10 Way 80Amp TP&N |  |  | SWLV_001 | 510 | (__) | [5 empty] | 2 |  | 776.71 | 776.71 |  | 0
[17 empty] | 0 |  | 0
d> | 0 |  |  |  |  | ICOST |  |  |  | mu_A | ITEM | [5 empty] | 776.71 |  | 0
|  |  |  | Sell Rate | Sell Total |  |  |  |  | IB | [17 empty] | U_M_Sell | T_M_Sell | U_L_Sell | T_L_Sell | Total_Sell | T_M_Cost | T_L_Phr | Mat/Lab=1
6 | No. |  | Item: c. | 23.42 | 140.52 | ISELL |  |  |  | mu_A | ITEM | [7 empty] | mu :1.22 | [8 empty] | 23.42 | 140.52 | 0 | 0 | 140.52 | 115.2 | 0 | 691.2
|  |  | 16Amp Double Pole Rotary Isolator, IP65 | [6 empty] | n
6 | No |  | Supply only Surface Isolator 16A 2-Pole | PZ-209162 | ESS SQ060933 | SWLV_177 | 510 | KM | P3-63/I/N |  |  |  |  | 2 | 2000-12-20 | 19.2 | 115.2 |  | 0
[17 empty] | 0 |  | 0
d> | 0 |  |  |  |  | ICOST |  |  |  | mu_A | ITEM | [5 empty] | 115.2 |  | 0
|  |  |  | Sell Rate | Sell Total |  |  |  |  | IB | [17 empty] | U_M_Sell | T_M_Sell | U_L_Sell | T_L_Sell | Total_Sell | T_M_Cost | T_L_Phr | Mat/Lab=1
2 | No. |  | Item: d. | 25.03 | 50.06 | ISELL |  |  |  | mu_A | ITEM | [7 empty] | mu :1.22 | [8 empty] | 25.03 | 50.06 | 0 | 0 | 50.06 | 41.04 | 0 | 82.08
|  |  | 16Amp Four Pole Rotary Isolator, IP65 | [6 empty] | n
2 | No |  | Supply only Surface Isolator 32A 4-Pole | PZ-209164 | ESS SQ060933 | SWLV_177 | 510 | KM | P3-63/I/N |  |  |  |  | 2 | 2000-12-20 | 20.52 | 41.04 |  | 0
[17 empty] | 0 |  | 0
d> | 0 |  |  |  |  | ICOST |  |  |  | mu_A | ITEM | [5 empty] | 41.04 |  | 0
SB
| -0.044682 |  | PAGE: |  | 5650.85 | [5 empty] | PAGE | [5 empty] | 2740.71 |  | 65.5905
| Discy: |  |  |  | PAGE SELL | [11 empty] | PAGE MAT |  | PAGE LAB
|  |  |  | Sell Rate | Sell Total |  |  |  |  | IB | [17 empty] | U_M_Sell | T_M_Sell | U_L_Sell | T_L_Sell | Total_Sell | T_M_Cost | T_L_Phr | Mat/Lab=1
3 | No. |  | Item: e. | 26.84 | 80.52 | ISELL |  |  |  | mu_A | ITEM | [7 empty] | mu :1.22 | [8 empty] | 26.84 | 80.52 | 0 | 0 | 80.52 | 66 | 0 | 198
|  |  | 32Amp Four Pole Rotary Isolator, IP65 | [6 empty] | n
3 | No |  | Supply only Surface Isolator 32A 4-Pole | PZ-209324 | ESS SQ060933 | SWLV_177 | 510 | KM | P3-63/I/N |  |  |  |  | 2 | 2000-12-20 | 22 | 66 |  | 0
[17 empty] | 0 |  | 0
d> | 0 |  |  |  |  | ICOST |  |  |  | mu_A | ITEM | [5 empty] | 66 |  | 0
|  |  |  | Sell Rate | Sell Total |  |  |  |  | IB | [17 empty] | U_M_Sell | T_M_Sell | U_L_Sell | T_L_Sell | Total_Sell | T_M_Cost | T_L_Phr | Mat/Lab=1
2 | No. |  | Item: f. | 6.91 | 13.82 | ISELL |  |  |  | mu_A | ITEM | [7 empty] | mu :1.22 | [8 empty] | 6.91 | 13.82 | 0 | 0 | 13.82 | 11.32 | 0 | 22.64
|  |  | 16Amp 3Pin Female Trailing Industrial Socket Outlet | [6 empty] | n
2 | No |  | Supply only FEM TRG 3P 16A 230V IP67 | PZ-730126 | ESS SQ060933 | WACC_025 | 705 | CONT | 3356 |  |  |  |  | 3 | 1994-12-01 | 5.66 | 11.32 |  | 0
[17 empty] | 0 |  | 0
d> | 0 |  |  |  |  | ICOST |  |  |  | mu_A | ITEM | [5 empty] | 11.32 |  | 0
|  |  |  | Sell Rate | Sell Total |  |  |  |  | IB | [17 empty] | U_M_Sell | T_M_Sell | U_L_Sell | T_L_Sell | Total_Sell | T_M_Cost | T_L_Phr | Mat/Lab=1
3 | No. |  | Item: g. | 19.12 | 57.36 | ISELL |  |  |  | mu_A | ITEM | [7 empty] | mu :1.22 | [8 empty] | 19.12 | 57.36 | 0 | 0 | 57.36 | 47.01 | 0 | 141.03
|  |  | 32Amp 5Pin Female Trailing Industrial Socket Outlet | [6 empty] | n
3 | No |  | Supply only FEM TRG 5P 32A 415V IP67 | PZ-730246 | ESS SQ060933 | WACC_025 | 705 | CONT | 3356 |  |  |  |  | 3 | 1994-12-01 | 15.67 | 47.01 |  | 0
[17 empty] | 0 |  | 0
d> | 0 |  |  |  |  | ICOST |  |  |  | mu_A | ITEM | [5 empty] | 47.01 |  | 0
TB
|  | t | Item: 10
Install and connect only the following switchgear and other accessories.
|  |  |  | Sell Rate | Sell Total |  |  |  |  | IB | [17 empty] | U_M_Sell | T_M_Sell | U_L_Sell | T_L_Sell | Total_Sell | T_M_Cost | T_L_Phr | Mat/Lab=1
1 | No. |  | Item: a. | 272.55 | 272.55 | ISELL |  |  |  | mu_A | ITEM | [7 empty] | mu :1.22 | [8 empty] | 12.34 | 12.34 | 260.21 | 260.21 | 272.55 | 10.12 | 7.4 | 17.52
|  |  | Distribution Board DB-B1 in Staff Area Corridor | [6 empty] | n
1 | No |  | Install and connect only Modular Distribution Board 'DB-B1' 10 Way 40Amp TP&N |  |  | SWLV_001 | 510 | (__) | [5 empty] | 2 |  | 0 | 0 | 7 | 7.35
1 | No |  | Label Large |  |  | CONS_020 | 875 | (__) | [5 empty] | 3 | 1995-05-01 | 5.238 | 5.238 | 0.045 | 0.04725
1 | No |  | Distribution Board Schedule |  |  | DOCS_011 | 880 | (__) | [5 empty] | 3 | 1997-01-13 | 4.194 | 4.194 |  | 0
4 | No |  | Sleeve Anchor 8mm Hilti HLC 8x40/12-H |  |  | CONS_037 | 875 | HIL | HLC 8x40/12-H |  |  |  |  | 1 | 1999-01-15 | 0.171 | 0.684 |  | 0
[17 empty] | 0 |  | 0
d> | 0 |  |  |  |  | ICOST |  |  |  | mu_A | ITEM | [5 empty] | 10.116 |  | 7.3973
|  |  |  | Sell Rate | Sell Total |  |  |  |  | IB | [17 empty] | U_M_Sell | T_M_Sell | U_L_Sell | T_L_Sell | Total_Sell | T_M_Cost | T_L_Phr | Mat/Lab=1
1 | No. |  | Item: b. | 272.55 | 272.55 | ISELL |  |  |  | mu_A | ITEM | [7 empty] | mu :1.22 | [8 empty] | 12.34 | 12.34 | 260.21 | 260.21 | 272.55 | 10.12 | 7.4 | 17.52
|  |  | Distribution Board DB-K in Kitchen | [6 empty] | n
1 | No |  | Install and connect only Modular Distribution Board 'DB-K' 10 Way 80Amp TP&N |  |  | SWLV_001 | 510 | (__) | [5 empty] | 2 |  | 0 | 0 | 7 | 7.35
1 | No |  | Label Large |  |  | CONS_020 | 875 | (__) | [5 empty] | 3 | 1995-05-01 | 5.238 | 5.238 | 0.045 | 0.04725
1 | No |  | Distribution Board Schedule |  |  | DOCS_011 | 880 | (__) | [5 empty] | 3 | 1997-01-13 | 4.194 | 4.194 |  | 0
4 | No |  | Sleeve Anchor 8mm Hilti HLC 8x40/12-H |  |  | CONS_037 | 875 | HIL | HLC 8x40/12-H |  |  |  |  | 1 | 1999-01-15 | 0.171 | 0.684 |  | 0
[17 empty] | 0 |  | 0
d> | 0 |  |  |  |  | ICOST |  |  |  | mu_A | ITEM | [5 empty] | 10.116 |  | 7.3973
|  |  |  | Sell Rate | Sell Total |  |  |  |  | IB | [17 empty] | U_M_Sell | T_M_Sell | U_L_Sell | T_L_Sell | Total_Sell | T_M_Cost | T_L_Phr | Mat/Lab=1
6 | No. |  | Item: c. | 13.69 | 82.14 | ISELL |  |  |  | mu_A | ITEM | [7 empty] | mu :1.22 | [8 empty] | 4.45 | 26.7 | 9.24 | 55.44 | 82.14 | 21.9 | 1.58 | 140.88
|  |  | 16Amp Double Pole Rotary Isolator, IP65 | [6 empty] | n
6 | No |  | Install and connect only Surface Isolator 16A 2-Pole | PZ-209162 | ESS SQ060933 | SWLV_177 | 510 | KM | P3-63/I/N |  |  |  |  | 2 | 2000-12-20 | 0 | 0 | 0.25 | 1.575
24 | No |  | Screw Wood S6 |  |  | CONS_035 | 875 | (__) | [5 empty] | 1 | 1994-12-01 | 0.02 | 0.48 |  | 0
24 | No |  | Rawl Plug S6 |  |  | CONS_030 | 875 | (__) | [5 empty] | 1 | 1994-12-01 | 0.02 | 0.48 |  | 0
6 | No |  | Label Small |  |  | CONS_021 | 875 | (__) | [5 empty] | 3 | 1995-05-01 | 3.49 | 20.94 |  | 0
[17 empty] | 0 |  | 0
d> | 0 |  |  |  |  | ICOST |  |  |  | mu_A | ITEM | [5 empty] | 21.9 |  | 1.575
|  |  |  | Sell Rate | Sell Total |  |  |  |  | IB | [17 empty] | U_M_Sell | T_M_Sell | U_L_Sell | T_L_Sell | Total_Sell | T_M_Cost | T_L_Phr | Mat/Lab=1
2 | No. |  | Item: d. | 13.69 | 27.38 | ISELL |  |  |  | mu_A | ITEM | [7 empty] | mu :1.22 | [8 empty] | 4.45 | 8.9 | 9.24 | 18.48 | 27.38 | 7.3 | 0.53 | 15.66
|  |  | 16Amp Four Pole Rotary Isolator, IP65 | [6 empty] | n
2 | No |  | Install and connect only Surface Isolator 32A 4-Pole | PZ-209164 | ESS SQ060933 | SWLV_177 | 510 | KM | P3-63/I/N |  |  |  |  | 2 | 2000-12-20 | 0 | 0 | 0.25 | 0.525
8 | No |  | Screw Wood S6 |  |  | CONS_035 | 875 | (__) | [5 empty] | 1 | 1994-12-01 | 0.02 | 0.16 |  | 0
8 | No |  | Rawl Plug S6 |  |  | CONS_030 | 875 | (__) | [5 empty] | 1 | 1994-12-01 | 0.02 | 0.16 |  | 0
2 | No |  | Label Small |  |  | CONS_021 | 875 | (__) | [5 empty] | 3 | 1995-05-01 | 3.49 | 6.98 |  | 0
[17 empty] | 0 |  | 0
d> | 0 |  |  |  |  | ICOST |  |  |  | mu_A | ITEM | [5 empty] | 7.3 |  | 0.525
|  |  |  | Sell Rate | Sell Total |  |  |  |  | IB | [17 empty] | U_M_Sell | T_M_Sell | U_L_Sell | T_L_Sell | Total_Sell | T_M_Cost | T_L_Phr | Mat/Lab=1
3 | No. |  | Item: e. | 13.69 | 41.07 | ISELL |  |  |  | mu_A | ITEM | [7 empty] | mu :1.22 | [8 empty] | 4.45 | 13.35 | 9.24 | 27.72 | 41.07 | 10.95 | 0.79 | 35.22
|  |  | 32Amp Four Pole Rotary Isolator, IP65 | [6 empty] | n
3 | No |  | Install and connect only Surface Isolator 32A 4-Pole | PZ-209324 | ESS SQ060933 | SWLV_177 | 510 | KM | P3-63/I/N |  |  |  |  | 2 | 2000-12-20 | 0 | 0 | 0.25 | 0.7875
12 | No |  | Screw Wood S6 |  |  | CONS_035 | 875 | (__) | [5 empty] | 1 | 1994-12-01 | 0.02 | 0.24 |  | 0
12 | No |  | Rawl Plug S6 |  |  | CONS_030 | 875 | (__) | [5 empty] | 1 | 1994-12-01 | 0.02 | 0.24 |  | 0
3 | No |  | Label Small |  |  | CONS_021 | 875 | (__) | [5 empty] | 3 | 1995-05-01 | 3.49 | 10.47 |  | 0
[17 empty] | 0 |  | 0
d> | 0 |  |  |  |  | ICOST |  |  |  | mu_A | ITEM | [5 empty] | 10.95 |  | 0.7875
|  |  |  | Sell Rate | Sell Total |  |  |  |  | IB | [17 empty] | U_M_Sell | T_M_Sell | U_L_Sell | T_L_Sell | Total_Sell | T_M_Cost | T_L_Phr | Mat/Lab=1
2 | No. |  | Item: f. | 6.28 | 12.56 | ISELL |  |  |  | mu_A | ITEM | [7 empty] | mu :1.22 | [8 empty] | 0 | 0 | 6.28 | 12.56 | 12.56 | 0 | 0.36 | 0.72
|  |  | 16Amp 3Pin Female Trailing Industrial Socket Outlet | [6 empty] | n
2 | No |  | Install and connect FEM TRG 3P 16A 230V IP67 | PZ-730126 | ESS SQ060933 | WACC_025 | 705 | CONT | 3356 |  |  |  |  | 3 | 1994-12-01 | 0 | 0 | 0.17 | 0.357
[17 empty] | 0 |  | 0
d> | 0 |  |  |  |  | ICOST |  |  |  | mu_A | ITEM | [5 empty] | 0 |  | 0.357
|  |  |  | Sell Rate | Sell Total |  |  |  |  | IB | [17 empty] | U_M_Sell | T_M_Sell | U_L_Sell | T_L_Sell | Total_Sell | T_M_Cost | T_L_Phr | Mat/Lab=1
3 | No. |  | Item: g. | 7.39 | 22.17 | ISELL |  |  |  | mu_A | ITEM | [7 empty] | mu :1.22 | [8 empty] | 0 | 0 | 7.39 | 22.17 | 22.17 | 0 | 0.63 | 1.89
|  |  | 32Amp 5Pin Female Trailing Industrial Socket Outlet | [6 empty] | n
3 | No |  | Install and connect only FEM TRG 5P 32A 415V IP67 | PZ-730246 | ESS SQ060933 | WACC_025 | 705 | CONT | 3356 |  |  |  |  | 3 | 1994-12-01 | 0 | 0 | 0.2 | 0.63
[17 empty] | 0 |  | 0
d> | 0 |  |  |  |  | ICOST |  |  |  | mu_A | ITEM | [5 empty] | 0 |  | 0.63
TB
t
POWER CABLING
TB
|  | t | Item: 11
Supply and install the following power cables. Cost is to, include all cable terminations and fixing accessories as, necessary.
|  |  |  | Sell Rate | Sell Total |  |  |  |  | IB | [17 empty] | U_M_Sell | T_M_Sell | U_L_Sell | T_L_Sell | Total_Sell | T_M_Cost | T_L_Phr | Mat/Lab=1
20 | m/r |  | Item: a. | 4.5 | 90 | ISELL |  |  |  | mu_A | ITEM | [7 empty] | mu :1.22 | [8 empty] | 1.68 | 33.6 | 2.82 | 56.4 | 90 | 27.6 | 1.6 | 584
|  |  | From DB-B1 to Ventilation Supply Fan, 3 core x 2.5 mm2 FG16(O)M16 Cable | [6 empty] | n
|  | h | [EL25_0662B_Brittania_Hotel_Elec_Revised_Estim_B.xlsx]Elec_Rates!$D$105 |  |  | RATE_AAA
20 | 1 | 20 | 010# 3 core x 2.5 mm2 FG16(O)M16 Cable |  |  | RTLO_002 | [9 empty] | 1.38 | 27.6 | 0.08 | 1.6
[17 empty] | 0 |  | 0
d> | 0 |  |  |  |  | ICOST |  |  |  | mu_A | ITEM | [5 empty] | 27.6 |  | 1.6
|  |  |  | Sell Rate | Sell Total |  |  |  |  | IB | [17 empty] | U_M_Sell | T_M_Sell | U_L_Sell | T_L_Sell | Total_Sell | T_M_Cost | T_L_Phr | Mat/Lab=1
20 | m/r |  | Item: b. | 6.41 | 128.2 | ISELL |  |  |  | mu_A | ITEM | [7 empty] | mu :1.22 | [8 empty] | 2.54 | 50.8 | 3.87 | 77.4 | 128.2 | 41.6 | 2.2 | 876
|  |  | From DB-B1 to Drainage Lifting Station, 5 core x 2.5 mm2 FG16(O)M16 Cable | [6 empty] | n
|  | h | [EL25_0662B_Brittania_Hotel_Elec_Revised_Estim_B.xlsx]Elec_Rates!$D$75 |  |  | RATE_AAA
20 | 1 | 20 | 007# 5 core x 2.5 mm2 FG16(O)M16 Cable |  |  | RTLO_002 | [9 empty] | 2.08 | 41.6 | 0.11 | 2.2
[17 empty] | 0 |  | 0
d> | 0 |  |  |  |  | ICOST |  |  |  | mu_A | ITEM | [5 empty] | 41.6 |  | 2.2
TB
t
CABLE MANAGEMENT
TB
|  | t | Item: 12
Supply and install the following galvanised steel cable trunking. Cost is to include all bracketing to wall or ceiling as necessary.
|  |  |  | Sell Rate | Sell Total |  |  |  |  | IB | [17 empty] | U_M_Sell | T_M_Sell | U_L_Sell | T_L_Sell | Total_Sell | T_M_Cost | T_L_Phr | Mat/Lab=1
15 | m |  | Item: a. | 32.18 | 482.7 | ISELL |  |  |  | mu_A | ITEM | [7 empty] | mu :1.22 | [8 empty] | 10.72 | 160.8 | 21.46 | 321.9 | 482.7 | 131.85 | 9.15 | 2115
|  |  | 75mm x 50mm | [6 empty] | n
|  | h | [EL25_0662B_Brittania_Hotel_Elec_Revised_Estim_B.xlsx]Elec_Rates!$D$495 |  |  | RATE_AAA
15 | 1 | 15 | 059# Galvanized Steel Cable Trunking Size 75 x 50mm |  |  | RTLO_002 | [9 empty] | 5.14 | 77.1 | 0.36 | 5.4
|  | h | [EL25_0662B_Brittania_Hotel_Elec_Revised_Estim_B.xlsx]Elec_Rates!$D$180 |  |  | RATE_AAA
15 | 1 | 15 | 018# Cable Containment Supports |  |  | RTLO_002 | [9 empty] | 3.65 | 54.75 | 0.25 | 3.75
[17 empty] | 0 |  | 0
d> | 0 |  |  |  |  | ICOST |  |  |  | mu_A | ITEM | [5 empty] | 131.85 |  | 9.15
|  |  |  | Sell Rate | Sell Total |  |  |  |  | IB | [17 empty] | U_M_Sell | T_M_Sell | U_L_Sell | T_L_Sell | Total_Sell | T_M_Cost | T_L_Phr | Mat/Lab=1
5 | m |  | Item: b. | 33.46 | 167.3 | ISELL |  |  |  | mu_A | ITEM | [7 empty] | mu :1.22 | [8 empty] | 12 | 60 | 21.46 | 107.3 | 167.3 | 49.2 | 3.05 | 261.25
|  |  | 75mm x 75mm | [6 empty] | n
|  | h | [EL25_0662B_Brittania_Hotel_Elec_Revised_Estim_B.xlsx]Elec_Rates!$D$506 |  |  | RATE_AAA
5 | 1 | 5 | 060# Galvanized Steel Cable Trunking Size 75 x 75mm |  |  | RTLO_002 | [9 empty] | 6.19 | 30.95 | 0.36 | 1.8
|  | h | [EL25_0662B_Brittania_Hotel_Elec_Revised_Estim_B.xlsx]Elec_Rates!$D$180 |  |  | RATE_AAA
5 | 1 | 5 | 018# Cable Containment Supports |  |  | RTLO_002 | [9 empty] | 3.65 | 18.25 | 0.25 | 1.25
[17 empty] | 0 |  | 0
d> | 0 |  |  |  |  | ICOST |  |  |  | mu_A | ITEM | [5 empty] | 49.2 |  | 3.05
SB
| 0.1406 |  | PAGE: |  | 1750.32 | [5 empty] | PAGE | [5 empty] | 434.962 |  | 34.669
| Discy: |  |  |  | PAGE SELL | [11 empty] | PAGE MAT |  | PAGE LAB
TB
t
GROUND FLOOR
TB
t
LIGHTING INSTALLATION
TB
|  | t | Item: 13
Supply and install the following lighting points as specified. (Moulded Plastic Installation)
|  |  |  | Sell Rate | Sell Total |  |  |  |  | IB | [17 empty] | U_M_Sell | T_M_Sell | U_L_Sell | T_L_Sell | Total_Sell | T_M_Cost | T_L_Phr | Mat/Lab=1
1 | No. |  | Item: a. | 86.78 | 86.78 | ISELL |  |  |  | mu_A | ITEM | [7 empty] | mu :1.22 | [8 empty] | 17.66 | 17.66 | 69.12 | 69.12 | 86.78 | 14.48 | 1.97 | 16.45
|  |  | One light point controlled by two two-way switches | [6 empty] | n
|  | h | [EL25_0662B_Brittania_Hotel_Elec_Revised_Estim_B.xlsx]Elec_Rates!$D$200 |  |  | RATE_AAA
1 | 1.5 | 1.5 | 019# Lighting point in LSZH Conduit |  | 1Pt x 2,2Way Sw | RTLO_002 | [9 empty] | 14.475 | 14.475 | 1.965 | 1.965
[17 empty] | 0 |  | 0
d> | 0 |  |  |  |  | ICOST |  |  |  | mu_A | ITEM | [5 empty] | 14.475 |  | 1.965
|  |  |  | Sell Rate | Sell Total |  |  |  |  | IB | [17 empty] | U_M_Sell | T_M_Sell | U_L_Sell | T_L_Sell | Total_Sell | T_M_Cost | T_L_Phr | Mat/Lab=1
1 | No. |  | Item: b. | 115.71 | 115.71 | ISELL |  |  |  | mu_A | ITEM | [7 empty] | mu :1.22 | [8 empty] | 23.55 | 23.55 | 92.16 | 92.16 | 115.71 | 19.3 | 2.62 | 21.92
|  |  | Two light points controlled by two two-way switches | [6 empty] | n
|  | h | [EL25_0662B_Brittania_Hotel_Elec_Revised_Estim_B.xlsx]Elec_Rates!$D$200 |  |  | RATE_AAA
1 | 2 | 2 | 019# Lighting point in LSZH Conduit |  | 2Pt x 2,2Way Sw | RTLO_002 | [9 empty] | 19.3 | 19.3 | 2.62 | 2.62
[17 empty] | 0 |  | 0
d> | 0 |  |  |  |  | ICOST |  |  |  | mu_A | ITEM | [5 empty] | 19.3 |  | 2.62
|  |  |  | Sell Rate | Sell Total |  |  |  |  | IB | [17 empty] | U_M_Sell | T_M_Sell | U_L_Sell | T_L_Sell | Total_Sell | T_M_Cost | T_L_Phr | Mat/Lab=1
11 | No. |  | Item: c. | 57.85 | 636.35 | ISELL |  |  |  | mu_A | ITEM | [7 empty] | mu :1.22 | [8 empty] | 11.77 | 129.47 | 46.08 | 506.88 | 636.35 | 106.15 | 14.41 | 1326.16
|  |  | Maintained emergency light points | [6 empty] | n
|  | h | [EL25_0662B_Brittania_Hotel_Elec_Revised_Estim_B.xlsx]Elec_Rates!$D$200 |  |  | RATE_AAA
11 | 1 | 11 | 019# Lighting point in LSZH Conduit |  | Emer | RTLO_002 | [9 empty] | 9.65 | 106.15 | 1.31 | 14.41
[17 empty] | 0 |  | 0
d> | 0 |  |  |  |  | ICOST |  |  |  | mu_A | ITEM | [5 empty] | 106.15 |  | 14.41
TB
|  | t | Item: 14
Supply and install the following DALI lighting points (Moulded Plastic Installation)
|  |  |  | Sell Rate | Sell Total |  |  |  |  | IB | [17 empty] | U_M_Sell | T_M_Sell | U_L_Sell | T_L_Sell | Total_Sell | T_M_Cost | T_L_Phr | Mat/Lab=1
72 | No. |  | Item: a. | 67.06 | 4828.32 | ISELL |  |  |  | mu_A | ITEM | [7 empty] | mu :1.22 | [8 empty] | 14.3 | 1029.6 | 52.76 | 3798.72 | 4828.32 | 843.84 | 108 | 68532.48
|  |  | Internal light points | [6 empty] | n
|  | h | [EL25_0662B_Brittania_Hotel_Elec_Revised_Estim_B.xlsx]Elec_Rates!$D$200 |  |  | RATE_AAA
72 | 1 | 72 | 019# Lighting point in LSZH Conduit |  |  | RTLO_002 | [9 empty] | 9.65 | 694.8 | 1.31 | 94.32
|  | h | [EL25_0662B_Brittania_Hotel_Elec_Revised_Estim_B.xlsx]Elec_Rates!$D$517 |  |  | RATE_AAA
72 | 1 | 72 | 061# DALI Wiring cables |  |  | RTLO_002 | [9 empty] | 2.07 | 149.04 | 0.19 | 13.68
[17 empty] | 0 |  | 0
d> | 0 |  |  |  |  | ICOST |  |  |  | mu_A | ITEM | [5 empty] | 843.84 |  | 108
|  |  |  | Sell Rate | Sell Total |  |  |  |  | IB | [17 empty] | U_M_Sell | T_M_Sell | U_L_Sell | T_L_Sell | Total_Sell | T_M_Cost | T_L_Phr | Mat/Lab=1
4 | No. |  | Item: b. | 124.92 | 499.68 | ISELL |  |  |  | mu_A | ITEM | [7 empty] | mu :1.22 | [8 empty] | 26.07 | 104.28 | 98.85 | 395.4 | 499.68 | 85.48 | 11.24 | 386.88
|  |  | External light points | [6 empty] | n
|  | h | [EL25_0662B_Brittania_Hotel_Elec_Revised_Estim_B.xlsx]Elec_Rates!$D$200 |  |  | RATE_AAA
4 | 2 | 8 | 019# Lighting point in LSZH Conduit |  |  | RTLO_002 | [9 empty] | 19.3 | 77.2 | 2.62 | 10.48
|  | h | [EL25_0662B_Brittania_Hotel_Elec_Revised_Estim_B.xlsx]Elec_Rates!$D$517 |  |  | RATE_AAA
4 | 1 | 4 | 061# DALI Wiring cables |  |  | RTLO_002 | [9 empty] | 2.07 | 8.28 | 0.19 | 0.76
[17 empty] | 0 |  | 0
d> | 0 |  |  |  |  | ICOST |  |  |  | mu_A | ITEM | [5 empty] | 85.48 |  | 11.24
TB
|  | t | Item: 15
Supply and install the following DALI switches / controllers.
|  |  |  | Sell Rate | Sell Total |  |  |  |  | IB | [17 empty] | U_M_Sell | T_M_Sell | U_L_Sell | T_L_Sell | Total_Sell | T_M_Cost | T_L_Phr | Mat/Lab=1
1 | No. |  | Item: a. | 1415.36 | 1415.36 | ISELL |  |  |  |  | ITEM | [7 empty] | mu :1.44 | [8 empty] | 1044.79 | 1044.79 | 370.57 | 370.57 | 1415.36 | 856.38 | 4.39 | 860.77
|  |  | 8-Button Keypad to control corridor lighting from reception | [6 empty] | n
|  |  |  | 0 | Discrepancy
|  |  | Electrical | 9.21 | 9.21 |  |  |  |  | mu_A | SUBI
| >>> mu_A material here >>> | [15 empty] | 0 |  | 0
|  | h | [EL25_0662B_Brittania_Hotel_Elec_Revised_Estim_B.xlsx]Elec_Rates!$D$517 |  |  | RATE_AAA
1 | 1 | 1 | 061# DALI Wiring cables |  |  | RTLO_002 | [9 empty] | 2.07 | 2.07 | 0.19 | 0.19
[17 empty] | 0 |  | 0
d> | 0 | [8 empty] | mu_A | SUBI | [5 empty] | 2.07 |  | 0.19 | [8 empty] | 2.53
|  |  | Controls Section (DALI) | 1406.15 | 1406.15 |  |  |  |  | mu_B | SUBI
| >>> mu_B material here >>> | [15 empty] | 0 |  | 0
1 | No |  | DALI Controller Lv.0 |  |  | BMSE_004 | 512 | Anytronics | AMD 1 gang |  |  |  |  | 3 | 2005-03-10 | 699.68 | 699.68 | 4 | 4.2
1 | No |  | 8-Button Keypad |  |  | BMSE_004 | 512 | Anytronics | AMD 1 gang |  |  |  |  | 3 | 2005-03-10 | 154.63 | 154.63 |  | 0
[17 empty] | 0 |  | 0
d> | 0 | [8 empty] | mu_B | SUBI | [5 empty] | 854.31 |  | 4.2 | [8 empty] | 1042.26
[6 empty] | ICOST |  |  |  |  | ITEM | [5 empty] | 856.38 |  | 4.39
TB
|  | t | Item: 16
Supply only the following light fittings and accessories
|  |  |  | Sell Rate | Sell Total |  |  |  |  | IB | [17 empty] | U_M_Sell | T_M_Sell | U_L_Sell | T_L_Sell | Total_Sell | T_M_Cost | T_L_Phr | Mat/Lab=1
2 | No. |  | Item: a. | 9.94 | 19.88 | ISELL |  |  |  | mu_A | ITEM | [7 empty] | mu :1.22 | [8 empty] | 9.94 | 19.88 | 0 | 0 | 19.88 | 16.3 | 0 | 32.6
|  |  | 5Amp Socket Outlet for Lighting | [6 empty] | n
2 | No |  | Supply only 5Amp Socket Outlet |  |  | WACC_054 | 705 | BG | 912 |  |  |  |  | 3 | 1994-12-01 | 8.15 | 16.3 | 0 | 0
[17 empty] | 0 |  | 0
d> | 0 |  |  |  |  | ICOST |  |  |  | mu_A | ITEM | [5 empty] | 16.3 |  | 0
|  |  |  | Sell Rate | Sell Total |  |  |  |  | IB | [17 empty] | U_M_Sell | T_M_Sell | U_L_Sell | T_L_Sell | Total_Sell | T_M_Cost | T_L_Phr | Mat/Lab=1
7 | No. |  | Item: b. | 28.98 | 202.86 | ISELL |  |  |  | mu_A | ITEM | [7 empty] | mu :1.22 | [8 empty] | 28.98 | 202.86 | 0 | 0 | 202.86 | 166.25 | 0 | 1163.75
|  |  | Type 'E1' - Single Sided, Wall Mounted, Directional Exit Signage | [6 empty] | n
|  | h | [EL25_0662B_Brittania_Hotel_Elec_Revised_Estim_B.xlsx]Elec_Rates!$D$222 |  |  | RATE_AAA
7 | 1 | 7 | 022# Supply Only - Type 'E1' - Single Sided, Wall Mounted, Directional Exit Signage |  |  | RTLO_002 | [9 empty] | 23.75 | 166.25 | 0 | 0
[17 empty] | 0 |  | 0
d> | 0 |  |  |  |  | ICOST |  |  |  | mu_A | ITEM | [5 empty] | 166.25 |  | 0
|  |  |  | Sell Rate | Sell Total |  |  |  |  | IB | [17 empty] | U_M_Sell | T_M_Sell | U_L_Sell | T_L_Sell | Total_Sell | T_M_Cost | T_L_Phr | Mat/Lab=1
4 | No. |  | Item: c. | 43.86 | 175.44 | ISELL |  |  |  | mu_A | ITEM | [7 empty] | mu :1.22 | [8 empty] | 43.86 | 175.44 | 0 | 0 | 175.44 | 143.8 | 0 | 575.2
|  |  | Type 'E2' - Double Sided, Soffit Recessed, Directional Exit Signage | [6 empty] | n
|  | h | [EL25_0662B_Brittania_Hotel_Elec_Revised_Estim_B.xlsx]Elec_Rates!$D$228 |  |  | RATE_AAA
4 | 1 | 4 | 023# Supply Only - Type 'E2' - Double Sided, Ceiling Mounted/ Soffit Recessed, Directional Exit Signage. |  |  | RTLO_002 | [9 empty] | 35.95 | 143.8 | 0 | 0
[17 empty] | 0 |  | 0
d> | 0 |  |  |  |  | ICOST |  |  |  | mu_A | ITEM | [5 empty] | 143.8 |  | 0
TB
|  | t | Item: 17
Install and connect only the following light fittings and accessories. Light Fittings to be supplied by client.
|  |  |  | Sell Rate | Sell Total |  |  |  |  | IB | [17 empty] | U_M_Sell | T_M_Sell | U_L_Sell | T_L_Sell | Total_Sell | T_M_Cost | T_L_Phr | Mat/Lab=1
40 | No. |  | Item: a. | 11.35 | 454 | ISELL |  |  |  | mu_A | ITEM | [7 empty] | mu :1.22 | [8 empty] | 0.1 | 4 | 11.25 | 450 | 454 | 3.2 | 12.8 | 640
|  |  | Type ' LT-04' - 6W Wall Mounted Spotlight, Dimmable | [6 empty] | n
|  | h | [EL25_0662B_Brittania_Hotel_Elec_Revised_Estim_B.xlsx]Elec_Rates!$D$391 |  |  | RATE_AAA
40 | 1 | 40 | 045# Install and connect Only - Type 'LT-04' - Wall Light |  |  | RTLO_002 | [9 empty] | 0.08 | 3.2 | 0.32 | 12.8
[17 empty] | 0 |  | 0
d> | 0 |  |  |  |  | ICOST |  |  |  | mu_A | ITEM | [5 empty] | 3.2 |  | 12.8
|  |  |  | Sell Rate | Sell Total |  |  |  |  | IB | [17 empty] | U_M_Sell | T_M_Sell | U_L_Sell | T_L_Sell | Total_Sell | T_M_Cost | T_L_Phr | Mat/Lab=1
3 | No. |  | Item: b. | 14.36 | 43.08 | ISELL |  |  |  | mu_A | ITEM | [7 empty] | mu :1.22 | [8 empty] | 1.34 | 4.02 | 13.02 | 39.06 | 43.08 | 3.3 | 1.11 | 13.23
|  |  | Type 'LT-09' - 300mm x 300mm LED Panel Soffit Recessed | [6 empty] | n
|  | h | [EL25_0662B_Brittania_Hotel_Elec_Revised_Estim_B.xlsx]Elec_Rates!$D$429 |  |  | RATE_AAA
3 | 1 | 3 | 050# Install and connect Only - Type 'LT-09' - 300mm x 300mm LED Panel Soffit Recessed |  |  | RTLO_002 | [9 empty] | 1.1 | 3.3 | 0.37 | 1.11
[17 empty] | 0 |  | 0
d> | 0 |  |  |  |  | ICOST |  |  |  | mu_A | ITEM | [5 empty] | 3.3 |  | 1.11
|  |  |  | Sell Rate | Sell Total |  |  |  |  | IB | [17 empty] | U_M_Sell | T_M_Sell | U_L_Sell | T_L_Sell | Total_Sell | T_M_Cost | T_L_Phr | Mat/Lab=1
4 | No. |  | Item: c. | 49.48 | 197.92 | ISELL |  |  |  | mu_A | ITEM | [7 empty] | mu :1.22 | [8 empty] | 21.69 | 86.76 | 27.79 | 111.16 | 197.92 | 71.12 | 3.16 | 297.12
|  |  | Type 'LT-12' - 6W Recessed Floor Spotlight, Dimmable, IP65 | [6 empty] | n
|  | h | [EL25_0662B_Brittania_Hotel_Elec_Revised_Estim_B.xlsx]Elec_Rates!$D$444 |  |  | RATE_AAA
4 | 1 | 4 | 052# Install and connect Only - Type 'LT-12' - 6W Recessed Floor Spotlight, Dimmable, IP65 |  |  | RTLO_002 | [9 empty] | 17.78 | 71.12 | 0.79 | 3.16
[17 empty] | 0 |  | 0
d> | 0 |  |  |  |  | ICOST |  |  |  | mu_A | ITEM | [5 empty] | 71.12 |  | 3.16
SB
| 215.8013 |  | PAGE: |  | 8675.38 | [5 empty] | PAGE | [5 empty] | 2329.595 |  | 159.695
| Discy: |  |  |  | PAGE SELL | [11 empty] | PAGE MAT |  | PAGE LAB
|  |  |  | Sell Rate | Sell Total |  |  |  |  | IB | [17 empty] | U_M_Sell | T_M_Sell | U_L_Sell | T_L_Sell | Total_Sell | T_M_Cost | T_L_Phr | Mat/Lab=1
22 | m |  | Item: d. | 5.63 | 123.86 | ISELL |  |  |  | mu_A | ITEM | [7 empty] | mu :1.22 | [8 empty] | 0 | 0 | 5.63 | 123.86 | 123.86 | 0 | 3.52 | 77.44
|  |  | Type 'LT-14' - Dimmable Strip Light | [6 empty] | n
|  | h | [EL25_0662B_Brittania_Hotel_Elec_Revised_Estim_B.xlsx]Elec_Rates!$D$458 |  |  | RATE_AAA
22 | 1 | 22 | 054# Install and connect Only - Type 'LT-14' - Dimmable Strip Light |  |  | RTLO_002 | [9 empty] | 0 | 0 | 0.16 | 3.52
[17 empty] | 0 |  | 0
d> | 0 |  |  |  |  | ICOST |  |  |  | mu_A | ITEM | [5 empty] | 0 |  | 3.52
|  |  |  | Sell Rate | Sell Total |  |  |  |  | IB | [17 empty] | U_M_Sell | T_M_Sell | U_L_Sell | T_L_Sell | Total_Sell | T_M_Cost | T_L_Phr | Mat/Lab=1
5 | No. |  | Item: e. | 14.36 | 71.8 | ISELL |  |  |  | mu_A | ITEM | [7 empty] | mu :1.22 | [8 empty] | 1.34 | 6.7 | 13.02 | 65.1 | 71.8 | 5.5 | 1.85 | 36.75
|  |  | Type 'LT-15' - 8.5W Soffit Recessed Downlighter, Dimmable | [6 empty] | n
|  | h | [EL25_0662B_Brittania_Hotel_Elec_Revised_Estim_B.xlsx]Elec_Rates!$D$464 |  |  | RATE_AAA
5 | 1 | 5 | 055# Install and connect Only - Type 'LT-15' - 8.5W Soffit Recessed Downlighter |  |  | RTLO_002 | [9 empty] | 1.1 | 5.5 | 0.37 | 1.85
[17 empty] | 0 |  | 0
d> | 0 |  |  |  |  | ICOST |  |  |  | mu_A | ITEM | [5 empty] | 5.5 |  | 1.85
|  |  |  | Sell Rate | Sell Total |  |  |  |  | IB | [17 empty] | U_M_Sell | T_M_Sell | U_L_Sell | T_L_Sell | Total_Sell | T_M_Cost | T_L_Phr | Mat/Lab=1
19 | No. |  | Item: f. | 11.35 | 215.65 | ISELL |  |  |  | mu_A | ITEM | [7 empty] | mu :1.22 | [8 empty] | 0.1 | 1.9 | 11.25 | 213.75 | 215.65 | 1.52 | 6.08 | 144.4
|  |  | Type 'LD-02' - Common Areas Art Light | [6 empty] | n
|  | h | [EL25_0662B_Brittania_Hotel_Elec_Revised_Estim_B.xlsx]Elec_Rates!$D$285 |  |  | RATE_AAA
19 | 1 | 19 | 031# Install and connect Only - Type 'LD-02' - Common Areas Art Light |  |  | RTLO_002 | [9 empty] | 0.08 | 1.52 | 0.32 | 6.08
[17 empty] | 0 |  | 0
d> | 0 |  |  |  |  | ICOST |  |  |  | mu_A | ITEM | [5 empty] | 1.52 |  | 6.08
|  |  |  | Sell Rate | Sell Total |  |  |  |  | IB | [17 empty] | U_M_Sell | T_M_Sell | U_L_Sell | T_L_Sell | Total_Sell | T_M_Cost | T_L_Phr | Mat/Lab=1
2 | No. |  | Item: g. | 11.35 | 22.7 | ISELL |  |  |  | mu_A | ITEM | [7 empty] | mu :1.22 | [8 empty] | 0.1 | 0.2 | 11.25 | 22.5 | 22.7 | 0.16 | 0.64 | 1.6
|  |  | Type 'LD-03' - Wall light fitting in Lobby | [6 empty] | n
|  | h | [EL25_0662B_Brittania_Hotel_Elec_Revised_Estim_B.xlsx]Elec_Rates!$D$293 |  |  | RATE_AAA
2 | 1 | 2 | 032# Install and connect Only - Type 'LD-03' - Wall light fitting in Lobby |  |  | RTLO_002 | [9 empty] | 0.08 | 0.16 | 0.32 | 0.64
[17 empty] | 0 |  | 0
d> | 0 |  |  |  |  | ICOST |  |  |  | mu_A | ITEM | [5 empty] | 0.16 |  | 0.64
|  |  |  | Sell Rate | Sell Total |  |  |  |  | IB | [17 empty] | U_M_Sell | T_M_Sell | U_L_Sell | T_L_Sell | Total_Sell | T_M_Cost | T_L_Phr | Mat/Lab=1
2 | No. |  | Item: h. | 5.63 | 11.26 | ISELL |  |  |  | mu_A | ITEM | [7 empty] | mu :1.22 | [8 empty] | 0 | 0 | 5.63 | 11.26 | 11.26 | 0 | 0.32 | 0.64
|  |  | Type 'LD-10' - Armchair Reading Light | [6 empty] | n
|  | h | [EL25_0662B_Brittania_Hotel_Elec_Revised_Estim_B.xlsx]Elec_Rates!$D$316 |  |  | RATE_AAA
2 | 1 | 2 | 035# Install and connect Only - Type 'LD-10' - Armchair Reading Light |  | Local Rate | RTLO_002 | [9 empty] | 0 | 0 | 0.16 | 0.32
[17 empty] | 0 |  | 0
d> | 0 |  |  |  |  | ICOST |  |  |  | mu_A | ITEM | [5 empty] | 0 |  | 0.32
|  |  |  | Sell Rate | Sell Total |  |  |  |  | IB | [17 empty] | U_M_Sell | T_M_Sell | U_L_Sell | T_L_Sell | Total_Sell | T_M_Cost | T_L_Phr | Mat/Lab=1
1 | No. |  | Item: i. | 11.35 | 11.35 | ISELL |  |  |  | mu_A | ITEM | [7 empty] | mu :1.22 | [8 empty] | 0.1 | 0.1 | 11.25 | 11.25 | 11.35 | 0.08 | 0.32 | 0.4
|  |  | Type 'LD-11' - Hallway Wall Light | [6 empty] | n
|  | h | [EL25_0662B_Brittania_Hotel_Elec_Revised_Estim_B.xlsx]Elec_Rates!$D$322 |  |  | RATE_AAA
1 | 1 | 1 | 036# Install and connect Only - Type 'LD-11' - Hallway Wall Light |  |  | RTLO_002 | [9 empty] | 0.08 | 0.08 | 0.32 | 0.32
[17 empty] | 0 |  | 0
d> | 0 |  |  |  |  | ICOST |  |  |  | mu_A | ITEM | [5 empty] | 0.08 |  | 0.32
|  |  |  | Sell Rate | Sell Total |  |  |  |  | IB | [17 empty] | U_M_Sell | T_M_Sell | U_L_Sell | T_L_Sell | Total_Sell | T_M_Cost | T_L_Phr | Mat/Lab=1
2 | No. |  | Item: j. | 64.13 | 128.26 | ISELL |  |  |  | mu_A | ITEM | [7 empty] | mu :1.22 | [8 empty] | 11.77 | 23.54 | 52.36 | 104.72 | 128.26 | 19.3 | 2.98 | 44.56
|  |  | 5Amp Socket Outlet for Lighting | [6 empty] | n
|  | h | [EL25_0662B_Brittania_Hotel_Elec_Revised_Estim_B.xlsx]Elec_Rates!$D$200 |  |  | RATE_AAA
2 | 1 | 2 | 019# Lighting point in LSZH Conduit |  | 1Pt x 1Sw | RTLO_002 | [9 empty] | 9.65 | 19.3 | 1.31 | 2.62
2 | No |  | Install and connect only 5Amp Socket Outlet |  |  | WACC_054 | 705 | BG | 912 |  |  |  |  | 3 | 1994-12-01 | 0 | 0 | 0.17 | 0.357
[17 empty] | 0 |  | 0
d> | 0 |  |  |  |  | ICOST |  |  |  | mu_A | ITEM | [5 empty] | 19.3 |  | 2.977
|  |  |  | Sell Rate | Sell Total |  |  |  |  | IB | [17 empty] | U_M_Sell | T_M_Sell | U_L_Sell | T_L_Sell | Total_Sell | T_M_Cost | T_L_Phr | Mat/Lab=1
7 | No. |  | Item: k. | 13.21 | 92.47 | ISELL |  |  |  | mu_A | ITEM | [7 empty] | mu :1.22 | [8 empty] | 0.2 | 1.4 | 13.01 | 91.07 | 92.47 | 1.12 | 2.59 | 25.97
|  |  | Type 'E1' - Single Sided, Wall Mounted, Directional Exit Signage | [6 empty] | n
|  | h | [EL25_0662B_Brittania_Hotel_Elec_Revised_Estim_B.xlsx]Elec_Rates!$D$247 |  |  | RATE_AAA
7 | 1 | 7 | 026# Install and connect Only - Type 'E1' - Single Sided, Wall Mounted, Directional Exit Signage |  |  | RTLO_002 | [9 empty] | 0.16 | 1.12 | 0.37 | 2.59
[17 empty] | 0 |  | 0
d> | 0 |  |  |  |  | ICOST |  |  |  | mu_A | ITEM | [5 empty] | 1.12 |  | 2.59
|  |  |  | Sell Rate | Sell Total |  |  |  |  | IB | [17 empty] | U_M_Sell | T_M_Sell | U_L_Sell | T_L_Sell | Total_Sell | T_M_Cost | T_L_Phr | Mat/Lab=1
4 | No. |  | Item: l. | 17.87 | 71.48 | ISELL |  |  |  | mu_A | ITEM | [7 empty] | mu :1.22 | [8 empty] | 1.34 | 5.36 | 16.53 | 66.12 | 71.48 | 4.4 | 1.88 | 25.12
|  |  | Type 'E2' - Double Sided, Soffit Recessed, Directional Exit Signage | [6 empty] | n
|  | h | [EL25_0662B_Brittania_Hotel_Elec_Revised_Estim_B.xlsx]Elec_Rates!$D$255 |  |  | RATE_AAA
4 | 1 | 4 | 027# Install and connect Only - Type 'E2' - Double Sided, Ceiling Mounted/ Soffit Recessed, Directional Exit Signage. |  |  | RTLO_002 | [9 empty] | 1.1 | 4.4 | 0.47 | 1.88
[17 empty] | 0 |  | 0
d> | 0 |  |  |  |  | ICOST |  |  |  | mu_A | ITEM | [5 empty] | 4.4 |  | 1.88
|  |  |  | Sell Rate | Sell Total |  |  |  |  | IB | [17 empty] | U_M_Sell | T_M_Sell | U_L_Sell | T_L_Sell | Total_Sell | T_M_Cost | T_L_Phr | Mat/Lab=1
2 | No. |  | Item: m. | 16.12 | 32.24 | ISELL |  |  |  | mu_A | ITEM | [7 empty] | mu :1.22 | [8 empty] | 1.34 | 2.68 | 14.78 | 29.56 | 32.24 | 2.2 | 0.84 | 6.08
|  |  | Battery Backup Kit for Type 'LT-09' | [6 empty] | n
|  | h | [EL25_0662B_Brittania_Hotel_Elec_Revised_Estim_B.xlsx]Elec_Rates!$D$270 |  |  | RATE_AAA
2 | 1 | 2 | 029# Install and connect Only - Battery Backup Kit for the light fittings supplied by others |  |  | RTLO_002 | [9 empty] | 1.1 | 2.2 | 0.42 | 0.84
[17 empty] | 0 |  | 0
d> | 0 |  |  |  |  | ICOST |  |  |  | mu_A | ITEM | [5 empty] | 2.2 |  | 0.84
TB
t
POWER INSTALLATION
TB
|  | t | Item: 18
Supply and install the following power points in LSZH Conduit, chased in wall.
|  |  |  | Sell Rate | Sell Total |  |  |  |  | IB | [17 empty] | U_M_Sell | T_M_Sell | U_L_Sell | T_L_Sell | Total_Sell | T_M_Cost | T_L_Phr | Mat/Lab=1
1 | No. |  | Item: a. | 77.31 | 77.31 | ISELL |  |  |  | mu_A | ITEM | [7 empty] | mu :1.22 | [8 empty] | 20.73 | 20.73 | 56.58 | 56.58 | 77.31 | 16.99 | 1.61 | 18.6
|  |  | 13Amp BS1363 Single Socket Outlet | [6 empty] | n
|  | h | [EL25_0662B_Brittania_Hotel_Elec_Revised_Estim_B.xlsx]Elec_Rates!$D$486 |  |  | RATE_AAA
1 | 1 | 1 | 058# General Power Point in LSZH Conduit |  |  | RTLO_002 | [9 empty] | 13.92 | 13.92 | 1.43 | 1.43
1 | No |  | 13Amp Single DP Switched Socket Outlet white |  | ESS Q0395603 | WACC_049 | 705 | BG | 921 |  |  |  |  | 3 | 1994-12-01 | 3.07 | 3.07 | 0.17 | 0.1785
[17 empty] | 0 |  | 0
d> | 0 |  |  |  |  | ICOST |  |  |  | mu_A | ITEM | [5 empty] | 16.99 |  | 1.6085
|  |  |  | Sell Rate | Sell Total |  |  |  |  | IB | [17 empty] | U_M_Sell | T_M_Sell | U_L_Sell | T_L_Sell | Total_Sell | T_M_Cost | T_L_Phr | Mat/Lab=1
18 | No. |  | Item: b. | 79.36 | 1428.48 | ISELL |  |  |  | mu_A | ITEM | [7 empty] | mu :1.22 | [8 empty] | 22.78 | 410.04 | 56.58 | 1018.44 | 1428.48 | 336.06 | 28.95 | 6570.18
|  |  | 13Amp BS1363 Double Socket Outlet | [6 empty] | n
|  | h | [EL25_0662B_Brittania_Hotel_Elec_Revised_Estim_B.xlsx]Elec_Rates!$D$486 |  |  | RATE_AAA
18 | 1 | 18 | 058# General Power Point in LSZH Conduit |  |  | RTLO_002 | [9 empty] | 13.92 | 250.56 | 1.43 | 25.74
18 | No |  | 13Amp Twin DP Switched Socket Outlet white |  |  | WACC_049 | 705 | BG | 921 |  |  |  |  | 3 | 1994-12-01 | 4.75 | 85.5 | 0.17 | 3.213
[17 empty] | 0 |  | 0
d> | 0 |  |  |  |  | ICOST |  |  |  | mu_A | ITEM | [5 empty] | 336.06 |  | 28.953
|  |  |  | Sell Rate | Sell Total |  |  |  |  | IB | [17 empty] | U_M_Sell | T_M_Sell | U_L_Sell | T_L_Sell | Total_Sell | T_M_Cost | T_L_Phr | Mat/Lab=1
8 | No. |  | Item: c. | 119.8 | 958.4 | ISELL |  |  |  | mu_A | ITEM | [7 empty] | mu :1.22 | [8 empty] | 63.22 | 505.76 | 56.58 | 452.64 | 958.4 | 414.56 | 12.87 | 3419.44
|  |  | 13Amp BS1363 Single Socket Outlet complete with Type 'A' and Type 'C' USBs | [6 empty] | n
|  | h | [EL25_0662B_Brittania_Hotel_Elec_Revised_Estim_B.xlsx]Elec_Rates!$D$486 |  |  | RATE_AAA
8 | 1 | 8 | 058# General Power Point in LSZH Conduit |  |  | RTLO_002 | [9 empty] | 13.92 | 111.36 | 1.43 | 11.44
8 | No |  | 13Amp Twin DP Switched Socket Outlet complete with Type 'A' and Type 'C' USBs |  |  | WACC_049 | 705 | BG | 921 |  |  |  |  | 3 | 1994-12-01 | 37.9 | 303.2 | 0.17 | 1.428
[17 empty] | 0 |  | 0
d> | 0 |  |  |  |  | ICOST |  |  |  | mu_A | ITEM | [5 empty] | 414.56 |  | 12.868
|  |  |  | Sell Rate | Sell Total |  |  |  |  | IB | [17 empty] | U_M_Sell | T_M_Sell | U_L_Sell | T_L_Sell | Total_Sell | T_M_Cost | T_L_Phr | Mat/Lab=1
8 | No. |  | Item: d. | 119.8 | 958.4 | ISELL |  |  |  | mu_A | ITEM | [7 empty] | mu :1.22 | [8 empty] | 63.22 | 505.76 | 56.58 | 452.64 | 958.4 | 414.56 | 12.87 | 3419.44
|  |  | 13Amp BS1363 Double Socket Outlet complete with Type 'A' and Type 'C' USBs | [6 empty] | n
|  | h | [EL25_0662B_Brittania_Hotel_Elec_Revised_Estim_B.xlsx]Elec_Rates!$D$486 |  |  | RATE_AAA
8 | 1 | 8 | 058# General Power Point in LSZH Conduit |  |  | RTLO_002 | [9 empty] | 13.92 | 111.36 | 1.43 | 11.44
8 | No |  | 13Amp Twin DP Switched Socket Outlet complete with Type 'A' and Type 'C' USBs |  |  | WACC_049 | 705 | BG | 921 |  |  |  |  | 3 | 1994-12-01 | 37.9 | 303.2 | 0.17 | 1.428
[17 empty] | 0 |  | 0
d> | 0 |  |  |  |  | ICOST |  |  |  | mu_A | ITEM | [5 empty] | 414.56 |  | 12.868
|  |  |  | Sell Rate | Sell Total |  |  |  |  | IB | [17 empty] | U_M_Sell | T_M_Sell | U_L_Sell | T_L_Sell | Total_Sell | T_M_Cost | T_L_Phr | Mat/Lab=1
1 | No. |  | Item: e. | 115.17 | 115.17 | ISELL |  |  |  | mu_A | ITEM | [7 empty] | mu :1.22 | [8 empty] | 58.58 | 58.58 | 56.59 | 56.59 | 115.17 | 48.02 | 1.61 | 49.63
|  |  | 13Amp BS1363 Weatherproof Double Socket Outlet | [6 empty] | n
|  | h | [EL25_0662B_Brittania_Hotel_Elec_Revised_Estim_B.xlsx]Elec_Rates!$D$486 |  |  | RATE_AAA
1 | 1 | 1 | 058# General Power Point in LSZH Conduit |  |  | RTLO_002 | [9 empty] | 13.92 | 13.92 | 1.43 | 1.43
1 | No |  | 13Amp Twin DP Switched Socket Outlet Weather Proof (IP66) |  |  | WACC_049 | 705 | BG | 921 |  |  |  |  | 3 | 1994-12-01 | 34.1 | 34.1 | 0.17 | 0.1785
[17 empty] | 0 |  | 0
d> | 0 |  |  |  |  | ICOST |  |  |  | mu_A | ITEM | [5 empty] | 48.02 |  | 1.6085
|  |  |  | Sell Rate | Sell Total |  |  |  |  | IB | [17 empty] | U_M_Sell | T_M_Sell | U_L_Sell | T_L_Sell | Total_Sell | T_M_Cost | T_L_Phr | Mat/Lab=1
4 | No. |  | Item: f. | 79.88 | 319.52 | ISELL |  |  |  | mu_A | ITEM | [7 empty] | mu :1.22 | [8 empty] | 23.3 | 93.2 | 56.58 | 226.32 | 319.52 | 76.4 | 6.43 | 331.32
|  |  | 13Amp Switched Fuse Connection Unit | [6 empty] | n
|  | h | [EL25_0662B_Brittania_Hotel_Elec_Revised_Estim_B.xlsx]Elec_Rates!$D$486 |  |  | RATE_AAA
4 | 1 | 4 | 058# General Power Point in LSZH Conduit |  |  | RTLO_002 | [9 empty] | 13.92 | 55.68 | 1.43 | 5.72
4 | No |  | 13Amp DP Switched Fused Connection Unit with neon indicator |  |  | WACC_049 | 705 | BG | 921 |  |  |  |  | 3 | 1994-12-01 | 5.18 | 20.72 | 0.17 | 0.714
[17 empty] | 0 |  | 0
d> | 0 |  |  |  |  | ICOST |  |  |  | mu_A | ITEM | [5 empty] | 76.4 |  | 6.434
|  |  |  | Sell Rate | Sell Total |  |  |  |  | IB | [17 empty] | U_M_Sell | T_M_Sell | U_L_Sell | T_L_Sell | Total_Sell | T_M_Cost | T_L_Phr | Mat/Lab=1
7 | No. |  | Item: g. | 79.88 | 559.16 | ISELL |  |  |  | mu_A | ITEM | [7 empty] | mu :1.22 | [8 empty] | 23.3 | 163.1 | 56.58 | 396.06 | 559.16 | 133.7 | 11.26 | 1014.72
|  |  | 13Amp Unswitched Fuse Connection Unit | [6 empty] | n
|  | h | [EL25_0662B_Brittania_Hotel_Elec_Revised_Estim_B.xlsx]Elec_Rates!$D$486 |  |  | RATE_AAA
7 | 1 | 7 | 058# General Power Point in LSZH Conduit |  |  | RTLO_002 | [9 empty] | 13.92 | 97.44 | 1.43 | 10.01
7 | No |  | 13Amp Unswitched Fused Connection Unit with neon indicator |  |  | WACC_049 | 705 | BG | 921 |  |  |  |  | 3 | 1994-12-01 | 5.18 | 36.26 | 0.17 | 1.2495
[17 empty] | 0 |  | 0
d> | 0 |  |  |  |  | ICOST |  |  |  | mu_A | ITEM | [5 empty] | 133.7 |  | 11.2595
|  |  |  | Sell Rate | Sell Total |  |  |  |  | IB | [17 empty] | U_M_Sell | T_M_Sell | U_L_Sell | T_L_Sell | Total_Sell | T_M_Cost | T_L_Phr | Mat/Lab=1
2 | No. |  | Item: h. | 79.36 | 158.72 | ISELL |  |  |  | mu_A | ITEM | [7 empty] | mu :1.22 | [8 empty] | 22.78 | 45.56 | 56.58 | 113.16 | 158.72 | 37.34 | 3.22 | 81.12
|  |  | 13Amp BS1363 Double Socket Outlet in Floor Box | [6 empty] | n
|  | h | [EL25_0662B_Brittania_Hotel_Elec_Revised_Estim_B.xlsx]Elec_Rates!$D$486 |  |  | RATE_AAA
2 | 1 | 2 | 058# General Power Point in LSZH Conduit |  |  | RTLO_002 | [9 empty] | 13.92 | 27.84 | 1.43 | 2.86
2 | No |  | 13Amp Twin DP Switched Socket Outlet white |  |  | WACC_049 | 705 | BG | 921 |  |  |  |  | 3 | 1994-12-01 | 4.75 | 9.5 | 0.17 | 0.357
[17 empty] | 0 |  | 0
d> | 0 |  |  |  |  | ICOST |  |  |  | mu_A | ITEM | [5 empty] | 37.34 |  | 3.217
|  |  |  | Sell Rate | Sell Total |  |  |  |  | IB | [17 empty] | U_M_Sell | T_M_Sell | U_L_Sell | T_L_Sell | Total_Sell | T_M_Cost | T_L_Phr | Mat/Lab=1
2 | No. |  | Item: i. | 119.8 | 239.6 | ISELL |  |  |  | mu_A | ITEM | [7 empty] | mu :1.22 | [8 empty] | 63.22 | 126.44 | 56.58 | 113.16 | 239.6 | 103.64 | 3.22 | 213.72
|  |  | 13Amp BS1363 Double Socket Outlet complete with Type 'A' and Type 'C' USBs in Floor Box | [6 empty] | n
|  | h | [EL25_0662B_Brittania_Hotel_Elec_Revised_Estim_B.xlsx]Elec_Rates!$D$486 |  |  | RATE_AAA
2 | 1 | 2 | 058# General Power Point in LSZH Conduit |  |  | RTLO_002 | [9 empty] | 13.92 | 27.84 | 1.43 | 2.86
2 | No |  | 13Amp Twin DP Switched Socket Outlet complete with Type 'A' and Type 'C' USBs |  |  | WACC_049 | 705 | BG | 921 |  |  |  |  | 3 | 1994-12-01 | 37.9 | 75.8 | 0.17 | 0.357
[17 empty] | 0 |  | 0
d> | 0 |  |  |  |  | ICOST |  |  |  | mu_A | ITEM | [5 empty] | 103.64 |  | 3.217
SB
| -0.072181 |  | PAGE: |  | 5595.83 | [5 empty] | PAGE | [5 empty] | 1615.55 |  | 103.0505
| Discy: |  |  |  | PAGE SELL | [11 empty] | PAGE MAT |  | PAGE LAB
TB
t
SWITCHGEAR AND OTHER APPARATUS
TB
|  | t | Item: 19
Supply only the following switchgear and other accessories.
|  |  |  | Sell Rate | Sell Total |  |  |  |  | IB | [17 empty] | U_M_Sell | T_M_Sell | U_L_Sell | T_L_Sell | Total_Sell | T_M_Cost | T_L_Phr | Mat/Lab=1
1 | No. |  | Item: a. | 1096.87 | 1096.87 | ISELL |  |  |  | mu_A | ITEM | [7 empty] | mu :1.22 | [8 empty] | 1096.87 | 1096.87 | 0 | 0 | 1096.87 | 899.07 | 0 | 899.07
|  |  | Distribution Board DB-L0 | [6 empty] | n
1 | No |  | Supply only Modular Distribution Board 'DB-L0' 12 Way 40Amp TP&N |  |  | SWLV_001 | 510 | (__) | [5 empty] | 2 |  | 899.07 | 899.07 |  | 0
[17 empty] | 0 |  | 0
d> | 0 |  |  |  |  | ICOST |  |  |  | mu_A | ITEM | [5 empty] | 899.07 |  | 0
|  |  |  | Sell Rate | Sell Total |  |  |  |  | IB | [17 empty] | U_M_Sell | T_M_Sell | U_L_Sell | T_L_Sell | Total_Sell | T_M_Cost | T_L_Phr | Mat/Lab=1
1 | No. |  | Item: b. | 251.32 | 251.32 | ISELL |  |  |  | mu_A | ITEM | [7 empty] | mu :1.22 | [8 empty] | 251.32 | 251.32 | 0 | 0 | 251.32 | 206 | 0 | 206
|  |  | Distribution Board DB-CA | [6 empty] | n
1 | No |  | Supply only Modular Distribution Board 'DB-CA' 4 Way 40Amp TP&N |  |  | SWLV_001 | 510 | (__) | [5 empty] | 2 |  | 206 | 206 |  | 0
[17 empty] | 0 |  | 0
d> | 0 |  |  |  |  | ICOST |  |  |  | mu_A | ITEM | [5 empty] | 206 |  | 0
|  |  |  | Sell Rate | Sell Total |  |  |  |  | IB | [17 empty] | U_M_Sell | T_M_Sell | U_L_Sell | T_L_Sell | Total_Sell | T_M_Cost | T_L_Phr | Mat/Lab=1
1 | No. |  | Item: c. | 115.89 | 115.89 | ISELL |  |  |  | mu_A | ITEM | [7 empty] | mu :1.22 | [8 empty] | 115.89 | 115.89 | 0 | 0 | 115.89 | 94.99 | 0 | 94.99
|  |  | 5 Module Floor Box | [6 empty] | n
1 | No |  | 3 Compartment Floor Outlet Box IP44 |  |  | WACC_054 | 705 | BG | 912 |  |  |  |  | 3 | 1994-12-01 | 53.35 | 53.35 |  | 0
1 | No |  | 2 Compartment Floor Outlet Box IP44 |  |  | WACC_054 | 705 | BG | 912 |  |  |  |  | 3 | 1994-12-01 | 41.64 | 41.64 |  | 0
[17 empty] | 0 |  | 0
d> | 0 |  |  |  |  | ICOST |  |  |  | mu_A | ITEM | [5 empty] | 94.99 |  | 0
TB
|  | t | Item: 20
Install and connect only the following switchgear and other accessories.
|  |  |  | Sell Rate | Sell Total |  |  |  |  | IB | [17 empty] | U_M_Sell | T_M_Sell | U_L_Sell | T_L_Sell | Total_Sell | T_M_Cost | T_L_Phr | Mat/Lab=1
1 | No. |  | Item: a. | 309.48 | 309.48 | ISELL |  |  |  | mu_A | ITEM | [7 empty] | mu :1.22 | [8 empty] | 12.34 | 12.34 | 297.14 | 297.14 | 309.48 | 10.12 | 8.45 | 18.57
|  |  | Distribution Board DB-L0 | [6 empty] | n
1 | No |  | Install and connect only Modular Distribution Board 'DB-L0' 12 Way 40Amp TP&N |  |  | SWLV_001 | 510 | (__) | [5 empty] | 2 |  | 0 | 0 | 8 | 8.4
1 | No |  | Label Large |  |  | CONS_020 | 875 | (__) | [5 empty] | 3 | 1995-05-01 | 5.238 | 5.238 | 0.045 | 0.04725
1 | No |  | Distribution Board Schedule |  |  | DOCS_011 | 880 | (__) | [5 empty] | 3 | 1997-01-13 | 4.194 | 4.194 |  | 0
4 | No |  | Sleeve Anchor 8mm Hilti HLC 8x40/12-H |  |  | CONS_037 | 875 | HIL | HLC 8x40/12-H |  |  |  |  | 1 | 1999-01-15 | 0.171 | 0.684 |  | 0
[17 empty] | 0 |  | 0
d> | 0 |  |  |  |  | ICOST |  |  |  | mu_A | ITEM | [5 empty] | 10.116 |  | 8.4473
|  |  |  | Sell Rate | Sell Total |  |  |  |  | IB | [17 empty] | U_M_Sell | T_M_Sell | U_L_Sell | T_L_Sell | Total_Sell | T_M_Cost | T_L_Phr | Mat/Lab=1
1 | No. |  | Item: b. | 161.74 | 161.74 | ISELL |  |  |  | mu_A | ITEM | [7 empty] | mu :1.22 | [8 empty] | 12.34 | 12.34 | 149.4 | 149.4 | 161.74 | 10.12 | 4.25 | 14.37
|  |  | Distribution Board DB-CA | [6 empty] | n
1 | No |  | Install and connect only Modular Distribution Board 'DB-CA' 4 Way 40Amp TP&N |  |  | SWLV_001 | 510 | (__) | [5 empty] | 2 |  | 0 | 0 | 4 | 4.2
1 | No |  | Label Large |  |  | CONS_020 | 875 | (__) | [5 empty] | 3 | 1995-05-01 | 5.238 | 5.238 | 0.045 | 0.04725
1 | No |  | Distribution Board Schedule |  |  | DOCS_011 | 880 | (__) | [5 empty] | 3 | 1997-01-13 | 4.194 | 4.194 |  | 0
4 | No |  | Sleeve Anchor 8mm Hilti HLC 8x40/12-H |  |  | CONS_037 | 875 | HIL | HLC 8x40/12-H |  |  |  |  | 1 | 1999-01-15 | 0.171 | 0.684 |  | 0
[17 empty] | 0 |  | 0
d> | 0 |  |  |  |  | ICOST |  |  |  | mu_A | ITEM | [5 empty] | 10.116 |  | 4.2473
|  |  |  | Sell Rate | Sell Total |  |  |  |  | IB | [17 empty] | U_M_Sell | T_M_Sell | U_L_Sell | T_L_Sell | Total_Sell | T_M_Cost | T_L_Phr | Mat/Lab=1
1 | No. |  | Item: c. | 46.17 | 46.17 | ISELL |  |  |  | mu_A | ITEM | [7 empty] | mu :1.22 | [8 empty] | 0 | 0 | 46.17 | 46.17 | 46.17 | 0 | 1.31 | 1.31
|  |  | 5 Module Floor Box | [6 empty] | n
1 | No |  | 3 Compartment Floor Outlet Box IP44 |  |  | WACC_054 | 705 | BG | 912 |  |  |  |  | 3 | 1994-12-01 | 0 | 0 | 0.75 | 0.7875
1 | No |  | 2 Compartment Floor Outlet Box IP44 |  |  | WACC_054 | 705 | BG | 912 |  |  |  |  | 3 | 1994-12-01 | 0 | 0 | 0.5 | 0.525
[17 empty] | 0 |  | 0
d> | 0 |  |  |  |  | ICOST |  |  |  | mu_A | ITEM | [5 empty] | 0 |  | 1.3125
SB
| -0.00011382 |  | PAGE: |  | 1981.47 | [5 empty] | PAGE | [5 empty] | 1220.292 |  | 14.007
| Discy: |  |  |  | PAGE SELL | [11 empty] | PAGE MAT |  | PAGE LAB
TB
t
FIRST FLOOR
TB
t
LIGHTING INSTALLATION
TB
|  | t | Item: 21
Supply and install the following lighting points as specified. (Moulded Plastic Installation)
|  |  |  | Sell Rate | Sell Total |  |  |  |  | IB | [17 empty] | U_M_Sell | T_M_Sell | U_L_Sell | T_L_Sell | Total_Sell | T_M_Cost | T_L_Phr | Mat/Lab=1
6 | No. |  | Item: a. | 57.85 | 347.1 | ISELL |  |  |  | mu_A | ITEM | [7 empty] | mu :1.22 | [8 empty] | 11.77 | 70.62 | 46.08 | 276.48 | 347.1 | 57.9 | 7.86 | 394.56
|  |  | One light point controlled by one switch | [6 empty] | n
|  | h | [EL25_0662B_Brittania_Hotel_Elec_Revised_Estim_B.xlsx]Elec_Rates!$D$200 |  |  | RATE_AAA
6 | 1 | 6 | 019# Lighting point in LSZH Conduit |  | 1Pt x 1 Sw | RTLO_002 | [9 empty] | 9.65 | 57.9 | 1.31 | 7.86
[17 empty] | 0 |  | 0
d> | 0 |  |  |  |  | ICOST |  |  |  | mu_A | ITEM | [5 empty] | 57.9 |  | 7.86
|  |  |  | Sell Rate | Sell Total |  |  |  |  | IB | [17 empty] | U_M_Sell | T_M_Sell | U_L_Sell | T_L_Sell | Total_Sell | T_M_Cost | T_L_Phr | Mat/Lab=1
2 | No. |  | Item: b. | 86.78 | 173.56 | ISELL |  |  |  | mu_A | ITEM | [7 empty] | mu :1.22 | [8 empty] | 17.66 | 35.32 | 69.12 | 138.24 | 173.56 | 28.95 | 3.93 | 65.76
|  |  | Two light points controlled by one switch | [6 empty] | n
|  | h | [EL25_0662B_Brittania_Hotel_Elec_Revised_Estim_B.xlsx]Elec_Rates!$D$200 |  |  | RATE_AAA
2 | 1.5 | 3 | 019# Lighting point in LSZH Conduit |  | 2Pt x 1 Sw | RTLO_002 | [9 empty] | 14.475 | 28.95 | 1.965 | 3.93
[17 empty] | 0 |  | 0
d> | 0 |  |  |  |  | ICOST |  |  |  | mu_A | ITEM | [5 empty] | 28.95 |  | 3.93
|  |  |  | Sell Rate | Sell Total |  |  |  |  | IB | [17 empty] | U_M_Sell | T_M_Sell | U_L_Sell | T_L_Sell | Total_Sell | T_M_Cost | T_L_Phr | Mat/Lab=1
2 | No. |  | Item: c. | 173.56 | 347.12 | ISELL |  |  |  | mu_A | ITEM | [7 empty] | mu :1.22 | [8 empty] | 35.32 | 70.64 | 138.24 | 276.48 | 347.12 | 57.9 | 7.86 | 131.52
Four light points and one extractor fan controlled by one switch (one light point with battery back up)
|  | h | [EL25_0662B_Brittania_Hotel_Elec_Revised_Estim_B.xlsx]Elec_Rates!$D$200 |  |  | RATE_AAA
2 | 3 | 6 | 019# Lighting point in LSZH Conduit |  | 5Pt x 1 Sw | RTLO_002 | [9 empty] | 28.95 | 57.9 | 3.93 | 7.86
[17 empty] | 0 |  | 0
d> | 0 |  |  |  |  | ICOST |  |  |  | mu_A | ITEM | [5 empty] | 57.9 |  | 7.86
|  |  |  | Sell Rate | Sell Total |  |  |  |  | IB | [17 empty] | U_M_Sell | T_M_Sell | U_L_Sell | T_L_Sell | Total_Sell | T_M_Cost | T_L_Phr | Mat/Lab=1
1 | No. |  | Item: d. | 202.49 | 202.49 | ISELL |  |  |  | mu_A | ITEM | [7 empty] | mu :1.22 | [8 empty] | 41.21 | 41.21 | 161.28 | 161.28 | 202.49 | 33.78 | 4.59 | 38.37
Five light points and one extractor fan controlled by one switch (one light point with battery back up)
|  | h | [EL25_0662B_Brittania_Hotel_Elec_Revised_Estim_B.xlsx]Elec_Rates!$D$200 |  |  | RATE_AAA
1 | 3.5 | 3.5 | 019# Lighting point in LSZH Conduit |  | 6Pt x 1 Sw | RTLO_002 | [9 empty] | 33.775 | 33.775 | 4.585 | 4.585
[17 empty] | 0 |  | 0
d> | 0 |  |  |  |  | ICOST |  |  |  | mu_A | ITEM | [5 empty] | 33.775 |  | 4.585
|  |  |  | Sell Rate | Sell Total |  |  |  |  | IB | [17 empty] | U_M_Sell | T_M_Sell | U_L_Sell | T_L_Sell | Total_Sell | T_M_Cost | T_L_Phr | Mat/Lab=1
1 | No. |  | Item: e. | 260.34 | 260.34 | ISELL |  |  |  | mu_A | ITEM | [7 empty] | mu :1.22 | [8 empty] | 52.98 | 52.98 | 207.36 | 207.36 | 260.34 | 43.43 | 5.9 | 49.33
|  |  | Six light points controlled by three switches | [6 empty] | n
|  | h | [EL25_0662B_Brittania_Hotel_Elec_Revised_Estim_B.xlsx]Elec_Rates!$D$200 |  |  | RATE_AAA
1 | 4.5 | 4.5 | 019# Lighting point in LSZH Conduit |  | 6Pt x 3 Sw | RTLO_002 | [9 empty] | 43.425 | 43.425 | 5.895 | 5.895
[17 empty] | 0 |  | 0
d> | 0 |  |  |  |  | ICOST |  |  |  | mu_A | ITEM | [5 empty] | 43.425 |  | 5.895
|  |  |  | Sell Rate | Sell Total |  |  |  |  | IB | [17 empty] | U_M_Sell | T_M_Sell | U_L_Sell | T_L_Sell | Total_Sell | T_M_Cost | T_L_Phr | Mat/Lab=1
1 | No. |  | Item: f. | 318.2 | 318.2 | ISELL |  |  |  | mu_A | ITEM | [7 empty] | mu :1.22 | [8 empty] | 64.75 | 64.75 | 253.45 | 253.45 | 318.2 | 53.08 | 7.21 | 60.29
|  |  | Eight light points controlled by three switches | [6 empty] | n
|  | h | [EL25_0662B_Brittania_Hotel_Elec_Revised_Estim_B.xlsx]Elec_Rates!$D$200 |  |  | RATE_AAA
1 | 5.5 | 5.5 | 019# Lighting point in LSZH Conduit |  | 8Pt x 3 Sw | RTLO_002 | [9 empty] | 53.075 | 53.075 | 7.205 | 7.205
[17 empty] | 0 |  | 0
d> | 0 |  |  |  |  | ICOST |  |  |  | mu_A | ITEM | [5 empty] | 53.075 |  | 7.205
|  |  |  | Sell Rate | Sell Total |  |  |  |  | IB | [17 empty] | U_M_Sell | T_M_Sell | U_L_Sell | T_L_Sell | Total_Sell | T_M_Cost | T_L_Phr | Mat/Lab=1
2 | No. |  | Item: g. | 117.48 | 234.96 | ISELL |  |  |  | mu_A | ITEM | [7 empty] | mu :1.22 | [8 empty] | 39.22 | 78.44 | 78.26 | 156.52 | 234.96 | 64.29 | 4.45 | 137.48
|  |  | One light point controlled by one movement detector | [6 empty] | n
|  | h | [EL25_0662B_Brittania_Hotel_Elec_Revised_Estim_B.xlsx]Elec_Rates!$D$200 |  |  | RATE_AAA
2 | 1.5 | 3 | 019# Lighting point in LSZH Conduit |  | 2Pt x 1Sw | RTLO_002 | [9 empty] | 14.475 | 28.95 | 1.965 | 3.93
|  | h | [EL25_0662B_Brittania_Hotel_Elec_Revised_Estim_B.xlsx]Elec_Rates!$D$210 |  |  | RATE_AAA
2 | 1 | 2 | 020# Movement Detector |  |  | RTLO_002 | [9 empty] | 17.67 | 35.34 | 0.26 | 0.52
[17 empty] | 0 |  | 0
d> | 0 |  |  |  |  | ICOST |  |  |  | mu_A | ITEM | [5 empty] | 64.29 |  | 4.45
|  |  |  | Sell Rate | Sell Total |  |  |  |  | IB | [17 empty] | U_M_Sell | T_M_Sell | U_L_Sell | T_L_Sell | Total_Sell | T_M_Cost | T_L_Phr | Mat/Lab=1
9 | No. |  | Item: h. | 74.08 | 666.72 | ISELL |  |  |  | mu_A | ITEM | [7 empty] | mu :1.22 | [8 empty] | 21.72 | 195.48 | 52.36 | 471.24 | 666.72 | 160.2 | 13.4 | 1562.4
|  |  | 5Amp Socket Outlet for Lighting | [6 empty] | n
|  | h | [EL25_0662B_Brittania_Hotel_Elec_Revised_Estim_B.xlsx]Elec_Rates!$D$200 |  |  | RATE_AAA
9 | 1 | 9 | 019# Lighting point in LSZH Conduit |  | 1Pt x 1Sw | RTLO_002 | [9 empty] | 9.65 | 86.85 | 1.31 | 11.79
9 | No |  | 5Amp Socket Outlet |  |  | WACC_054 | 705 | BG | 912 |  |  |  |  | 3 | 1994-12-01 | 8.15 | 73.35 | 0.17 | 1.6065
[17 empty] | 0 |  | 0
d> | 0 |  |  |  |  | ICOST |  |  |  | mu_A | ITEM | [5 empty] | 160.2 |  | 13.3965
|  |  |  | Sell Rate | Sell Total |  |  |  |  | IB | [17 empty] | U_M_Sell | T_M_Sell | U_L_Sell | T_L_Sell | Total_Sell | T_M_Cost | T_L_Phr | Mat/Lab=1
6 | No. |  | Item: i. | 57.85 | 347.1 | ISELL |  |  |  | mu_A | ITEM | [7 empty] | mu :1.22 | [8 empty] | 11.77 | 70.62 | 46.08 | 276.48 | 347.1 | 57.9 | 7.86 | 394.56
|  |  | One light point for reading lights | [6 empty] | n
|  | h | [EL25_0662B_Brittania_Hotel_Elec_Revised_Estim_B.xlsx]Elec_Rates!$D$200 |  |  | RATE_AAA
6 | 1 | 6 | 019# Lighting point in LSZH Conduit |  | 1Pt x 1Sw | RTLO_002 | [9 empty] | 9.65 | 57.9 | 1.31 | 7.86
[17 empty] | 0 |  | 0
d> | 0 |  |  |  |  | ICOST |  |  |  | mu_A | ITEM | [5 empty] | 57.9 |  | 7.86
|  |  |  | Sell Rate | Sell Total |  |  |  |  | IB | [17 empty] | U_M_Sell | T_M_Sell | U_L_Sell | T_L_Sell | Total_Sell | T_M_Cost | T_L_Phr | Mat/Lab=1
2 | No. |  | Item: j. | 57.85 | 115.7 | ISELL |  |  |  | mu_A | ITEM | [7 empty] | mu :1.22 | [8 empty] | 11.77 | 23.54 | 46.08 | 92.16 | 115.7 | 19.3 | 2.62 | 43.84
|  |  | One light point for wardrobe lights | [6 empty] | n
|  | h | [EL25_0662B_Brittania_Hotel_Elec_Revised_Estim_B.xlsx]Elec_Rates!$D$200 |  |  | RATE_AAA
2 | 1 | 2 | 019# Lighting point in LSZH Conduit |  | 1Pt x 1Sw | RTLO_002 | [9 empty] | 9.65 | 19.3 | 1.31 | 2.62
[17 empty] | 0 |  | 0
d> | 0 |  |  |  |  | ICOST |  |  |  | mu_A | ITEM | [5 empty] | 19.3 |  | 2.62
|  |  |  | Sell Rate | Sell Total |  |  |  |  | IB | [17 empty] | U_M_Sell | T_M_Sell | U_L_Sell | T_L_Sell | Total_Sell | T_M_Cost | T_L_Phr | Mat/Lab=1
3 | No. |  | Item: k. | 57.85 | 173.55 | ISELL |  |  |  | mu_A | ITEM | [7 empty] | mu :1.22 | [8 empty] | 11.77 | 35.31 | 46.08 | 138.24 | 173.55 | 28.95 | 3.93 | 98.64
|  |  | Ceiling Fan point and controller | [6 empty] | n
|  | h | [EL25_0662B_Brittania_Hotel_Elec_Revised_Estim_B.xlsx]Elec_Rates!$D$200 |  |  | RATE_AAA
3 | 1 | 3 | 019# Lighting point in LSZH Conduit |  | 1Pt x 1Sw | RTLO_002 | [9 empty] | 9.65 | 28.95 | 1.31 | 3.93
[17 empty] | 0 |  | 0
d> | 0 |  |  |  |  | ICOST |  |  |  | mu_A | ITEM | [5 empty] | 28.95 |  | 3.93
|  |  |  | Sell Rate | Sell Total |  |  |  |  | IB | [17 empty] | U_M_Sell | T_M_Sell | U_L_Sell | T_L_Sell | Total_Sell | T_M_Cost | T_L_Phr | Mat/Lab=1
3 | No. |  | Item: l. | 57.85 | 173.55 | ISELL |  |  |  | mu_A | ITEM | [7 empty] | mu :1.22 | [8 empty] | 11.77 | 35.31 | 46.08 | 138.24 | 173.55 | 28.95 | 3.93 | 98.64
|  |  | One light point for magnifying mirror | [6 empty] | n
|  | h | [EL25_0662B_Brittania_Hotel_Elec_Revised_Estim_B.xlsx]Elec_Rates!$D$200 |  |  | RATE_AAA
3 | 1 | 3 | 019# Lighting point in LSZH Conduit |  | 1Pt x 1Sw | RTLO_002 | [9 empty] | 9.65 | 28.95 | 1.31 | 3.93
[17 empty] | 0 |  | 0
d> | 0 |  |  |  |  | ICOST |  |  |  | mu_A | ITEM | [5 empty] | 28.95 |  | 3.93
|  |  |  | Sell Rate | Sell Total |  |  |  |  | IB | [17 empty] | U_M_Sell | T_M_Sell | U_L_Sell | T_L_Sell | Total_Sell | T_M_Cost | T_L_Phr | Mat/Lab=1
3 | No. |  | Item: m. | 317.52 | 952.56 | ISELL |  |  |  | mu_A | ITEM | [7 empty] | mu :1.22 | [8 empty] | 142.69 | 428.07 | 174.83 | 524.49 | 952.56 | 350.88 | 14.91 | 1097.37
Three light points controlled by three switches, 3 occupancy sensors and relay (one light point with battery back up)
|  | h | [EL25_0662B_Brittania_Hotel_Elec_Revised_Estim_B.xlsx]Elec_Rates!$D$200 |  |  | RATE_AAA
3 | 3 | 9 | 019# Lighting point in LSZH Conduit |  |  | RTLO_002 | [9 empty] | 28.95 | 86.85 | 3.93 | 11.79
|  | h | [EL25_0662B_Brittania_Hotel_Elec_Revised_Estim_B.xlsx]Elec_Rates!$D$210 |  |  | RATE_AAA
3 | 3 | 9 | 020# Movement Detector |  |  | RTLO_002 | [9 empty] | 53.01 | 159.03 | 0.78 | 2.34
|  | h | [EL25_0662B_Brittania_Hotel_Elec_Revised_Estim_B.xlsx]Elec_Rates!$D$524 |  |  | RATE_AAA
3 | 1 | 3 | 062# 230V 2P 16A Contactor |  |  | RTLO_002 | [9 empty] | 35 | 105 | 0.26 | 0.78
[17 empty] | 0 |  | 0
d> | 0 |  |  |  |  | ICOST |  |  |  | mu_A | ITEM | [5 empty] | 350.88 |  | 14.91
|  |  |  | Sell Rate | Sell Total |  |  |  |  | IB | [17 empty] | U_M_Sell | T_M_Sell | U_L_Sell | T_L_Sell | Total_Sell | T_M_Cost | T_L_Phr | Mat/Lab=1
3 | No. |  | Item: n. | 57.85 | 173.55 | ISELL |  |  |  | mu_A | ITEM | [7 empty] | mu :1.22 | [8 empty] | 11.77 | 35.31 | 46.08 | 138.24 | 173.55 | 28.95 | 3.93 | 98.64
|  |  | Maintained emergency light points | [6 empty] | n
|  | h | [EL25_0662B_Brittania_Hotel_Elec_Revised_Estim_B.xlsx]Elec_Rates!$D$200 |  |  | RATE_AAA
3 | 1 | 3 | 019# Lighting point in LSZH Conduit |  | Emer | RTLO_002 | [9 empty] | 9.65 | 28.95 | 1.31 | 3.93
[17 empty] | 0 |  | 0
d> | 0 |  |  |  |  | ICOST |  |  |  | mu_A | ITEM | [5 empty] | 28.95 |  | 3.93
TB
|  | t | Item: 22
Supply and install the following DALI lighting points (Moulded Plastic Installation)
|  |  |  | Sell Rate | Sell Total |  |  |  |  | IB | [17 empty] | U_M_Sell | T_M_Sell | U_L_Sell | T_L_Sell | Total_Sell | T_M_Cost | T_L_Phr | Mat/Lab=1
20 | No. |  | Item: a. | 67.06 | 1341.2 | ISELL |  |  |  | mu_A | ITEM | [7 empty] | mu :1.22 | [8 empty] | 14.3 | 286 | 52.76 | 1055.2 | 1341.2 | 234.4 | 30 | 5288
|  |  | Internal light points | [6 empty] | n
|  | h | [EL25_0662B_Brittania_Hotel_Elec_Revised_Estim_B.xlsx]Elec_Rates!$D$200 |  |  | RATE_AAA
20 | 1 | 20 | 019# Lighting point in LSZH Conduit |  |  | RTLO_002 | [9 empty] | 9.65 | 193 | 1.31 | 26.2
|  | h | [EL25_0662B_Brittania_Hotel_Elec_Revised_Estim_B.xlsx]Elec_Rates!$D$517 |  |  | RATE_AAA
20 | 1 | 20 | 061# DALI Wiring cables |  |  | RTLO_002 | [9 empty] | 2.07 | 41.4 | 0.19 | 3.8
[17 empty] | 0 |  | 0
d> | 0 |  |  |  |  | ICOST |  |  |  | mu_A | ITEM | [5 empty] | 234.4 |  | 30
|  |  |  | Sell Rate | Sell Total |  |  |  |  | IB | [17 empty] | U_M_Sell | T_M_Sell | U_L_Sell | T_L_Sell | Total_Sell | T_M_Cost | T_L_Phr | Mat/Lab=1
10 | No. |  | Item: b. | 124.92 | 1249.2 | ISELL |  |  |  | mu_A | ITEM | [7 empty] | mu :1.22 | [8 empty] | 26.07 | 260.7 | 98.85 | 988.5 | 1249.2 | 213.7 | 28.1 | 2418
|  |  | External light points | [6 empty] | n
|  | h | [EL25_0662B_Brittania_Hotel_Elec_Revised_Estim_B.xlsx]Elec_Rates!$D$200 |  |  | RATE_AAA
10 | 2 | 20 | 019# Lighting point in LSZH Conduit |  |  | RTLO_002 | [9 empty] | 19.3 | 193 | 2.62 | 26.2
|  | h | [EL25_0662B_Brittania_Hotel_Elec_Revised_Estim_B.xlsx]Elec_Rates!$D$517 |  |  | RATE_AAA
10 | 1 | 10 | 061# DALI Wiring cables |  |  | RTLO_002 | [9 empty] | 2.07 | 20.7 | 0.19 | 1.9
[17 empty] | 0 |  | 0
d> | 0 |  |  |  |  | ICOST |  |  |  | mu_A | ITEM | [5 empty] | 213.7 |  | 28.1
SB
| -0.077744 |  | PAGE: |  | 7076.9 | [5 empty] | PAGE | [5 empty] | 1462.545 |  | 150.4615
| Discy: |  |  |  | PAGE SELL | [11 empty] | PAGE MAT |  | PAGE LAB
TB
|  | t | Item: 23
Supply and install the following DALI switches / controllers.
|  |  |  | Sell Rate | Sell Total |  |  |  |  | IB | [17 empty] | U_M_Sell | T_M_Sell | U_L_Sell | T_L_Sell | Total_Sell | T_M_Cost | T_L_Phr | Mat/Lab=1
3 | No. |  | Item: a. | 55.19 | 165.57 | ISELL |  |  |  |  | ITEM | [7 empty] | mu :1.22 | [8 empty] | 42.23 | 126.69 | 12.96 | 38.88 | 165.57 | 103.83 | 1.11 | 314.82
|  |  | 1-Button Keypad for external lighting | [6 empty] | n
|  |  |  | 0.01 | Discrepancy
|  |  | Electrical | 64.98 | 64.98 |  |  |  |  | mu_A | SUBI
| >>> mu_A material here >>> | [15 empty] | 0 |  | 0
|  | h | [EL25_0662B_Brittania_Hotel_Elec_Revised_Estim_B.xlsx]Elec_Rates!$D$517 |  |  | RATE_AAA
3 | 1 | 3 | 061# DALI Wiring cables |  |  | RTLO_002 | [9 empty] | 2.07 | 6.21 | 0.19 | 0.57
3 | No |  | WHITE Switch 1G Push |  | ESS Q0395603 | WACC_054 | 705 | BG | 912 |  |  |  |  | 3 | 1994-12-01 | 5.06 | 15.18 | 0.17 | 0.5355
[17 empty] | 0 |  | 0
d> | 0 | [8 empty] | mu_A | SUBI | [5 empty] | 21.39 |  | 1.1055 | [8 empty] | 26.1
|  |  | Controls Section (DALI) | 100.58 | 100.59 |  |  |  |  | mu_B | SUBI
| >>> mu_B material here >>> | [15 empty] | 0 |  | 0
3 | No |  | DALI Push Button Interface |  |  | BMSE_004 | 512 | Anytronics | AMD 1 gang |  |  |  |  | 3 | 2005-03-10 | 27.48 | 82.44 |  | 0
[17 empty] | 0 |  | 0
d> | 0 | [8 empty] | mu_B | SUBI | [5 empty] | 82.44 |  | 0 | [8 empty] | 100.58
[6 empty] | ICOST |  |  |  |  | ITEM | [5 empty] | 103.83 |  | 1.1055
|  |  |  | Sell Rate | Sell Total |  |  |  |  | IB | [17 empty] | U_M_Sell | T_M_Sell | U_L_Sell | T_L_Sell | Total_Sell | T_M_Cost | T_L_Phr | Mat/Lab=1
1 | No. |  | Item: b. | 973.68 | 973.68 | ISELL |  |  |  |  | ITEM | [7 empty] | mu :1.57 | [8 empty] | 603.11 | 603.11 | 370.57 | 370.57 | 973.68 | 494.35 | 4.39 | 498.74
|  |  | 4-Button Keypad to control corridor lighting from reception | [6 empty] | n
|  |  |  | 0 | Discrepancy
|  |  | Electrical | 9.21 | 9.21 |  |  |  |  | mu_A | SUBI
| >>> mu_A material here >>> | [15 empty] | 0 |  | 0
|  | h | [EL25_0662B_Brittania_Hotel_Elec_Revised_Estim_B.xlsx]Elec_Rates!$D$517 |  |  | RATE_AAA
1 | 1 | 1 | 061# DALI Wiring cables |  |  | RTLO_002 | [9 empty] | 2.07 | 2.07 | 0.19 | 0.19
[17 empty] | 0 |  | 0
d> | 0 | [8 empty] | mu_A | SUBI | [5 empty] | 2.07 |  | 0.19 | [8 empty] | 2.53
|  |  | Controls Section (DALI) | 964.47 | 964.47 |  |  |  |  | mu_B | SUBI
| >>> mu_B material here >>> | [15 empty] | 0 |  | 0
1 | No |  | DALI Controller Lv.1 |  |  | BMSE_004 | 512 | Anytronics | AMD 1 gang |  |  |  |  | 3 | 2005-03-10 | 414.96 | 414.96 | 4 | 4.2
1 | No |  | 4-Button Keypad |  |  | BMSE_004 | 512 | Anytronics | AMD 1 gang |  |  |  |  | 3 | 2005-03-10 | 77.32 | 77.32 |  | 0
[17 empty] | 0 |  | 0
d> | 0 | [8 empty] | mu_B | SUBI | [5 empty] | 492.28 |  | 4.2 | [8 empty] | 600.58
[6 empty] | ICOST |  |  |  |  | ITEM | [5 empty] | 494.35 |  | 4.39
TB
|  | t | Item: 24
Supply only the following light fittings and accessories
|  |  |  | Sell Rate | Sell Total |  |  |  |  | IB | [17 empty] | U_M_Sell | T_M_Sell | U_L_Sell | T_L_Sell | Total_Sell | T_M_Cost | T_L_Phr | Mat/Lab=1
9 | No. |  | Item: a. | 0 | 0 | ISELL |  |  |  | mu_A | ITEM |  |  |  |  | Included in item 21h |  |  | 0.00 | [8 empty] | 0 | 0 | 0 | 0 | 0 | 0 | 0 | 0
|  |  | 5Amp Socket Outlet for Lighting | [6 empty] | n
9 | No |  | Supply only 5Amp Socket Outlet |  |  | WACC_054 | 705 | BG | 912 |  |  |  |  | 3 | 1994-12-01 | 0 | 0 | 0 | 0
[17 empty] | 0 |  | 0
d> | 0 |  |  |  |  | ICOST |  |  |  | mu_A | ITEM | [5 empty] | 0 |  | 0
|  |  |  | Sell Rate | Sell Total |  |  |  |  | IB | [17 empty] | U_M_Sell | T_M_Sell | U_L_Sell | T_L_Sell | Total_Sell | T_M_Cost | T_L_Phr | Mat/Lab=1
3 | No. |  | Item: b. | 28.98 | 86.94 | ISELL |  |  |  | mu_A | ITEM | [7 empty] | mu :1.22 | [8 empty] | 28.98 | 86.94 | 0 | 0 | 86.94 | 71.25 | 0 | 213.75
|  |  | Type 'E1' - Single Sided, Wall Mounted, Directional Exit Signage | [6 empty] | n
|  | h | [EL25_0662B_Brittania_Hotel_Elec_Revised_Estim_B.xlsx]Elec_Rates!$D$222 |  |  | RATE_AAA
3 | 1 | 3 | 022# Supply Only - Type 'E1' - Single Sided, Wall Mounted, Directional Exit Signage |  |  | RTLO_002 | [9 empty] | 23.75 | 71.25 | 0 | 0
[17 empty] | 0 |  | 0
d> | 0 |  |  |  |  | ICOST |  |  |  | mu_A | ITEM | [5 empty] | 71.25 |  | 0
TB
|  | t | Item: 25
Install and connect only the following light fittings and accessories. Light Fittings to be supplied by client.
|  |  |  | Sell Rate | Sell Total |  |  |  |  | IB | [17 empty] | U_M_Sell | T_M_Sell | U_L_Sell | T_L_Sell | Total_Sell | T_M_Cost | T_L_Phr | Mat/Lab=1
24 | No. |  | Item: a. | 14.36 | 344.64 | ISELL |  |  |  | mu_A | ITEM | [7 empty] | mu :1.22 | [8 empty] | 1.34 | 32.16 | 13.02 | 312.48 | 344.64 | 26.4 | 8.88 | 846.72
|  |  | Type ' LT-01' - 11W Soffit Recessed Light Fitting | [6 empty] | n
|  | h | [EL25_0662B_Brittania_Hotel_Elec_Revised_Estim_B.xlsx]Elec_Rates!$D$369 |  |  | RATE_AAA
24 | 1 | 24 | 042# Install and connect Only - Type 'LT-01' - 11W Soffit Recessed Light Fitting |  |  | RTLO_002 | [9 empty] | 1.1 | 26.4 | 0.37 | 8.88
[17 empty] | 0 |  | 0
d> | 0 |  |  |  |  | ICOST |  |  |  | mu_A | ITEM | [5 empty] | 26.4 |  | 8.88
|  |  |  | Sell Rate | Sell Total |  |  |  |  | IB | [17 empty] | U_M_Sell | T_M_Sell | U_L_Sell | T_L_Sell | Total_Sell | T_M_Cost | T_L_Phr | Mat/Lab=1
9 | No. |  | Item: b. | 14.36 | 129.24 | ISELL |  |  |  | mu_A | ITEM | [7 empty] | mu :1.22 | [8 empty] | 1.34 | 12.06 | 13.02 | 117.18 | 129.24 | 9.9 | 3.33 | 119.07
|  |  | Type ' LT-02' - 11W Soffit Recessed Light Fitting | [6 empty] | n
|  | h | [EL25_0662B_Brittania_Hotel_Elec_Revised_Estim_B.xlsx]Elec_Rates!$D$376 |  |  | RATE_AAA
9 | 1 | 9 | 043# Install and connect Only - Type 'LT-02' - 11W Soffit Recessed Light Fitting |  |  | RTLO_002 | [9 empty] | 1.1 | 9.9 | 0.37 | 3.33
[17 empty] | 0 |  | 0
d> | 0 |  |  |  |  | ICOST |  |  |  | mu_A | ITEM | [5 empty] | 9.9 |  | 3.33
|  |  |  | Sell Rate | Sell Total |  |  |  |  | IB | [17 empty] | U_M_Sell | T_M_Sell | U_L_Sell | T_L_Sell | Total_Sell | T_M_Cost | T_L_Phr | Mat/Lab=1
14 | No. |  | Item: c. | 11.35 | 158.9 | ISELL |  |  |  | mu_A | ITEM | [7 empty] | mu :1.22 | [8 empty] | 0.1 | 1.4 | 11.25 | 157.5 | 158.9 | 1.12 | 4.48 | 78.4
|  |  | Type ' LT-04' - 6W Wall Mounted Spotlight | [6 empty] | n
|  | h | [EL25_0662B_Brittania_Hotel_Elec_Revised_Estim_B.xlsx]Elec_Rates!$D$391 |  |  | RATE_AAA
14 | 1 | 14 | 045# Install and connect Only - Type 'LT-04' - Wall Light |  |  | RTLO_002 | [9 empty] | 0.08 | 1.12 | 0.32 | 4.48
[17 empty] | 0 |  | 0
d> | 0 |  |  |  |  | ICOST |  |  |  | mu_A | ITEM | [5 empty] | 1.12 |  | 4.48
|  |  |  | Sell Rate | Sell Total |  |  |  |  | IB | [17 empty] | U_M_Sell | T_M_Sell | U_L_Sell | T_L_Sell | Total_Sell | T_M_Cost | T_L_Phr | Mat/Lab=1
8 | No. |  | Item: d. | 11.35 | 90.8 | ISELL |  |  |  | mu_A | ITEM | [7 empty] | mu :1.22 | [8 empty] | 0.1 | 0.8 | 11.25 | 90 | 90.8 | 0.64 | 2.56 | 25.6
|  |  | Type ' LT-05' - 6W Wall Mounted Spotlight | [6 empty] | n
|  | h | [EL25_0662B_Brittania_Hotel_Elec_Revised_Estim_B.xlsx]Elec_Rates!$D$399 |  |  | RATE_AAA
8 | 1 | 8 | 046# Install and connect Only - Type 'LT-05' - Wall Light |  |  | RTLO_002 | [9 empty] | 0.08 | 0.64 | 0.32 | 2.56
[17 empty] | 0 |  | 0
d> | 0 |  |  |  |  | ICOST |  |  |  | mu_A | ITEM | [5 empty] | 0.64 |  | 2.56
|  |  |  | Sell Rate | Sell Total |  |  |  |  | IB | [17 empty] | U_M_Sell | T_M_Sell | U_L_Sell | T_L_Sell | Total_Sell | T_M_Cost | T_L_Phr | Mat/Lab=1
4 | No. |  | Item: e. | 11.35 | 45.4 | ISELL |  |  |  | mu_A | ITEM | [7 empty] | mu :1.22 | [8 empty] | 0.1 | 0.4 | 11.25 | 45 | 45.4 | 0.32 | 1.28 | 6.4
|  |  | Type ' LT-06' - 6W Wall Mounted Spotlight | [6 empty] | n
|  | h | [EL25_0662B_Brittania_Hotel_Elec_Revised_Estim_B.xlsx]Elec_Rates!$D$407 |  |  | RATE_AAA
4 | 1 | 4 | 047# Install and connect Only - Type 'LT-06' - Wall Light |  |  | RTLO_002 | [9 empty] | 0.08 | 0.32 | 0.32 | 1.28
[17 empty] | 0 |  | 0
d> | 0 |  |  |  |  | ICOST |  |  |  | mu_A | ITEM | [5 empty] | 0.32 |  | 1.28
|  |  |  | Sell Rate | Sell Total |  |  |  |  | IB | [17 empty] | U_M_Sell | T_M_Sell | U_L_Sell | T_L_Sell | Total_Sell | T_M_Cost | T_L_Phr | Mat/Lab=1
3 | No. |  | Item: f. | 9.15 | 27.45 | ISELL |  |  |  | mu_A | ITEM | [7 empty] | mu :1.22 | [8 empty] | 0 | 0 | 9.15 | 27.45 | 27.45 | 0 | 0.78 | 2.34
|  |  | Type ' LT-08' - 5.9W Mini Soffit Recessed Downlighter | [6 empty] | n
|  | h | [EL25_0662B_Brittania_Hotel_Elec_Revised_Estim_B.xlsx]Elec_Rates!$D$423 |  |  | RATE_AAA
3 | 1 | 3 | 049# Install and connect Only - Type 'LT-08' - Mini Soffit Recessed Downlighter |  |  | RTLO_002 | [9 empty] | 0 | 0 | 0.26 | 0.78
[17 empty] | 0 |  | 0
d> | 0 |  |  |  |  | ICOST |  |  |  | mu_A | ITEM | [5 empty] | 0 |  | 0.78
|  |  |  | Sell Rate | Sell Total |  |  |  |  | IB | [17 empty] | U_M_Sell | T_M_Sell | U_L_Sell | T_L_Sell | Total_Sell | T_M_Cost | T_L_Phr | Mat/Lab=1
10 | No. |  | Item: g. | 49.48 | 494.8 | ISELL |  |  |  | mu_A | ITEM | [7 empty] | mu :1.22 | [8 empty] | 21.69 | 216.9 | 27.79 | 277.9 | 494.8 | 177.8 | 7.9 | 1857
|  |  | Type ' LT-12' - 6W Recessed Floor Spotlight, Dimmable, IP65 | [6 empty] | n
|  | h | [EL25_0662B_Brittania_Hotel_Elec_Revised_Estim_B.xlsx]Elec_Rates!$D$444 |  |  | RATE_AAA
10 | 1 | 10 | 052# Install and connect Only - Type 'LT-12' - 6W Recessed Floor Spotlight, Dimmable, IP65 |  |  | RTLO_002 | [9 empty] | 17.78 | 177.8 | 0.79 | 7.9
[17 empty] | 0 |  | 0
d> | 0 |  |  |  |  | ICOST |  |  |  | mu_A | ITEM | [5 empty] | 177.8 |  | 7.9
|  |  |  | Sell Rate | Sell Total |  |  |  |  | IB | [17 empty] | U_M_Sell | T_M_Sell | U_L_Sell | T_L_Sell | Total_Sell | T_M_Cost | T_L_Phr | Mat/Lab=1
2 | m |  | Item: h. | 5.63 | 11.26 | ISELL |  |  |  | mu_A | ITEM | [7 empty] | mu :1.22 | [8 empty] | 0 | 0 | 5.63 | 11.26 | 11.26 | 0 | 0.32 | 0.64
|  |  | Type ' LT-13' - Dimmable Strip Light | [6 empty] | n
|  | h | [EL25_0662B_Brittania_Hotel_Elec_Revised_Estim_B.xlsx]Elec_Rates!$D$452 |  |  | RATE_AAA
2 | 1 | 2 | 053# Install and connect Only - Type 'LT-13 - Dimmable Strip Light |  |  | RTLO_002 | [9 empty] | 0 | 0 | 0.16 | 0.32
[17 empty] | 0 |  | 0
d> | 0 |  |  |  |  | ICOST |  |  |  | mu_A | ITEM | [5 empty] | 0 |  | 0.32
|  |  |  | Sell Rate | Sell Total |  |  |  |  | IB | [17 empty] | U_M_Sell | T_M_Sell | U_L_Sell | T_L_Sell | Total_Sell | T_M_Cost | T_L_Phr | Mat/Lab=1
1 | No. |  | Item: i. | 14.36 | 14.36 | ISELL |  |  |  | mu_A | ITEM | [7 empty] | mu :1.22 | [8 empty] | 1.34 | 1.34 | 13.02 | 13.02 | 14.36 | 1.1 | 0.37 | 1.47
|  |  | Type ' LT-15' - 8.5W Soffit Recessed Downlighter | [6 empty] | n
|  | h | [EL25_0662B_Brittania_Hotel_Elec_Revised_Estim_B.xlsx]Elec_Rates!$D$464 |  |  | RATE_AAA
1 | 1 | 1 | 055# Install and connect Only - Type 'LT-15' - 8.5W Soffit Recessed Downlighter |  |  | RTLO_002 | [9 empty] | 1.1 | 1.1 | 0.37 | 0.37
[17 empty] | 0 |  | 0
d> | 0 |  |  |  |  | ICOST |  |  |  | mu_A | ITEM | [5 empty] | 1.1 |  | 0.37
|  |  |  | Sell Rate | Sell Total |  |  |  |  | IB | [17 empty] | U_M_Sell | T_M_Sell | U_L_Sell | T_L_Sell | Total_Sell | T_M_Cost | T_L_Phr | Mat/Lab=1
4 | No. |  | Item: j. | 11.35 | 45.4 | ISELL |  |  |  | mu_A | ITEM | [7 empty] | mu :1.22 | [8 empty] | 0.1 | 0.4 | 11.25 | 45 | 45.4 | 0.32 | 1.28 | 6.4
|  |  | Type ' LD-11' - Hallway Wall Light | [6 empty] | n
|  | h | [EL25_0662B_Brittania_Hotel_Elec_Revised_Estim_B.xlsx]Elec_Rates!$D$322 |  |  | RATE_AAA
4 | 1 | 4 | 036# Install and connect Only - Type 'LD-11' - Hallway Wall Light |  |  | RTLO_002 | [9 empty] | 0.08 | 0.32 | 0.32 | 1.28
[17 empty] | 0 |  | 0
d> | 0 |  |  |  |  | ICOST |  |  |  | mu_A | ITEM | [5 empty] | 0.32 |  | 1.28
|  |  |  | Sell Rate | Sell Total |  |  |  |  | IB | [17 empty] | U_M_Sell | T_M_Sell | U_L_Sell | T_L_Sell | Total_Sell | T_M_Cost | T_L_Phr | Mat/Lab=1
6 | No. |  | Item: k. | 11.35 | 68.1 | ISELL |  |  |  | mu_A | ITEM | [7 empty] | mu :1.22 | [8 empty] | 0.1 | 0.6 | 11.25 | 67.5 | 68.1 | 0.48 | 1.92 | 14.4
|  |  | Type ' LD-12' - Bed Reading Light | [6 empty] | n
|  | h | [EL25_0662B_Brittania_Hotel_Elec_Revised_Estim_B.xlsx]Elec_Rates!$D$330 |  |  | RATE_AAA
6 | 1 | 6 | 037# Install and connect Only - Type 'LD-12' - Reading Lights |  |  | RTLO_002 | [9 empty] | 0.08 | 0.48 | 0.32 | 1.92
[17 empty] | 0 |  | 0
d> | 0 |  |  |  |  | ICOST |  |  |  | mu_A | ITEM | [5 empty] | 0.48 |  | 1.92
|  |  |  | Sell Rate | Sell Total |  |  |  |  | IB | [17 empty] | U_M_Sell | T_M_Sell | U_L_Sell | T_L_Sell | Total_Sell | T_M_Cost | T_L_Phr | Mat/Lab=1
5 | No. |  | Item: l. | 11.35 | 56.75 | ISELL |  |  |  | mu_A | ITEM | [7 empty] | mu :1.22 | [8 empty] | 0.1 | 0.5 | 11.25 | 56.25 | 56.75 | 0.4 | 1.6 | 10
|  |  | Type ' LD-15' - Bathrooms Wall Light | [6 empty] | n
|  | h | [EL25_0662B_Brittania_Hotel_Elec_Revised_Estim_B.xlsx]Elec_Rates!$D$353 |  |  | RATE_AAA
5 | 1 | 5 | 040# Install and connect Only - Type 'LD-15' - Bathrooms Wall Light |  |  | RTLO_002 | [9 empty] | 0.08 | 0.4 | 0.32 | 1.6
[17 empty] | 0 |  | 0
d> | 0 |  |  |  |  | ICOST |  |  |  | mu_A | ITEM | [5 empty] | 0.4 |  | 1.6
|  |  |  | Sell Rate | Sell Total |  |  |  |  | IB | [17 empty] | U_M_Sell | T_M_Sell | U_L_Sell | T_L_Sell | Total_Sell | T_M_Cost | T_L_Phr | Mat/Lab=1
9 | No. |  | Item: m. | 0 | 0 | ISELL |  |  |  | mu_A | ITEM |  |  |  |  | Included in item 21h |  |  | 0.00 | [8 empty] | 0 | 0 | 0 | 0 | 0 | 0 | 0 | 0
|  |  | 5Amp Socket Outlet for Lighting | [6 empty] | n
9 | No |  | Install and connect only 5Amp Socket Outlet |  |  | WACC_054 | 705 | BG | 912 |  |  |  |  | 3 | 1994-12-01 | 0 | 0 |  | 0
[17 empty] | 0 |  | 0
d> | 0 |  |  |  |  | ICOST |  |  |  | mu_A | ITEM | [5 empty] | 0 |  | 0
|  |  |  | Sell Rate | Sell Total |  |  |  |  | IB | [17 empty] | U_M_Sell | T_M_Sell | U_L_Sell | T_L_Sell | Total_Sell | T_M_Cost | T_L_Phr | Mat/Lab=1
3 | No. |  | Item: n. | 13.21 | 39.63 | ISELL |  |  |  | mu_A | ITEM | [7 empty] | mu :1.22 | [8 empty] | 0.2 | 0.6 | 13.01 | 39.03 | 39.63 | 0.48 | 1.11 | 4.77
|  |  | Type 'E1' - Single Sided, Wall Mounted, Directional Exit Signage | [6 empty] | n
|  | h | [EL25_0662B_Brittania_Hotel_Elec_Revised_Estim_B.xlsx]Elec_Rates!$D$247 |  |  | RATE_AAA
3 | 1 | 3 | 026# Install and connect Only - Type 'E1' - Single Sided, Wall Mounted, Directional Exit Signage |  |  | RTLO_002 | [9 empty] | 0.16 | 0.48 | 0.37 | 1.11
[17 empty] | 0 |  | 0
d> | 0 |  |  |  |  | ICOST |  |  |  | mu_A | ITEM | [5 empty] | 0.48 |  | 1.11
|  |  |  | Sell Rate | Sell Total |  |  |  |  | IB | [17 empty] | U_M_Sell | T_M_Sell | U_L_Sell | T_L_Sell | Total_Sell | T_M_Cost | T_L_Phr | Mat/Lab=1
6 | No. |  | Item: o. | 16.12 | 96.72 | ISELL |  |  |  | mu_A | ITEM | [7 empty] | mu :1.22 | [8 empty] | 1.34 | 8.04 | 14.78 | 88.68 | 96.72 | 6.6 | 2.52 | 54.72
|  |  | Battery Backup Kit for Type 'LT-01', Type 'LT-02' and Type 'LT-06' | [6 empty] | n
|  | h | [EL25_0662B_Brittania_Hotel_Elec_Revised_Estim_B.xlsx]Elec_Rates!$D$270 |  |  | RATE_AAA
6 | 1 | 6 | 029# Install and connect Only - Battery Backup Kit for the light fittings supplied by others |  |  | RTLO_002 | [9 empty] | 1.1 | 6.6 | 0.42 | 2.52
[17 empty] | 0 |  | 0
d> | 0 |  |  |  |  | ICOST |  |  |  | mu_A | ITEM | [5 empty] | 6.6 |  | 2.52
|  |  |  | Sell Rate | Sell Total |  |  |  |  | IB | [17 empty] | U_M_Sell | T_M_Sell | U_L_Sell | T_L_Sell | Total_Sell | T_M_Cost | T_L_Phr | Mat/Lab=1
3 | No. |  | Item: p. | 11.35 | 34.05 | ISELL |  |  |  | mu_A | ITEM | [7 empty] | mu :1.22 | [8 empty] | 0.1 | 0.3 | 11.25 | 33.75 | 34.05 | 0.24 | 0.96 | 3.6
|  |  | Magnifying Mirror in Bathroom | [6 empty] | n
|  | h | [EL25_0662B_Brittania_Hotel_Elec_Revised_Estim_B.xlsx]Elec_Rates!$D$478 |  |  | RATE_AAA
3 | 1 | 3 | 057# Install and connect Only - Magnifying Mirror in Bathroom |  |  | RTLO_002 | [9 empty] | 0.08 | 0.24 | 0.32 | 0.96
[17 empty] | 0 |  | 0
d> | 0 |  |  |  |  | ICOST |  |  |  | mu_A | ITEM | [5 empty] | 0.24 |  | 0.96
SB
| 216.123 |  | PAGE: |  | 2883.69 | [5 empty] | PAGE | [5 empty] | 895.23 |  | 44.7855
| Discy: |  |  |  | PAGE SELL | [11 empty] | PAGE MAT |  | PAGE LAB
TB
t
POWER INSTALLATION
TB
|  | t | Item: 26
Supply and install the following power points in LSZH Conduit, chased in wall.
|  |  |  | Sell Rate | Sell Total |  |  |  |  | IB | [17 empty] | U_M_Sell | T_M_Sell | U_L_Sell | T_L_Sell | Total_Sell | T_M_Cost | T_L_Phr | Mat/Lab=1
8 | No. |  | Item: a. | 77.31 | 618.48 | ISELL |  |  |  | mu_A | ITEM | [7 empty] | mu :1.22 | [8 empty] | 20.73 | 165.84 | 56.58 | 452.64 | 618.48 | 135.92 | 12.87 | 1190.32
|  |  | 13Amp BS1363 Single Socket Outlet | [6 empty] | n
|  | h | [EL25_0662B_Brittania_Hotel_Elec_Revised_Estim_B.xlsx]Elec_Rates!$D$486 |  |  | RATE_AAA
8 | 1 | 8 | 058# General Power Point in LSZH Conduit |  |  | RTLO_002 | [9 empty] | 13.92 | 111.36 | 1.43 | 11.44
8 | No |  | 13Amp Single DP Switched Socket Outlet white |  | ESS Q0395603 | WACC_049 | 705 | BG | 921 |  |  |  |  | 3 | 1994-12-01 | 3.07 | 24.56 | 0.17 | 1.428
[17 empty] | 0 |  | 0
d> | 0 |  |  |  |  | ICOST |  |  |  | mu_A | ITEM | [5 empty] | 135.92 |  | 12.868
|  |  |  | Sell Rate | Sell Total |  |  |  |  | IB | [17 empty] | U_M_Sell | T_M_Sell | U_L_Sell | T_L_Sell | Total_Sell | T_M_Cost | T_L_Phr | Mat/Lab=1
8 | No. |  | Item: b. | 79.36 | 634.88 | ISELL |  |  |  | mu_A | ITEM | [7 empty] | mu :1.22 | [8 empty] | 22.78 | 182.24 | 56.58 | 452.64 | 634.88 | 149.36 | 12.87 | 1297.84
|  |  | 13Amp BS1363 Double Socket Outlet | [6 empty] | n
|  | h | [EL25_0662B_Brittania_Hotel_Elec_Revised_Estim_B.xlsx]Elec_Rates!$D$486 |  |  | RATE_AAA
8 | 1 | 8 | 058# General Power Point in LSZH Conduit |  |  | RTLO_002 | [9 empty] | 13.92 | 111.36 | 1.43 | 11.44
8 | No |  | 13Amp Twin DP Switched Socket Outlet white |  |  | WACC_049 | 705 | BG | 921 |  |  |  |  | 3 | 1994-12-01 | 4.75 | 38 | 0.17 | 1.428
[17 empty] | 0 |  | 0
d> | 0 |  |  |  |  | ICOST |  |  |  | mu_A | ITEM | [5 empty] | 149.36 |  | 12.868
|  |  |  | Sell Rate | Sell Total |  |  |  |  | IB | [17 empty] | U_M_Sell | T_M_Sell | U_L_Sell | T_L_Sell | Total_Sell | T_M_Cost | T_L_Phr | Mat/Lab=1
9 | No. |  | Item: c. | 119.8 | 1078.2 | ISELL |  |  |  | mu_A | ITEM | [7 empty] | mu :1.22 | [8 empty] | 63.22 | 568.98 | 56.58 | 509.22 | 1078.2 | 466.38 | 14.48 | 4327.74
|  |  | Universal/ Continental Double Socket Outlet | [6 empty] | n
|  | h | [EL25_0662B_Brittania_Hotel_Elec_Revised_Estim_B.xlsx]Elec_Rates!$D$486 |  |  | RATE_AAA
9 | 1 | 9 | 058# General Power Point in LSZH Conduit |  |  | RTLO_002 | [9 empty] | 13.92 | 125.28 | 1.43 | 12.87
9 | No |  | Universal/ Continental Double Socket Outlet |  |  | WACC_049 | 705 | BG | 921 |  |  |  |  | 3 | 1994-12-01 | 37.9 | 341.1 | 0.17 | 1.6065
[17 empty] | 0 |  | 0
d> | 0 |  |  |  |  | ICOST |  |  |  | mu_A | ITEM | [5 empty] | 466.38 |  | 14.4765
|  |  |  | Sell Rate | Sell Total |  |  |  |  | IB | [17 empty] | U_M_Sell | T_M_Sell | U_L_Sell | T_L_Sell | Total_Sell | T_M_Cost | T_L_Phr | Mat/Lab=1
10 | No. |  | Item: d. | 119.8 | 1198 | ISELL |  |  |  | mu_A | ITEM | [7 empty] | mu :1.22 | [8 empty] | 63.22 | 632.2 | 56.58 | 565.8 | 1198 | 518.2 | 16.09 | 5342.9
|  |  | Universal/ Continental Double Socket Outlet complete with Type 'A' USB and Type 'C' USB | [6 empty] | n
|  | h | [EL25_0662B_Brittania_Hotel_Elec_Revised_Estim_B.xlsx]Elec_Rates!$D$486 |  |  | RATE_AAA
10 | 1 | 10 | 058# General Power Point in LSZH Conduit |  |  | RTLO_002 | [9 empty] | 13.92 | 139.2 | 1.43 | 14.3
10 | No |  | Universal/ Continental Double Socket Outlet complete with Type 'A' USB and Type 'C' USB |  |  | WACC_049 | 705 | BG | 921 |  |  |  |  | 3 | 1994-12-01 | 37.9 | 379 | 0.17 | 1.785
[17 empty] | 0 |  | 0
d> | 0 |  |  |  |  | ICOST |  |  |  | mu_A | ITEM | [5 empty] | 518.2 |  | 16.085
|  |  |  | Sell Rate | Sell Total |  |  |  |  | IB | [17 empty] | U_M_Sell | T_M_Sell | U_L_Sell | T_L_Sell | Total_Sell | T_M_Cost | T_L_Phr | Mat/Lab=1
6 | No. |  | Item: e. | 79.88 | 479.28 | ISELL |  |  |  | mu_A | ITEM | [7 empty] | mu :1.22 | [8 empty] | 23.3 | 139.8 | 56.58 | 339.48 | 479.28 | 114.6 | 9.65 | 745.5
|  |  | 13Amp Switched Fuse Connection Unit | [6 empty] | n
|  | h | [EL25_0662B_Brittania_Hotel_Elec_Revised_Estim_B.xlsx]Elec_Rates!$D$486 |  |  | RATE_AAA
6 | 1 | 6 | 058# General Power Point in LSZH Conduit |  |  | RTLO_002 | [9 empty] | 13.92 | 83.52 | 1.43 | 8.58
6 | No |  | 13Amp DP Switched Fused Connection Unit with neon indicator |  |  | WACC_049 | 705 | BG | 921 |  |  |  |  | 3 | 1994-12-01 | 5.18 | 31.08 | 0.17 | 1.071
[17 empty] | 0 |  | 0
d> | 0 |  |  |  |  | ICOST |  |  |  | mu_A | ITEM | [5 empty] | 114.6 |  | 9.651
|  |  |  | Sell Rate | Sell Total |  |  |  |  | IB | [17 empty] | U_M_Sell | T_M_Sell | U_L_Sell | T_L_Sell | Total_Sell | T_M_Cost | T_L_Phr | Mat/Lab=1
5 | No. |  | Item: f. | 79.88 | 399.4 | ISELL |  |  |  | mu_A | ITEM | [7 empty] | mu :1.22 | [8 empty] | 23.3 | 116.5 | 56.58 | 282.9 | 399.4 | 95.5 | 8.04 | 517.7
|  |  | 13Amp Unswitched Fuse Connection Unit | [6 empty] | n
|  | h | [EL25_0662B_Brittania_Hotel_Elec_Revised_Estim_B.xlsx]Elec_Rates!$D$486 |  |  | RATE_AAA
5 | 1 | 5 | 058# General Power Point in LSZH Conduit |  |  | RTLO_002 | [9 empty] | 13.92 | 69.6 | 1.43 | 7.15
5 | No |  | 13Amp Unswitched Fused Connection Unit with neon indicator |  |  | WACC_049 | 705 | BG | 921 |  |  |  |  | 3 | 1994-12-01 | 5.18 | 25.9 | 0.17 | 0.8925
[17 empty] | 0 |  | 0
d> | 0 |  |  |  |  | ICOST |  |  |  | mu_A | ITEM | [5 empty] | 95.5 |  | 8.0425
|  |  |  | Sell Rate | Sell Total |  |  |  |  | IB | [17 empty] | U_M_Sell | T_M_Sell | U_L_Sell | T_L_Sell | Total_Sell | T_M_Cost | T_L_Phr | Mat/Lab=1
3 | No. |  | Item: g. | 107.8 | 323.4 | ISELL |  |  |  | mu_A | ITEM | [7 empty] | mu :1.22 | [8 empty] | 55.44 | 166.32 | 52.36 | 157.08 | 323.4 | 136.32 | 4.47 | 422.37
|  |  | Shaver Unit | [6 empty] | n
|  | h | [EL25_0662B_Brittania_Hotel_Elec_Revised_Estim_B.xlsx]Elec_Rates!$D$200 |  |  | RATE_AAA
3 | 1 | 3 | 019# Lighting point in LSZH Conduit |  |  | RTLO_002 | [9 empty] | 9.65 | 28.95 | 1.31 | 3.93
3 | No |  | Shaver Unit |  |  | WACC_049 | 705 | BG | 921 |  |  |  |  | 3 | 1994-12-01 | 35.79 | 107.37 | 0.17 | 0.5355
[17 empty] | 0 |  | 0
d> | 0 |  |  |  |  | ICOST |  |  |  | mu_A | ITEM | [5 empty] | 136.32 |  | 4.4655
TB
t
SWITCHGEAR AND OTHER APPARATUS
TB
|  | t | Item: 27
Supply only the following switchgear and other accessories.
|  |  |  | Sell Rate | Sell Total |  |  |  |  | IB | [17 empty] | U_M_Sell | T_M_Sell | U_L_Sell | T_L_Sell | Total_Sell | T_M_Cost | T_L_Phr | Mat/Lab=1
1 | No. |  | Item: a. | 618.74 | 618.74 | ISELL |  |  |  | mu_A | ITEM | [7 empty] | mu :1.22 | [8 empty] | 618.74 | 618.74 | 0 | 0 | 618.74 | 507.16 | 0 | 507.16
|  |  | Distribution Board DB-L1 | [6 empty] | n
1 | No |  | Supply only Modular Distribution Board 'DB-L1' 6 Way 40Amp TP&N |  |  | SWLV_001 | 510 | (__) | [5 empty] | 2 |  | 507.16 | 507.16 |  | 0
[17 empty] | 0 |  | 0
d> | 0 |  |  |  |  | ICOST |  |  |  | mu_A | ITEM | [5 empty] | 507.16 |  | 0
|  |  |  | Sell Rate | Sell Total |  |  |  |  | IB | [17 empty] | U_M_Sell | T_M_Sell | U_L_Sell | T_L_Sell | Total_Sell | T_M_Cost | T_L_Phr | Mat/Lab=1
1 | No. |  | Item: b. | 124.4 | 124.4 | ISELL |  |  |  | mu_A | ITEM | [7 empty] | mu :1.22 | [8 empty] | 124.4 | 124.4 | 0 | 0 | 124.4 | 101.97 | 0 | 101.97
|  |  | Consumer Unit CU-G01 | [6 empty] | n
1 | No |  | Supply only Modular Consumer Unit 'CU-G01' |  |  | SWLV_001 | 510 | (__) | [5 empty] | 2 |  | 101.97 | 101.97 |  | 0
[17 empty] | 0 |  | 0
d> | 0 |  |  |  |  | ICOST |  |  |  | mu_A | ITEM | [5 empty] | 101.97 |  | 0
|  |  |  | Sell Rate | Sell Total |  |  |  |  | IB | [17 empty] | U_M_Sell | T_M_Sell | U_L_Sell | T_L_Sell | Total_Sell | T_M_Cost | T_L_Phr | Mat/Lab=1
1 | No. |  | Item: c. | 124.4 | 124.4 | ISELL |  |  |  | mu_A | ITEM | [7 empty] | mu :1.22 | [8 empty] | 124.4 | 124.4 | 0 | 0 | 124.4 | 101.97 | 0 | 101.97
|  |  | Consumer Unit CU-G02 | [6 empty] | n
1 | No |  | Supply only Modular Consumer Unit 'CU-G02' |  |  | SWLV_001 | 510 | (__) | [5 empty] | 2 |  | 101.97 | 101.97 |  | 0
[17 empty] | 0 |  | 0
d> | 0 |  |  |  |  | ICOST |  |  |  | mu_A | ITEM | [5 empty] | 101.97 |  | 0
|  |  |  | Sell Rate | Sell Total |  |  |  |  | IB | [17 empty] | U_M_Sell | T_M_Sell | U_L_Sell | T_L_Sell | Total_Sell | T_M_Cost | T_L_Phr | Mat/Lab=1
1 | No. |  | Item: d. | 124.4 | 124.4 | ISELL |  |  |  | mu_A | ITEM | [7 empty] | mu :1.22 | [8 empty] | 124.4 | 124.4 | 0 | 0 | 124.4 | 101.97 | 0 | 101.97
|  |  | Consumer Unit CU-G03 | [6 empty] | n
1 | No |  | Supply only Modular Consumer Unit 'CU-G03' |  |  | SWLV_001 | 510 | (__) | [5 empty] | 2 |  | 101.97 | 101.97 |  | 0
[17 empty] | 0 |  | 0
d> | 0 |  |  |  |  | ICOST |  |  |  | mu_A | ITEM | [5 empty] | 101.97 |  | 0
TB
|  | t | Item: 28
Install and connect only the following switchgear and other accessories.
|  |  |  | Sell Rate | Sell Total |  |  |  |  | IB | [17 empty] | U_M_Sell | T_M_Sell | U_L_Sell | T_L_Sell | Total_Sell | T_M_Cost | T_L_Phr | Mat/Lab=1
1 | No. |  | Item: a. | 198.68 | 198.68 | ISELL |  |  |  | mu_A | ITEM | [7 empty] | mu :1.22 | [8 empty] | 12.34 | 12.34 | 186.34 | 186.34 | 198.68 | 10.12 | 5.3 | 15.42
|  |  | Distribution Board DB-L1 | [6 empty] | n
1 | No |  | Install and connect only Modular Distribution Board 'DB-L1' 6 Way 40Amp TP&N |  |  | SWLV_001 | 510 | (__) | [5 empty] | 2 |  | 0 | 0 | 5 | 5.25
1 | No |  | Label Large |  |  | CONS_020 | 875 | (__) | [5 empty] | 3 | 1995-05-01 | 5.238 | 5.238 | 0.045 | 0.04725
1 | No |  | Distribution Board Schedule |  |  | DOCS_011 | 880 | (__) | [5 empty] | 3 | 1997-01-13 | 4.194 | 4.194 |  | 0
4 | No |  | Sleeve Anchor 8mm Hilti HLC 8x40/12-H |  |  | CONS_037 | 875 | HIL | HLC 8x40/12-H |  |  |  |  | 1 | 1999-01-15 | 0.171 | 0.684 |  | 0
[17 empty] | 0 |  | 0
d> | 0 |  |  |  |  | ICOST |  |  |  | mu_A | ITEM | [5 empty] | 10.116 |  | 5.2973
|  |  |  | Sell Rate | Sell Total |  |  |  |  | IB | [17 empty] | U_M_Sell | T_M_Sell | U_L_Sell | T_L_Sell | Total_Sell | T_M_Cost | T_L_Phr | Mat/Lab=1
1 | No. |  | Item: b. | 161.1 | 161.1 | ISELL |  |  |  | mu_A | ITEM | [7 empty] | mu :1.22 | [8 empty] | 11.7 | 11.7 | 149.4 | 149.4 | 161.1 | 9.59 | 4.25 | 13.84
|  |  | Consumer Unit CU-G01 | [6 empty] | n
1 | No |  | Install and connect only Modular Consumer Unit CU-G01 |  |  | SWLV_001 | 510 | (__) | [5 empty] | 2 |  | 0 | 0 | 4 | 4.2
1 | No |  | Label Large |  |  | CONS_020 | 875 | (__) | [5 empty] | 3 | 1995-05-01 | 5.238 | 5.238 | 0.045 | 0.04725
1 | No |  | Consumer Unit Schedule |  |  | DOCS_010 | 880 | (__) | [5 empty] | 3 | 1997-01-13 | 4.194 | 4.194 |  | 0
4 | No |  | Screw Wood S6 |  |  | CONS_035 | 875 | (__) |  | 02-008 |  |  |  | 1 | 1994-12-01 | 0.02 | 0.08 |  | 0
4 | No |  | Rawl Plug S6 |  |  | CONS_030 | 875 | (__) |  | 02-009 |  |  |  | 1 | 1994-12-01 | 0.02 | 0.08 |  | 0
[17 empty] | 0 |  | 0
d> | 0 |  |  |  |  | ICOST |  |  |  | mu_A | ITEM | [5 empty] | 9.592 |  | 4.2473
|  |  |  | Sell Rate | Sell Total |  |  |  |  | IB | [17 empty] | U_M_Sell | T_M_Sell | U_L_Sell | T_L_Sell | Total_Sell | T_M_Cost | T_L_Phr | Mat/Lab=1
1 | No. |  | Item: c. | 161.1 | 161.1 | ISELL |  |  |  | mu_A | ITEM | [7 empty] | mu :1.22 | [8 empty] | 11.7 | 11.7 | 149.4 | 149.4 | 161.1 | 9.59 | 4.25 | 13.84
|  |  | Consumer Unit CU-G02 | [6 empty] | n
1 | No |  | Install and connect only Modular Consumer Unit CU-G02 |  |  | SWLV_001 | 510 | (__) | [5 empty] | 2 |  | 0 | 0 | 4 | 4.2
1 | No |  | Label Large |  |  | CONS_020 | 875 | (__) | [5 empty] | 3 | 1995-05-01 | 5.238 | 5.238 | 0.045 | 0.04725
1 | No |  | Consumer Unit Schedule |  |  | DOCS_010 | 880 | (__) | [5 empty] | 3 | 1997-01-13 | 4.194 | 4.194 |  | 0
4 | No |  | Screw Wood S6 |  |  | CONS_035 | 875 | (__) |  | 02-008 |  |  |  | 1 | 1994-12-01 | 0.02 | 0.08 |  | 0
4 | No |  | Rawl Plug S6 |  |  | CONS_030 | 875 | (__) |  | 02-009 |  |  |  | 1 | 1994-12-01 | 0.02 | 0.08 |  | 0
[17 empty] | 0 |  | 0
d> | 0 |  |  |  |  | ICOST |  |  |  | mu_A | ITEM | [5 empty] | 9.592 |  | 4.2473
|  |  |  | Sell Rate | Sell Total |  |  |  |  | IB | [17 empty] | U_M_Sell | T_M_Sell | U_L_Sell | T_L_Sell | Total_Sell | T_M_Cost | T_L_Phr | Mat/Lab=1
1 | No. |  | Item: d. | 161.1 | 161.1 | ISELL |  |  |  | mu_A | ITEM | [7 empty] | mu :1.22 | [8 empty] | 11.7 | 11.7 | 149.4 | 149.4 | 161.1 | 9.59 | 4.25 | 13.84
|  |  | Consumer Unit CU-G03 | [6 empty] | n
1 | No |  | Install and connect only Modular Consumer Unit CU-G03 |  |  | SWLV_001 | 510 | (__) | [5 empty] | 2 |  | 0 | 0 | 4 | 4.2
1 | No |  | Label Large |  |  | CONS_020 | 875 | (__) | [5 empty] | 3 | 1995-05-01 | 5.238 | 5.238 | 0.045 | 0.04725
1 | No |  | Consumer Unit Schedule |  |  | DOCS_010 | 880 | (__) | [5 empty] | 3 | 1997-01-13 | 4.194 | 4.194 |  | 0
4 | No |  | Screw Wood S6 |  |  | CONS_035 | 875 | (__) |  | 02-008 |  |  |  | 1 | 1994-12-01 | 0.02 | 0.08 |  | 0
4 | No |  | Rawl Plug S6 |  |  | CONS_030 | 875 | (__) |  | 02-009 |  |  |  | 1 | 1994-12-01 | 0.02 | 0.08 |  | 0
[17 empty] | 0 |  | 0
d> | 0 |  |  |  |  | ICOST |  |  |  | mu_A | ITEM | [5 empty] | 9.592 |  | 4.2473
SB
| -0.046037 |  | PAGE: |  | 6405.56 | [5 empty] | PAGE | [5 empty] | 2468.242 |  | 96.4955
| Discy: |  |  |  | PAGE SELL | [11 empty] | PAGE MAT |  | PAGE LAB
TB
t
POWER CABLING
TB
|  | t | Item: 29
Supply and install the following power cables. Cost is to, include all cable terminations and fixing accessories as, necessary.
|  |  |  | Sell Rate | Sell Total |  |  |  |  | IB | [17 empty] | U_M_Sell | T_M_Sell | U_L_Sell | T_L_Sell | Total_Sell | T_M_Cost | T_L_Phr | Mat/Lab=1
10 | m/r |  | Item: b. | 6.75 | 67.5 | ISELL |  |  |  | mu_A | ITEM | [7 empty] | mu :1.22 | [8 empty] | 2.53 | 25.3 | 4.22 | 42.2 | 67.5 | 20.7 | 1.2 | 219
|  |  | From DB-L1 to CU-G01, 3 core x 4mm2 FG16(O)M16 | [6 empty] | n
|  | h | [EL25_0662B_Brittania_Hotel_Elec_Revised_Estim_B.xlsx]Elec_Rates!$D$95 |  |  | RATE_AAA
10 | 1 | 10 | 009# 3 core x 4.0 mm2 FG16(O)M16 Cable |  |  | RTLO_002 | [9 empty] | 2.07 | 20.7 | 0.12 | 1.2
[17 empty] | 0 |  | 0
d> | 0 |  |  |  |  | ICOST |  |  |  | mu_A | ITEM | [5 empty] | 20.7 |  | 1.2
|  |  |  | Sell Rate | Sell Total |  |  |  |  | IB | [17 empty] | U_M_Sell | T_M_Sell | U_L_Sell | T_L_Sell | Total_Sell | T_M_Cost | T_L_Phr | Mat/Lab=1
8 | m/r |  | Item: c. | 6.75 | 54 | ISELL |  |  |  | mu_A | ITEM | [7 empty] | mu :1.22 | [8 empty] | 2.53 | 20.24 | 4.22 | 33.76 | 54 | 16.56 | 0.96 | 140.16
|  |  | From DB-L1 to CU-G02, 3 core x 4mm2 FG16(O)M16 | [6 empty] | n
|  | h | [EL25_0662B_Brittania_Hotel_Elec_Revised_Estim_B.xlsx]Elec_Rates!$D$95 |  |  | RATE_AAA
8 | 1 | 8 | 009# 3 core x 4.0 mm2 FG16(O)M16 Cable |  |  | RTLO_002 | [9 empty] | 2.07 | 16.56 | 0.12 | 0.96
[17 empty] | 0 |  | 0
d> | 0 |  |  |  |  | ICOST |  |  |  | mu_A | ITEM | [5 empty] | 16.56 |  | 0.96
|  |  |  | Sell Rate | Sell Total |  |  |  |  | IB | [17 empty] | U_M_Sell | T_M_Sell | U_L_Sell | T_L_Sell | Total_Sell | T_M_Cost | T_L_Phr | Mat/Lab=1
15 | m/r |  | Item: d. | 6.75 | 101.25 | ISELL |  |  |  | mu_A | ITEM | [7 empty] | mu :1.22 | [8 empty] | 2.53 | 37.95 | 4.22 | 63.3 | 101.25 | 31.05 | 1.8 | 492.75
|  |  | From DB-L1 to CU-G03, 3 core x 4mm2 FG16(O)M16 | [6 empty] | n
|  | h | [EL25_0662B_Brittania_Hotel_Elec_Revised_Estim_B.xlsx]Elec_Rates!$D$95 |  |  | RATE_AAA
15 | 1 | 15 | 009# 3 core x 4.0 mm2 FG16(O)M16 Cable |  |  | RTLO_002 | [9 empty] | 2.07 | 31.05 | 0.12 | 1.8
[17 empty] | 0 |  | 0
d> | 0 |  |  |  |  | ICOST |  |  |  | mu_A | ITEM | [5 empty] | 31.05 |  | 1.8
TB
t
CABLE MANAGEMENT
TB
|  | t | Item: 30
Supply and install the following galvanised steel cable, tray. The cost is to include all bracketing as necessary.
|  |  |  | Sell Rate | Sell Total |  |  |  |  | IB | [17 empty] | U_M_Sell | T_M_Sell | U_L_Sell | T_L_Sell | Total_Sell | T_M_Cost | T_L_Phr | Mat/Lab=1
10 | m |  | Item: a. | 25.53 | 255.3 | ISELL |  |  |  | mu_A | ITEM | [7 empty] | mu :1.22 | [8 empty] | 9.35 | 93.5 | 16.18 | 161.8 | 255.3 | 76.6 | 4.6 | 812
|  |  | 100mm | [6 empty] | n
|  | h | [EL25_0662B_Brittania_Hotel_Elec_Revised_Estim_B.xlsx]Elec_Rates!$D$135 |  |  | RATE_AAA
10 | 1 | 10 | 013# HDG Cable Tray Size 100mm x 50mm |  |  | RTLO_002 | [9 empty] | 4.01 | 40.1 | 0.21 | 2.1
|  | h | [EL25_0662B_Brittania_Hotel_Elec_Revised_Estim_B.xlsx]Elec_Rates!$D$180 |  |  | RATE_AAA
10 | 1 | 10 | 018# Cable Containment Supports |  |  | RTLO_002 | [9 empty] | 3.65 | 36.5 | 0.25 | 2.5
[17 empty] | 0 |  | 0
d> | 0 |  |  |  |  | ICOST |  |  |  | mu_A | ITEM | [5 empty] | 76.6 |  | 4.6
SB
| 0.15101 |  | PAGE: |  | 478.05 | [5 empty] | PAGE | [5 empty] | 144.91 |  | 8.56
| Discy: |  |  |  | PAGE SELL | [11 empty] | PAGE MAT |  | PAGE LAB
TB
t
SECOND FLOOR
TB
t
LIGHTING INSTALLATION
TB
|  | t | Item: 31
Supply and install the following lighting points as specified. (Moulded Plastic Installation)
|  |  |  | Sell Rate | Sell Total |  |  |  |  | IB | [17 empty] | U_M_Sell | T_M_Sell | U_L_Sell | T_L_Sell | Total_Sell | T_M_Cost | T_L_Phr | Mat/Lab=1
3 | No. |  | Item: a. | 57.85 | 173.55 | ISELL |  |  |  | mu_A | ITEM | [7 empty] | mu :1.22 | [8 empty] | 11.77 | 35.31 | 46.08 | 138.24 | 173.55 | 28.95 | 3.93 | 98.64
|  |  | One light point controlled by one switch | [6 empty] | n
|  | h | [EL25_0662B_Brittania_Hotel_Elec_Revised_Estim_B.xlsx]Elec_Rates!$D$200 |  |  | RATE_AAA
3 | 1 | 3 | 019# Lighting point in LSZH Conduit |  | 1Pt x 1Sw | RTLO_002 | [9 empty] | 9.65 | 28.95 | 1.31 | 3.93
[17 empty] | 0 |  | 0
d> | 0 |  |  |  |  | ICOST |  |  |  | mu_A | ITEM | [5 empty] | 28.95 |  | 3.93
|  |  |  | Sell Rate | Sell Total |  |  |  |  | IB | [17 empty] | U_M_Sell | T_M_Sell | U_L_Sell | T_L_Sell | Total_Sell | T_M_Cost | T_L_Phr | Mat/Lab=1
2 | No. |  | Item: b. | 86.78 | 173.56 | ISELL |  |  |  | mu_A | ITEM | [7 empty] | mu :1.22 | [8 empty] | 17.66 | 35.32 | 69.12 | 138.24 | 173.56 | 28.95 | 3.93 | 65.76
|  |  | Two light points controlled by one switch | [6 empty] | n
|  | h | [EL25_0662B_Brittania_Hotel_Elec_Revised_Estim_B.xlsx]Elec_Rates!$D$200 |  |  | RATE_AAA
2 | 1.5 | 3 | 019# Lighting point in LSZH Conduit |  | 2Pt x 1Sw | RTLO_002 | [9 empty] | 14.475 | 28.95 | 1.965 | 3.93
[17 empty] | 0 |  | 0
d> | 0 |  |  |  |  | ICOST |  |  |  | mu_A | ITEM | [5 empty] | 28.95 |  | 3.93
|  |  |  | Sell Rate | Sell Total |  |  |  |  | IB | [17 empty] | U_M_Sell | T_M_Sell | U_L_Sell | T_L_Sell | Total_Sell | T_M_Cost | T_L_Phr | Mat/Lab=1
1 | No. |  | Item: c. | 115.71 | 115.71 | ISELL |  |  |  | mu_A | ITEM | [7 empty] | mu :1.22 | [8 empty] | 23.55 | 23.55 | 92.16 | 92.16 | 115.71 | 19.3 | 2.62 | 21.92
|  |  | Three light points controlled by one switch | [6 empty] | n
|  | h | [EL25_0662B_Brittania_Hotel_Elec_Revised_Estim_B.xlsx]Elec_Rates!$D$200 |  |  | RATE_AAA
1 | 2 | 2 | 019# Lighting point in LSZH Conduit |  | 3Pt x 1Sw | RTLO_002 | [9 empty] | 19.3 | 19.3 | 2.62 | 2.62
[17 empty] | 0 |  | 0
d> | 0 |  |  |  |  | ICOST |  |  |  | mu_A | ITEM | [5 empty] | 19.3 |  | 2.62
|  |  |  | Sell Rate | Sell Total |  |  |  |  | IB | [17 empty] | U_M_Sell | T_M_Sell | U_L_Sell | T_L_Sell | Total_Sell | T_M_Cost | T_L_Phr | Mat/Lab=1
3 | No. |  | Item: d. | 318.2 | 954.6 | ISELL |  |  |  | mu_A | ITEM | [7 empty] | mu :1.22 | [8 empty] | 64.75 | 194.25 | 253.45 | 760.35 | 954.6 | 159.23 | 21.62 | 542.55
|  |  | Eight light points controlled by three switches | [6 empty] | n
|  | h | [EL25_0662B_Brittania_Hotel_Elec_Revised_Estim_B.xlsx]Elec_Rates!$D$200 |  |  | RATE_AAA
3 | 5.5 | 16.5 | 019# Lighting point in LSZH Conduit |  | 8Pt x 3Sw | RTLO_002 | [9 empty] | 53.075 | 159.225 | 7.205 | 21.615
[17 empty] | 0 |  | 0
d> | 0 |  |  |  |  | ICOST |  |  |  | mu_A | ITEM | [5 empty] | 159.225 |  | 21.615
|  |  |  | Sell Rate | Sell Total |  |  |  |  | IB | [17 empty] | U_M_Sell | T_M_Sell | U_L_Sell | T_L_Sell | Total_Sell | T_M_Cost | T_L_Phr | Mat/Lab=1
3 | No. |  | Item: e. | 317.52 | 952.56 | ISELL |  |  |  | mu_A | ITEM | [7 empty] | mu :1.22 | [8 empty] | 142.69 | 428.07 | 174.83 | 524.49 | 952.56 | 350.88 | 14.91 | 1097.37
Three light points controlled by three switches, 3 occupancy sensors and relay (one light point with battery back up)
|  | h | [EL25_0662B_Brittania_Hotel_Elec_Revised_Estim_B.xlsx]Elec_Rates!$D$200 |  |  | RATE_AAA
3 | 3 | 9 | 019# Lighting point in LSZH Conduit |  |  | RTLO_002 | [9 empty] | 28.95 | 86.85 | 3.93 | 11.79
|  | h | [EL25_0662B_Brittania_Hotel_Elec_Revised_Estim_B.xlsx]Elec_Rates!$D$210 |  |  | RATE_AAA
3 | 3 | 9 | 020# Movement Detector |  |  | RTLO_002 | [9 empty] | 53.01 | 159.03 | 0.78 | 2.34
|  | h | [EL25_0662B_Brittania_Hotel_Elec_Revised_Estim_B.xlsx]Elec_Rates!$D$524 |  |  | RATE_AAA
3 | 1 | 3 | 062# 230V 2P 16A Contactor |  |  | RTLO_002 | [9 empty] | 35 | 105 | 0.26 | 0.78
[17 empty] | 0 |  | 0
d> | 0 |  |  |  |  | ICOST |  |  |  | mu_A | ITEM | [5 empty] | 350.88 |  | 14.91
|  |  |  | Sell Rate | Sell Total |  |  |  |  | IB | [17 empty] | U_M_Sell | T_M_Sell | U_L_Sell | T_L_Sell | Total_Sell | T_M_Cost | T_L_Phr | Mat/Lab=1
1 | No. |  | Item: f. | 144.63 | 144.63 | ISELL |  |  |  | mu_A | ITEM | [7 empty] | mu :1.22 | [8 empty] | 29.43 | 29.43 | 115.2 | 115.2 | 144.63 | 24.13 | 3.28 | 27.41
Three light points and one extractor fan controlled by one switch (one light point with battery back up)
|  | h | [EL25_0662B_Brittania_Hotel_Elec_Revised_Estim_B.xlsx]Elec_Rates!$D$200 |  |  | RATE_AAA
1 | 2.5 | 2.5 | 019# Lighting point in LSZH Conduit |  | 4Pt x 1Sw | RTLO_002 | [9 empty] | 24.125 | 24.125 | 3.275 | 3.275
[17 empty] | 0 |  | 0
d> | 0 |  |  |  |  | ICOST |  |  |  | mu_A | ITEM | [5 empty] | 24.125 |  | 3.275
|  |  |  | Sell Rate | Sell Total |  |  |  |  | IB | [17 empty] | U_M_Sell | T_M_Sell | U_L_Sell | T_L_Sell | Total_Sell | T_M_Cost | T_L_Phr | Mat/Lab=1
1 | No. |  | Item: g. | 289.27 | 289.27 | ISELL |  |  |  | mu_A | ITEM | [7 empty] | mu :1.22 | [8 empty] | 58.87 | 58.87 | 230.4 | 230.4 | 289.27 | 48.25 | 6.55 | 54.8
Eight light points and one extractor fan controlled by one switch (one light point with battery back up)
|  | h | [EL25_0662B_Brittania_Hotel_Elec_Revised_Estim_B.xlsx]Elec_Rates!$D$200 |  |  | RATE_AAA
1 | 5 | 5 | 019# Lighting point in LSZH Conduit |  | 9Pt x 1Sw | RTLO_002 | [9 empty] | 48.25 | 48.25 | 6.55 | 6.55
[17 empty] | 0 |  | 0
d> | 0 |  |  |  |  | ICOST |  |  |  | mu_A | ITEM | [5 empty] | 48.25 |  | 6.55
|  |  |  | Sell Rate | Sell Total |  |  |  |  | IB | [17 empty] | U_M_Sell | T_M_Sell | U_L_Sell | T_L_Sell | Total_Sell | T_M_Cost | T_L_Phr | Mat/Lab=1
1 | No. |  | Item: h. | 318.2 | 318.2 | ISELL |  |  |  | mu_A | ITEM | [7 empty] | mu :1.22 | [8 empty] | 64.75 | 64.75 | 253.45 | 253.45 | 318.2 | 53.08 | 7.21 | 60.29
Ten light points and one extractor fan controlled by one switch (one light point with battery back up)
|  | h | [EL25_0662B_Brittania_Hotel_Elec_Revised_Estim_B.xlsx]Elec_Rates!$D$200 |  |  | RATE_AAA
1 | 5.5 | 5.5 | 019# Lighting point in LSZH Conduit |  | 10Pt x 1Sw | RTLO_002 | [9 empty] | 53.075 | 53.075 | 7.205 | 7.205
[17 empty] | 0 |  | 0
d> | 0 |  |  |  |  | ICOST |  |  |  | mu_A | ITEM | [5 empty] | 53.075 |  | 7.205
|  |  |  | Sell Rate | Sell Total |  |  |  |  | IB | [17 empty] | U_M_Sell | T_M_Sell | U_L_Sell | T_L_Sell | Total_Sell | T_M_Cost | T_L_Phr | Mat/Lab=1
9 | No. |  | Item: i. | 64.13 | 577.17 | ISELL |  |  |  | mu_A | ITEM | [7 empty] | mu :1.22 | [8 empty] | 11.77 | 105.93 | 52.36 | 471.24 | 577.17 | 86.85 | 13.4 | 902.25
|  |  | 5Amp Socket Outlet for Lighting | [6 empty] | n
|  | h | [EL25_0662B_Brittania_Hotel_Elec_Revised_Estim_B.xlsx]Elec_Rates!$D$200 |  |  | RATE_AAA
9 | 1 | 9 | 019# Lighting point in LSZH Conduit |  | 1Pt x 1Sw | RTLO_002 | [9 empty] | 9.65 | 86.85 | 1.31 | 11.79
9 | No |  | Install and connect only 5Amp Socket Outlet |  |  | WACC_054 | 705 | BG | 912 |  |  |  |  | 3 | 1994-12-01 | 0 | 0 | 0.17 | 1.6065
[17 empty] | 0 |  | 0
d> | 0 |  |  |  |  | ICOST |  |  |  | mu_A | ITEM | [5 empty] | 86.85 |  | 13.3965
|  |  |  | Sell Rate | Sell Total |  |  |  |  | IB | [17 empty] | U_M_Sell | T_M_Sell | U_L_Sell | T_L_Sell | Total_Sell | T_M_Cost | T_L_Phr | Mat/Lab=1
6 | No. |  | Item: j. | 57.85 | 347.1 | ISELL |  |  |  | mu_A | ITEM | [7 empty] | mu :1.22 | [8 empty] | 11.77 | 70.62 | 46.08 | 276.48 | 347.1 | 57.9 | 7.86 | 394.56
|  |  | One light point for reading lights | [6 empty] | n
|  | h | [EL25_0662B_Brittania_Hotel_Elec_Revised_Estim_B.xlsx]Elec_Rates!$D$200 |  |  | RATE_AAA
6 | 1 | 6 | 019# Lighting point in LSZH Conduit |  | 1Pt x 1Sw | RTLO_002 | [9 empty] | 9.65 | 57.9 | 1.31 | 7.86
[17 empty] | 0 |  | 0
d> | 0 |  |  |  |  | ICOST |  |  |  | mu_A | ITEM | [5 empty] | 57.9 |  | 7.86
|  |  |  | Sell Rate | Sell Total |  |  |  |  | IB | [17 empty] | U_M_Sell | T_M_Sell | U_L_Sell | T_L_Sell | Total_Sell | T_M_Cost | T_L_Phr | Mat/Lab=1
5 | No. |  | Item: k. | 57.85 | 289.25 | ISELL |  |  |  | mu_A | ITEM | [7 empty] | mu :1.22 | [8 empty] | 11.77 | 58.85 | 46.08 | 230.4 | 289.25 | 48.25 | 6.55 | 274
|  |  | One light point for wardrobe lights | [6 empty] | n
|  | h | [EL25_0662B_Brittania_Hotel_Elec_Revised_Estim_B.xlsx]Elec_Rates!$D$200 |  |  | RATE_AAA
5 | 1 | 5 | 019# Lighting point in LSZH Conduit |  | 1Pt x 1Sw | RTLO_002 | [9 empty] | 9.65 | 48.25 | 1.31 | 6.55
[17 empty] | 0 |  | 0
d> | 0 |  |  |  |  | ICOST |  |  |  | mu_A | ITEM | [5 empty] | 48.25 |  | 6.55
|  |  |  | Sell Rate | Sell Total |  |  |  |  | IB | [17 empty] | U_M_Sell | T_M_Sell | U_L_Sell | T_L_Sell | Total_Sell | T_M_Cost | T_L_Phr | Mat/Lab=1
3 | No. |  | Item: l. | 57.85 | 173.55 | ISELL |  |  |  | mu_A | ITEM | [7 empty] | mu :1.22 | [8 empty] | 11.77 | 35.31 | 46.08 | 138.24 | 173.55 | 28.95 | 3.93 | 98.64
|  |  | Ceiling Fan point and controller | [6 empty] | n
|  | h | [EL25_0662B_Brittania_Hotel_Elec_Revised_Estim_B.xlsx]Elec_Rates!$D$200 |  |  | RATE_AAA
3 | 1 | 3 | 019# Lighting point in LSZH Conduit |  | 1Pt x 1Sw | RTLO_002 | [9 empty] | 9.65 | 28.95 | 1.31 | 3.93
[17 empty] | 0 |  | 0
d> | 0 |  |  |  |  | ICOST |  |  |  | mu_A | ITEM | [5 empty] | 28.95 |  | 3.93
|  |  |  | Sell Rate | Sell Total |  |  |  |  | IB | [17 empty] | U_M_Sell | T_M_Sell | U_L_Sell | T_L_Sell | Total_Sell | T_M_Cost | T_L_Phr | Mat/Lab=1
3 | No. |  | Item: m. | 57.85 | 173.55 | ISELL |  |  |  | mu_A | ITEM | [7 empty] | mu :1.22 | [8 empty] | 11.77 | 35.31 | 46.08 | 138.24 | 173.55 | 28.95 | 3.93 | 98.64
|  |  | One light point for magnifying mirror | [6 empty] | n
|  | h | [EL25_0662B_Brittania_Hotel_Elec_Revised_Estim_B.xlsx]Elec_Rates!$D$200 |  |  | RATE_AAA
3 | 1 | 3 | 019# Lighting point in LSZH Conduit |  | 1Pt x 1Sw | RTLO_002 | [9 empty] | 9.65 | 28.95 | 1.31 | 3.93
[17 empty] | 0 |  | 0
d> | 0 |  |  |  |  | ICOST |  |  |  | mu_A | ITEM | [5 empty] | 28.95 |  | 3.93
|  |  |  | Sell Rate | Sell Total |  |  |  |  | IB | [17 empty] | U_M_Sell | T_M_Sell | U_L_Sell | T_L_Sell | Total_Sell | T_M_Cost | T_L_Phr | Mat/Lab=1
3 | No. |  | Item: n. | 88.56 | 265.68 | ISELL |  |  |  | mu_A | ITEM | [7 empty] | mu :1.22 | [8 empty] | 33.33 | 99.99 | 55.23 | 165.69 | 265.68 | 81.96 | 4.71 | 260.01
|  |  | One light point controlled by one movement detector | [6 empty] | n
|  | h | [EL25_0662B_Brittania_Hotel_Elec_Revised_Estim_B.xlsx]Elec_Rates!$D$200 |  |  | RATE_AAA
3 | 1 | 3 | 019# Lighting point in LSZH Conduit |  | 1Pt x 1Sw | RTLO_002 | [9 empty] | 9.65 | 28.95 | 1.31 | 3.93
|  | h | [EL25_0662B_Brittania_Hotel_Elec_Revised_Estim_B.xlsx]Elec_Rates!$D$210 |  |  | RATE_AAA
3 | 1 | 3 | 020# Movement Detector |  |  | RTLO_002 | [9 empty] | 17.67 | 53.01 | 0.26 | 0.78
[17 empty] | 0 |  | 0
d> | 0 |  |  |  |  | ICOST |  |  |  | mu_A | ITEM | [5 empty] | 81.96 |  | 4.71
|  |  |  | Sell Rate | Sell Total |  |  |  |  | IB | [17 empty] | U_M_Sell | T_M_Sell | U_L_Sell | T_L_Sell | Total_Sell | T_M_Cost | T_L_Phr | Mat/Lab=1
2 | No. |  | Item: o. | 57.85 | 115.7 | ISELL |  |  |  | mu_A | ITEM | [7 empty] | mu :1.22 | [8 empty] | 11.77 | 23.54 | 46.08 | 92.16 | 115.7 | 19.3 | 2.62 | 43.84
|  |  | Maintained emergency light points | [6 empty] | n
|  | h | [EL25_0662B_Brittania_Hotel_Elec_Revised_Estim_B.xlsx]Elec_Rates!$D$200 |  |  | RATE_AAA
2 | 1 | 2 | 019# Lighting point in LSZH Conduit |  | Emer | RTLO_002 | [9 empty] | 9.65 | 19.3 | 1.31 | 2.62
[17 empty] | 0 |  | 0
d> | 0 |  |  |  |  | ICOST |  |  |  | mu_A | ITEM | [5 empty] | 19.3 |  | 2.62
TB
|  | t | Item: 32
Supply and install the following DALI lighting points (Moulded Plastic Installation)
|  |  |  | Sell Rate | Sell Total |  |  |  |  | IB | [17 empty] | U_M_Sell | T_M_Sell | U_L_Sell | T_L_Sell | Total_Sell | T_M_Cost | T_L_Phr | Mat/Lab=1
26 | No. |  | Item: a. | 67.06 | 1743.56 | ISELL |  |  |  | mu_A | ITEM | [7 empty] | mu :1.22 | [8 empty] | 14.3 | 371.8 | 52.76 | 1371.76 | 1743.56 | 304.72 | 39 | 8936.72
|  |  | Internal light points | [6 empty] | n
|  | h | [EL25_0662B_Brittania_Hotel_Elec_Revised_Estim_B.xlsx]Elec_Rates!$D$200 |  |  | RATE_AAA
26 | 1 | 26 | 019# Lighting point in LSZH Conduit |  |  | RTLO_002 | [9 empty] | 9.65 | 250.9 | 1.31 | 34.06
|  | h | [EL25_0662B_Brittania_Hotel_Elec_Revised_Estim_B.xlsx]Elec_Rates!$D$517 |  |  | RATE_AAA
26 | 1 | 26 | 061# DALI Wiring cables |  |  | RTLO_002 | [9 empty] | 2.07 | 53.82 | 0.19 | 4.94
[17 empty] | 0 |  | 0
d> | 0 |  |  |  |  | ICOST |  |  |  | mu_A | ITEM | [5 empty] | 304.72 |  | 39
|  |  |  | Sell Rate | Sell Total |  |  |  |  | IB | [17 empty] | U_M_Sell | T_M_Sell | U_L_Sell | T_L_Sell | Total_Sell | T_M_Cost | T_L_Phr | Mat/Lab=1
10 | No. |  | Item: b. | 124.92 | 1249.2 | ISELL |  |  |  | mu_A | ITEM | [7 empty] | mu :1.22 | [8 empty] | 26.07 | 260.7 | 98.85 | 988.5 | 1249.2 | 213.7 | 28.1 | 2418
|  |  | External light points | [6 empty] | n
|  | h | [EL25_0662B_Brittania_Hotel_Elec_Revised_Estim_B.xlsx]Elec_Rates!$D$200 |  |  | RATE_AAA
10 | 2 | 20 | 019# Lighting point in LSZH Conduit |  |  | RTLO_002 | [9 empty] | 19.3 | 193 | 2.62 | 26.2
|  | h | [EL25_0662B_Brittania_Hotel_Elec_Revised_Estim_B.xlsx]Elec_Rates!$D$517 |  |  | RATE_AAA
10 | 1 | 10 | 061# DALI Wiring cables |  |  | RTLO_002 | [9 empty] | 2.07 | 20.7 | 0.19 | 1.9
[17 empty] | 0 |  | 0
d> | 0 |  |  |  |  | ICOST |  |  |  | mu_A | ITEM | [5 empty] | 213.7 |  | 28.1
SB
| -0.12362 |  | PAGE: |  | 8056.84 | [5 empty] | PAGE | [5 empty] | 1583.335 |  | 174.1315
| Discy: |  |  |  | PAGE SELL | [11 empty] | PAGE MAT |  | PAGE LAB
TB
|  | t | Item: 33
Supply and install the following DALI switches / controllers.
|  |  |  | Sell Rate | Sell Total |  |  |  |  | IB | [17 empty] | U_M_Sell | T_M_Sell | U_L_Sell | T_L_Sell | Total_Sell | T_M_Cost | T_L_Phr | Mat/Lab=1
3 | No. |  | Item: a. | 55.19 | 165.57 | ISELL |  |  |  |  | ITEM | [7 empty] | mu :1.22 | [8 empty] | 42.23 | 126.69 | 12.96 | 38.88 | 165.57 | 103.83 | 1.11 | 314.82
|  |  | 1-Button Keypad for external lighting | [6 empty] | n
|  |  |  | 0.01 | Discrepancy
|  |  | Electrical | 64.98 | 64.98 |  |  |  |  | mu_A | SUBI
| >>> mu_A material here >>> | [15 empty] | 0 |  | 0
|  | h | [EL25_0662B_Brittania_Hotel_Elec_Revised_Estim_B.xlsx]Elec_Rates!$D$517 |  |  | RATE_AAA
3 | 1 | 3 | 061# DALI Wiring cables |  |  | RTLO_002 | [9 empty] | 2.07 | 6.21 | 0.19 | 0.57
3 | No |  | WHITE Switch 1G Push |  | ESS Q0395603 | WACC_054 | 705 | BG | 912 |  |  |  |  | 3 | 1994-12-01 | 5.06 | 15.18 | 0.17 | 0.5355
[17 empty] | 0 |  | 0
d> | 0 | [8 empty] | mu_A | SUBI | [5 empty] | 21.39 |  | 1.1055 | [8 empty] | 26.1
|  |  | Controls Section (DALI) | 100.58 | 100.59 |  |  |  |  | mu_B | SUBI
| >>> mu_B material here >>> | [15 empty] | 0 |  | 0
3 | No |  | DALI Push Button Interface |  |  | BMSE_004 | 512 | Anytronics | AMD 1 gang |  |  |  |  | 3 | 2005-03-10 | 27.48 | 82.44 |  | 0
[17 empty] | 0 |  | 0
d> | 0 | [8 empty] | mu_B | SUBI | [5 empty] | 82.44 |  | 0 | [8 empty] | 100.58
[6 empty] | ICOST |  |  |  |  | ITEM | [5 empty] | 103.83 |  | 1.1055
|  |  |  | Sell Rate | Sell Total |  |  |  |  | IB | [17 empty] | U_M_Sell | T_M_Sell | U_L_Sell | T_L_Sell | Total_Sell | T_M_Cost | T_L_Phr | Mat/Lab=1
1 | No. |  | Item: b. | 973.68 | 973.68 | ISELL |  |  |  |  | ITEM | [7 empty] | mu :1.57 | [8 empty] | 603.11 | 603.11 | 370.57 | 370.57 | 973.68 | 494.35 | 4.39 | 498.74
|  |  | 4-Button Keypad to control corridor lighting from reception | [6 empty] | n
|  |  |  | 0 | Discrepancy
|  |  | Electrical | 9.21 | 9.21 |  |  |  |  | mu_A | SUBI
| >>> mu_A material here >>> | [15 empty] | 0 |  | 0
|  | h | [EL25_0662B_Brittania_Hotel_Elec_Revised_Estim_B.xlsx]Elec_Rates!$D$517 |  |  | RATE_AAA
1 | 1 | 1 | 061# DALI Wiring cables |  |  | RTLO_002 | [9 empty] | 2.07 | 2.07 | 0.19 | 0.19
[17 empty] | 0 |  | 0
d> | 0 | [8 empty] | mu_A | SUBI | [5 empty] | 2.07 |  | 0.19 | [8 empty] | 2.53
|  |  | Controls Section (DALI) | 964.47 | 964.47 |  |  |  |  | mu_B | SUBI
| >>> mu_B material here >>> | [15 empty] | 0 |  | 0
1 | No |  | DALI Controller Lv.2 |  |  | BMSE_004 | 512 | Anytronics | AMD 1 gang |  |  |  |  | 3 | 2005-03-10 | 414.96 | 414.96 | 4 | 4.2
1 | No |  | 4-Button Keypad |  |  | BMSE_004 | 512 | Anytronics | AMD 1 gang |  |  |  |  | 3 | 2005-03-10 | 77.32 | 77.32 |  | 0
[17 empty] | 0 |  | 0
d> | 0 | [8 empty] | mu_B | SUBI | [5 empty] | 492.28 |  | 4.2 | [8 empty] | 600.58
[6 empty] | ICOST |  |  |  |  | ITEM | [5 empty] | 494.35 |  | 4.39
TB
|  | t | Item: 34
Supply only the following light fittings and accessories
|  |  |  | Sell Rate | Sell Total |  |  |  |  | IB | [17 empty] | U_M_Sell | T_M_Sell | U_L_Sell | T_L_Sell | Total_Sell | T_M_Cost | T_L_Phr | Mat/Lab=1
9 | No. |  | Item: a. | 0 | 0 | ISELL |  |  |  | mu_A | ITEM |  |  |  |  | Included in item 31i |  |  | 0.00 | [8 empty] | 0 | 0 | 0 | 0 | 0 | 0 | 0 | 0
|  |  | 5Amp Socket Outlet for Lighting | [6 empty] | n
9 | No |  | Supply only 5Amp Socket Outlet |  |  | WACC_054 | 705 | BG | 912 |  |  |  |  | 3 | 1994-12-01 | 0 | 0 | 0 | 0
[17 empty] | 0 |  | 0
d> | 0 |  |  |  |  | ICOST |  |  |  | mu_A | ITEM | [5 empty] | 0 |  | 0
|  |  |  | Sell Rate | Sell Total |  |  |  |  | IB | [17 empty] | U_M_Sell | T_M_Sell | U_L_Sell | T_L_Sell | Total_Sell | T_M_Cost | T_L_Phr | Mat/Lab=1
1 | No. |  | Item: b. | 28.98 | 28.98 | ISELL |  |  |  | mu_A | ITEM | [7 empty] | mu :1.22 | [8 empty] | 28.98 | 28.98 | 0 | 0 | 28.98 | 23.75 | 0 | 23.75
|  |  | Type 'E1' - Single Sided, Wall Mounted, Directional Exit Signage | [6 empty] | n
|  | h | [EL25_0662B_Brittania_Hotel_Elec_Revised_Estim_B.xlsx]Elec_Rates!$D$222 |  |  | RATE_AAA
1 | 1 | 1 | 022# Supply Only - Type 'E1' - Single Sided, Wall Mounted, Directional Exit Signage |  |  | RTLO_002 | [9 empty] | 23.75 | 23.75 | 0 | 0
[17 empty] | 0 |  | 0
d> | 0 |  |  |  |  | ICOST |  |  |  | mu_A | ITEM | [5 empty] | 23.75 |  | 0
|  |  |  | Sell Rate | Sell Total |  |  |  |  | IB | [17 empty] | U_M_Sell | T_M_Sell | U_L_Sell | T_L_Sell | Total_Sell | T_M_Cost | T_L_Phr | Mat/Lab=1
1 | No. |  | Item: c. | 43.86 | 43.86 | ISELL |  |  |  | mu_A | ITEM | [7 empty] | mu :1.22 | [8 empty] | 43.86 | 43.86 | 0 | 0 | 43.86 | 35.95 | 0 | 35.95
|  |  | Type 'E2' - Double Sided, Soffit Recessed, Directional Exit Signage | [6 empty] | n
|  | h | [EL25_0662B_Brittania_Hotel_Elec_Revised_Estim_B.xlsx]Elec_Rates!$D$228 |  |  | RATE_AAA
1 | 1 | 1 | 023# Supply Only - Type 'E2' - Double Sided, Ceiling Mounted/ Soffit Recessed, Directional Exit Signage. |  |  | RTLO_002 | [9 empty] | 35.95 | 35.95 | 0 | 0
[17 empty] | 0 |  | 0
d> | 0 |  |  |  |  | ICOST |  |  |  | mu_A | ITEM | [5 empty] | 35.95 |  | 0
TB
|  | t | Item: 35
Install and connect only the following light fittings and accessories. Light Fittings to be supplied by client.
|  |  |  | Sell Rate | Sell Total |  |  |  |  | IB | [17 empty] | U_M_Sell | T_M_Sell | U_L_Sell | T_L_Sell | Total_Sell | T_M_Cost | T_L_Phr | Mat/Lab=1
10 | No. |  | Item: a. | 14.36 | 143.6 | ISELL |  |  |  | mu_A | ITEM | [7 empty] | mu :1.22 | [8 empty] | 1.34 | 13.4 | 13.02 | 130.2 | 143.6 | 11 | 3.7 | 147
|  |  | Type ' LT-01' - 11W Soffit Recessed Light Fitting | [6 empty] | n
|  | h | [EL25_0662B_Brittania_Hotel_Elec_Revised_Estim_B.xlsx]Elec_Rates!$D$369 |  |  | RATE_AAA
10 | 1 | 10 | 042# Install and connect Only - Type 'LT-01' - 11W Soffit Recessed Light Fitting |  |  | RTLO_002 | [9 empty] | 1.1 | 11 | 0.37 | 3.7
[17 empty] | 0 |  | 0
d> | 0 |  |  |  |  | ICOST |  |  |  | mu_A | ITEM | [5 empty] | 11 |  | 3.7
|  |  |  | Sell Rate | Sell Total |  |  |  |  | IB | [17 empty] | U_M_Sell | T_M_Sell | U_L_Sell | T_L_Sell | Total_Sell | T_M_Cost | T_L_Phr | Mat/Lab=1
4 | No. |  | Item: b. | 14.36 | 57.44 | ISELL |  |  |  | mu_A | ITEM | [7 empty] | mu :1.22 | [8 empty] | 1.34 | 5.36 | 13.02 | 52.08 | 57.44 | 4.4 | 1.48 | 23.52
|  |  | Type ' LT-02' - 11W Soffit Recessed Light Fitting | [6 empty] | n
|  | h | [EL25_0662B_Brittania_Hotel_Elec_Revised_Estim_B.xlsx]Elec_Rates!$D$376 |  |  | RATE_AAA
4 | 1 | 4 | 043# Install and connect Only - Type 'LT-02' - 11W Soffit Recessed Light Fitting |  |  | RTLO_002 | [9 empty] | 1.1 | 4.4 | 0.37 | 1.48
[17 empty] | 0 |  | 0
d> | 0 |  |  |  |  | ICOST |  |  |  | mu_A | ITEM | [5 empty] | 4.4 |  | 1.48
|  |  |  | Sell Rate | Sell Total |  |  |  |  | IB | [17 empty] | U_M_Sell | T_M_Sell | U_L_Sell | T_L_Sell | Total_Sell | T_M_Cost | T_L_Phr | Mat/Lab=1
20 | No. |  | Item: c. | 11.35 | 227 | ISELL |  |  |  | mu_A | ITEM | [7 empty] | mu :1.22 | [8 empty] | 0.1 | 2 | 11.25 | 225 | 227 | 1.6 | 6.4 | 160
|  |  | Type ' LT-04' - 6W Wall Mounted Spotlight | [6 empty] | n
|  | h | [EL25_0662B_Brittania_Hotel_Elec_Revised_Estim_B.xlsx]Elec_Rates!$D$391 |  |  | RATE_AAA
20 | 1 | 20 | 045# Install and connect Only - Type 'LT-04' - Wall Light |  |  | RTLO_002 | [9 empty] | 0.08 | 1.6 | 0.32 | 6.4
[17 empty] | 0 |  | 0
d> | 0 |  |  |  |  | ICOST |  |  |  | mu_A | ITEM | [5 empty] | 1.6 |  | 6.4
|  |  |  | Sell Rate | Sell Total |  |  |  |  | IB | [17 empty] | U_M_Sell | T_M_Sell | U_L_Sell | T_L_Sell | Total_Sell | T_M_Cost | T_L_Phr | Mat/Lab=1
24 | No. |  | Item: d. | 11.35 | 272.4 | ISELL |  |  |  | mu_A | ITEM | [7 empty] | mu :1.22 | [8 empty] | 0.1 | 2.4 | 11.25 | 270 | 272.4 | 1.92 | 7.68 | 230.4
|  |  | Type ' LT-05' - 6W Wall Mounted Spotlight | [6 empty] | n
|  | h | [EL25_0662B_Brittania_Hotel_Elec_Revised_Estim_B.xlsx]Elec_Rates!$D$399 |  |  | RATE_AAA
24 | 1 | 24 | 046# Install and connect Only - Type 'LT-05' - Wall Light |  |  | RTLO_002 | [9 empty] | 0.08 | 1.92 | 0.32 | 7.68
[17 empty] | 0 |  | 0
d> | 0 |  |  |  |  | ICOST |  |  |  | mu_A | ITEM | [5 empty] | 1.92 |  | 7.68
|  |  |  | Sell Rate | Sell Total |  |  |  |  | IB | [17 empty] | U_M_Sell | T_M_Sell | U_L_Sell | T_L_Sell | Total_Sell | T_M_Cost | T_L_Phr | Mat/Lab=1
15 | No. |  | Item: e. | 11.35 | 170.25 | ISELL |  |  |  | mu_A | ITEM | [7 empty] | mu :1.22 | [8 empty] | 0.1 | 1.5 | 11.25 | 168.75 | 170.25 | 1.2 | 4.8 | 90
|  |  | Type ' LT-06' - 6W Wall Mounted Spotlight | [6 empty] | n
|  | h | [EL25_0662B_Brittania_Hotel_Elec_Revised_Estim_B.xlsx]Elec_Rates!$D$407 |  |  | RATE_AAA
15 | 1 | 15 | 047# Install and connect Only - Type 'LT-06' - Wall Light |  |  | RTLO_002 | [9 empty] | 0.08 | 1.2 | 0.32 | 4.8
[17 empty] | 0 |  | 0
d> | 0 |  |  |  |  | ICOST |  |  |  | mu_A | ITEM | [5 empty] | 1.2 |  | 4.8
|  |  |  | Sell Rate | Sell Total |  |  |  |  | IB | [17 empty] | U_M_Sell | T_M_Sell | U_L_Sell | T_L_Sell | Total_Sell | T_M_Cost | T_L_Phr | Mat/Lab=1
2 | No. |  | Item: f. | 9.15 | 18.3 | ISELL |  |  |  | mu_A | ITEM | [7 empty] | mu :1.22 | [8 empty] | 0 | 0 | 9.15 | 18.3 | 18.3 | 0 | 0.52 | 1.04
|  |  | Type ' LT-08' - 5.9W Mini Soffit Recessed Downlighter | [6 empty] | n
|  | h | [EL25_0662B_Brittania_Hotel_Elec_Revised_Estim_B.xlsx]Elec_Rates!$D$423 |  |  | RATE_AAA
2 | 1 | 2 | 049# Install and connect Only - Type 'LT-08' - Mini Soffit Recessed Downlighter |  |  | RTLO_002 | [9 empty] | 0 | 0 | 0.26 | 0.52
[17 empty] | 0 |  | 0
d> | 0 |  |  |  |  | ICOST |  |  |  | mu_A | ITEM | [5 empty] | 0 |  | 0.52
|  |  |  | Sell Rate | Sell Total |  |  |  |  | IB | [17 empty] | U_M_Sell | T_M_Sell | U_L_Sell | T_L_Sell | Total_Sell | T_M_Cost | T_L_Phr | Mat/Lab=1
3 | No. |  | Item: g. | 14.36 | 43.08 | ISELL |  |  |  | mu_A | ITEM | [7 empty] | mu :1.22 | [8 empty] | 1.34 | 4.02 | 13.02 | 39.06 | 43.08 | 3.3 | 1.11 | 13.23
|  |  | Type ' LT-09' - 300mm x 300mm Soffit Recessed LED Panel | [6 empty] | n
|  | h | [EL25_0662B_Brittania_Hotel_Elec_Revised_Estim_B.xlsx]Elec_Rates!$D$429 |  |  | RATE_AAA
3 | 1 | 3 | 050# Install and connect Only - Type 'LT-09' - 300mm x 300mm LED Panel Soffit Recessed |  |  | RTLO_002 | [9 empty] | 1.1 | 3.3 | 0.37 | 1.11
[17 empty] | 0 |  | 0
d> | 0 |  |  |  |  | ICOST |  |  |  | mu_A | ITEM | [5 empty] | 3.3 |  | 1.11
|  |  |  | Sell Rate | Sell Total |  |  |  |  | IB | [17 empty] | U_M_Sell | T_M_Sell | U_L_Sell | T_L_Sell | Total_Sell | T_M_Cost | T_L_Phr | Mat/Lab=1
10 | No. |  | Item: h. | 49.48 | 494.8 | ISELL |  |  |  | mu_A | ITEM | [7 empty] | mu :1.22 | [8 empty] | 21.69 | 216.9 | 27.79 | 277.9 | 494.8 | 177.8 | 7.9 | 1857
|  |  | Type ' LT-12' - 6W Recessed Floor Spotlight, Dimmable, IP65 | [6 empty] | n
|  | h | [EL25_0662B_Brittania_Hotel_Elec_Revised_Estim_B.xlsx]Elec_Rates!$D$444 |  |  | RATE_AAA
10 | 1 | 10 | 052# Install and connect Only - Type 'LT-12' - 6W Recessed Floor Spotlight, Dimmable, IP65 |  |  | RTLO_002 | [9 empty] | 17.78 | 177.8 | 0.79 | 7.9
[17 empty] | 0 |  | 0
d> | 0 |  |  |  |  | ICOST |  |  |  | mu_A | ITEM | [5 empty] | 177.8 |  | 7.9
|  |  |  | Sell Rate | Sell Total |  |  |  |  | IB | [17 empty] | U_M_Sell | T_M_Sell | U_L_Sell | T_L_Sell | Total_Sell | T_M_Cost | T_L_Phr | Mat/Lab=1
6 | m |  | Item: i. | 5.63 | 33.78 | ISELL |  |  |  | mu_A | ITEM | [7 empty] | mu :1.22 | [8 empty] | 0 | 0 | 5.63 | 33.78 | 33.78 | 0 | 0.96 | 5.76
|  |  | Type ' LT-13' - Dimmable Strip Light | [6 empty] | n
|  | h | [EL25_0662B_Brittania_Hotel_Elec_Revised_Estim_B.xlsx]Elec_Rates!$D$452 |  |  | RATE_AAA
6 | 1 | 6 | 053# Install and connect Only - Type 'LT-13 - Dimmable Strip Light |  |  | RTLO_002 | [9 empty] | 0 | 0 | 0.16 | 0.96
[17 empty] | 0 |  | 0
d> | 0 |  |  |  |  | ICOST |  |  |  | mu_A | ITEM | [5 empty] | 0 |  | 0.96
|  |  |  | Sell Rate | Sell Total |  |  |  |  | IB | [17 empty] | U_M_Sell | T_M_Sell | U_L_Sell | T_L_Sell | Total_Sell | T_M_Cost | T_L_Phr | Mat/Lab=1
1 | No. |  | Item: j. | 14.36 | 14.36 | ISELL |  |  |  | mu_A | ITEM | [7 empty] | mu :1.22 | [8 empty] | 1.34 | 1.34 | 13.02 | 13.02 | 14.36 | 1.1 | 0.37 | 1.47
|  |  | Type ' LT-15' - 8.5W Soffit Recessed Downlighter | [6 empty] | n
|  | h | [EL25_0662B_Brittania_Hotel_Elec_Revised_Estim_B.xlsx]Elec_Rates!$D$464 |  |  | RATE_AAA
1 | 1 | 1 | 055# Install and connect Only - Type 'LT-15' - 8.5W Soffit Recessed Downlighter |  |  | RTLO_002 | [9 empty] | 1.1 | 1.1 | 0.37 | 0.37
[17 empty] | 0 |  | 0
d> | 0 |  |  |  |  | ICOST |  |  |  | mu_A | ITEM | [5 empty] | 1.1 |  | 0.37
|  |  |  | Sell Rate | Sell Total |  |  |  |  | IB | [17 empty] | U_M_Sell | T_M_Sell | U_L_Sell | T_L_Sell | Total_Sell | T_M_Cost | T_L_Phr | Mat/Lab=1
1 | No. |  | Item: k. | 37.51 | 37.51 | ISELL |  |  |  | mu_A | ITEM | [7 empty] | mu :1.22 | [8 empty] | 0.57 | 0.57 | 36.94 | 36.94 | 37.51 | 0.47 | 1.05 | 1.52
|  |  | Type ' LD-05' - Lantern | [6 empty] | n
|  | h | [EL25_0662B_Brittania_Hotel_Elec_Revised_Estim_B.xlsx]Elec_Rates!$D$301 |  |  | RATE_AAA
1 | 1 | 1 | 033# Install and connect Only - Type 'LD-5' - Lantern |  |  | RTLO_002 | [9 empty] | 0.47 | 0.47 | 1.05 | 1.05
[17 empty] | 0 |  | 0
d> | 0 |  |  |  |  | ICOST |  |  |  | mu_A | ITEM | [5 empty] | 0.47 |  | 1.05
|  |  |  | Sell Rate | Sell Total |  |  |  |  | IB | [17 empty] | U_M_Sell | T_M_Sell | U_L_Sell | T_L_Sell | Total_Sell | T_M_Cost | T_L_Phr | Mat/Lab=1
1 | No. |  | Item: l. | 37.51 | 37.51 | ISELL |  |  |  | mu_A | ITEM | [7 empty] | mu :1.22 | [8 empty] | 0.57 | 0.57 | 36.94 | 36.94 | 37.51 | 0.47 | 1.05 | 1.52
|  |  | Type ' LD-12' - Chandelier | [6 empty] | n
|  | h | [EL25_0662B_Brittania_Hotel_Elec_Revised_Estim_B.xlsx]Elec_Rates!$D$338 |  |  | RATE_AAA
1 | 1 | 1 | 038# Install and connect Only - Type 'LD-12' - Chandelier |  |  | RTLO_002 | [9 empty] | 0.47 | 0.47 | 1.05 | 1.05
[17 empty] | 0 |  | 0
d> | 0 |  |  |  |  | ICOST |  |  |  | mu_A | ITEM | [5 empty] | 0.47 |  | 1.05
|  |  |  | Sell Rate | Sell Total |  |  |  |  | IB | [17 empty] | U_M_Sell | T_M_Sell | U_L_Sell | T_L_Sell | Total_Sell | T_M_Cost | T_L_Phr | Mat/Lab=1
3 | No. |  | Item: m. | 11.35 | 34.05 | ISELL |  |  |  | mu_A | ITEM | [7 empty] | mu :1.22 | [8 empty] | 0.1 | 0.3 | 11.25 | 33.75 | 34.05 | 0.24 | 0.96 | 3.6
|  |  | Type ' LD-11' - Hallway Wall Light | [6 empty] | n
|  | h | [EL25_0662B_Brittania_Hotel_Elec_Revised_Estim_B.xlsx]Elec_Rates!$D$322 |  |  | RATE_AAA
3 | 1 | 3 | 036# Install and connect Only - Type 'LD-11' - Hallway Wall Light |  |  | RTLO_002 | [9 empty] | 0.08 | 0.24 | 0.32 | 0.96
[17 empty] | 0 |  | 0
d> | 0 |  |  |  |  | ICOST |  |  |  | mu_A | ITEM | [5 empty] | 0.24 |  | 0.96
SB
| 215.9809 |  | PAGE: |  | 2796.17 | [5 empty] | PAGE | [5 empty] | 861.38 |  | 43.4755
| Discy: |  |  |  | PAGE SELL | [11 empty] | PAGE MAT |  | PAGE LAB
|  |  |  | Sell Rate | Sell Total |  |  |  |  | IB | [17 empty] | U_M_Sell | T_M_Sell | U_L_Sell | T_L_Sell | Total_Sell | T_M_Cost | T_L_Phr | Mat/Lab=1
6 | No. |  | Item: n. | 11.35 | 68.1 | ISELL |  |  |  | mu_A | ITEM | [7 empty] | mu :1.22 | [8 empty] | 0.1 | 0.6 | 11.25 | 67.5 | 68.1 | 0.48 | 1.92 | 14.4
|  |  | Type ' LD-12' - Bed Reading Light | [6 empty] | n
|  | h | [EL25_0662B_Brittania_Hotel_Elec_Revised_Estim_B.xlsx]Elec_Rates!$D$330 |  |  | RATE_AAA
6 | 1 | 6 | 037# Install and connect Only - Type 'LD-12' - Reading Lights |  |  | RTLO_002 | [9 empty] | 0.08 | 0.48 | 0.32 | 1.92
[17 empty] | 0 |  | 0
d> | 0 |  |  |  |  | ICOST |  |  |  | mu_A | ITEM | [5 empty] | 0.48 |  | 1.92
|  |  |  | Sell Rate | Sell Total |  |  |  |  | IB | [17 empty] | U_M_Sell | T_M_Sell | U_L_Sell | T_L_Sell | Total_Sell | T_M_Cost | T_L_Phr | Mat/Lab=1
5 | No. |  | Item: o. | 11.35 | 56.75 | ISELL |  |  |  | mu_A | ITEM | [7 empty] | mu :1.22 | [8 empty] | 0.1 | 0.5 | 11.25 | 56.25 | 56.75 | 0.4 | 1.6 | 10
|  |  | Type ' LD-15' - Bathrooms Wall Light | [6 empty] | n
|  | h | [EL25_0662B_Brittania_Hotel_Elec_Revised_Estim_B.xlsx]Elec_Rates!$D$353 |  |  | RATE_AAA
5 | 1 | 5 | 040# Install and connect Only - Type 'LD-15' - Bathrooms Wall Light |  |  | RTLO_002 | [9 empty] | 0.08 | 0.4 | 0.32 | 1.6
[17 empty] | 0 |  | 0
d> | 0 |  |  |  |  | ICOST |  |  |  | mu_A | ITEM | [5 empty] | 0.4 |  | 1.6
|  |  |  | Sell Rate | Sell Total |  |  |  |  | IB | [17 empty] | U_M_Sell | T_M_Sell | U_L_Sell | T_L_Sell | Total_Sell | T_M_Cost | T_L_Phr | Mat/Lab=1
1 | No. |  | Item: p. | 11.35 | 11.35 | ISELL |  |  |  | mu_A | ITEM | [7 empty] | mu :1.22 | [8 empty] | 0.1 | 0.1 | 11.25 | 11.25 | 11.35 | 0.08 | 0.32 | 0.4
|  |  | Type 'LD-16' - Toilets Wall Light | [6 empty] | n
|  | h | [EL25_0662B_Brittania_Hotel_Elec_Revised_Estim_B.xlsx]Elec_Rates!$D$361 |  |  | RATE_AAA
1 | 1 | 1 | 041# Install and connect Only - Type 'LD-16' - Toilets Wall Light |  |  | RTLO_002 | [9 empty] | 0.08 | 0.08 | 0.32 | 0.32
[17 empty] | 0 |  | 0
d> | 0 |  |  |  |  | ICOST |  |  |  | mu_A | ITEM | [5 empty] | 0.08 |  | 0.32
|  |  |  | Sell Rate | Sell Total |  |  |  |  | IB | [17 empty] | U_M_Sell | T_M_Sell | U_L_Sell | T_L_Sell | Total_Sell | T_M_Cost | T_L_Phr | Mat/Lab=1
9 | No. |  | Item: q. | 0 | 0 | ISELL |  |  |  | mu_A | ITEM |  |  |  |  | Included in item 31i |  |  | 0.00 | [8 empty] | 0 | 0 | 0 | 0 | 0 | 0 | 0 | 0
|  |  | 5Amp Socket Outlet for Lighting | [6 empty] | n
9 | No |  | Install and connect only 5Amp Socket Outlet |  |  | WACC_054 | 705 | BG | 912 |  |  |  |  | 3 | 1994-12-01 | 0 | 0 |  | 0
[17 empty] | 0 |  | 0
d> | 0 |  |  |  |  | ICOST |  |  |  | mu_A | ITEM | [5 empty] | 0 |  | 0
|  |  |  | Sell Rate | Sell Total |  |  |  |  | IB | [17 empty] | U_M_Sell | T_M_Sell | U_L_Sell | T_L_Sell | Total_Sell | T_M_Cost | T_L_Phr | Mat/Lab=1
1 | No. |  | Item: r. | 13.21 | 13.21 | ISELL |  |  |  | mu_A | ITEM | [7 empty] | mu :1.22 | [8 empty] | 0.2 | 0.2 | 13.01 | 13.01 | 13.21 | 0.16 | 0.37 | 0.53
|  |  | Type 'E1' - Single Sided, Wall Mounted, Directional Exit Signage | [6 empty] | n
|  | h | [EL25_0662B_Brittania_Hotel_Elec_Revised_Estim_B.xlsx]Elec_Rates!$D$247 |  |  | RATE_AAA
1 | 1 | 1 | 026# Install and connect Only - Type 'E1' - Single Sided, Wall Mounted, Directional Exit Signage |  |  | RTLO_002 | [9 empty] | 0.16 | 0.16 | 0.37 | 0.37
[17 empty] | 0 |  | 0
d> | 0 |  |  |  |  | ICOST |  |  |  | mu_A | ITEM | [5 empty] | 0.16 |  | 0.37
|  |  |  | Sell Rate | Sell Total |  |  |  |  | IB | [17 empty] | U_M_Sell | T_M_Sell | U_L_Sell | T_L_Sell | Total_Sell | T_M_Cost | T_L_Phr | Mat/Lab=1
1 | No. |  | Item: s. | 17.87 | 17.87 | ISELL |  |  |  | mu_A | ITEM | [7 empty] | mu :1.22 | [8 empty] | 1.34 | 1.34 | 16.53 | 16.53 | 17.87 | 1.1 | 0.47 | 1.57
|  |  | Type 'E2' - Double Sided, Soffit Recessed, Directional Exit Signage | [6 empty] | n
|  | h | [EL25_0662B_Brittania_Hotel_Elec_Revised_Estim_B.xlsx]Elec_Rates!$D$255 |  |  | RATE_AAA
1 | 1 | 1 | 027# Install and connect Only - Type 'E2' - Double Sided, Ceiling Mounted/ Soffit Recessed, Directional Exit Signage. |  |  | RTLO_002 | [9 empty] | 1.1 | 1.1 | 0.47 | 0.47
[17 empty] | 0 |  | 0
d> | 0 |  |  |  |  | ICOST |  |  |  | mu_A | ITEM | [5 empty] | 1.1 |  | 0.47
|  |  |  | Sell Rate | Sell Total |  |  |  |  | IB | [17 empty] | U_M_Sell | T_M_Sell | U_L_Sell | T_L_Sell | Total_Sell | T_M_Cost | T_L_Phr | Mat/Lab=1
7 | No. |  | Item: t. | 16.12 | 112.84 | ISELL |  |  |  | mu_A | ITEM | [7 empty] | mu :1.22 | [8 empty] | 1.34 | 9.38 | 14.78 | 103.46 | 112.84 | 7.7 | 2.94 | 74.48
|  |  | Battery Backup Kit for Type 'LT-01', Type 'LT-02', Type 'LT-06' and Type 'LT-09' | [6 empty] | n
|  | h | [EL25_0662B_Brittania_Hotel_Elec_Revised_Estim_B.xlsx]Elec_Rates!$D$270 |  |  | RATE_AAA
7 | 1 | 7 | 029# Install and connect Only - Battery Backup Kit for the light fittings supplied by others |  |  | RTLO_002 | [9 empty] | 1.1 | 7.7 | 0.42 | 2.94
[17 empty] | 0 |  | 0
d> | 0 |  |  |  |  | ICOST |  |  |  | mu_A | ITEM | [5 empty] | 7.7 |  | 2.94
|  |  |  | Sell Rate | Sell Total |  |  |  |  | IB | [17 empty] | U_M_Sell | T_M_Sell | U_L_Sell | T_L_Sell | Total_Sell | T_M_Cost | T_L_Phr | Mat/Lab=1
3 | No. |  | Item: u. | 11.35 | 34.05 | ISELL |  |  |  | mu_A | ITEM | [7 empty] | mu :1.22 | [8 empty] | 0.1 | 0.3 | 11.25 | 33.75 | 34.05 | 0.24 | 0.96 | 3.6
|  |  | Magnifying Mirror in Bathroom | [6 empty] | n
|  | h | [EL25_0662B_Brittania_Hotel_Elec_Revised_Estim_B.xlsx]Elec_Rates!$D$478 |  |  | RATE_AAA
3 | 1 | 3 | 057# Install and connect Only - Magnifying Mirror in Bathroom |  |  | RTLO_002 | [9 empty] | 0.08 | 0.24 | 0.32 | 0.96
[17 empty] | 0 |  | 0
d> | 0 |  |  |  |  | ICOST |  |  |  | mu_A | ITEM | [5 empty] | 0.24 |  | 0.96
TB
t
POWER INSTALLATION
TB
|  | t | Item: 36
Supply and install the following power points in LSZH Conduit, chased in wall.
|  |  |  | Sell Rate | Sell Total |  |  |  |  | IB | [17 empty] | U_M_Sell | T_M_Sell | U_L_Sell | T_L_Sell | Total_Sell | T_M_Cost | T_L_Phr | Mat/Lab=1
8 | No. |  | Item: a. | 77.31 | 618.48 | ISELL |  |  |  | mu_A | ITEM | [7 empty] | mu :1.22 | [8 empty] | 20.73 | 165.84 | 56.58 | 452.64 | 618.48 | 135.92 | 12.87 | 1190.32
|  |  | 13Amp BS1363 Single Socket Outlet | [6 empty] | n
|  | h | [EL25_0662B_Brittania_Hotel_Elec_Revised_Estim_B.xlsx]Elec_Rates!$D$486 |  |  | RATE_AAA
8 | 1 | 8 | 058# General Power Point in LSZH Conduit |  |  | RTLO_002 | [9 empty] | 13.92 | 111.36 | 1.43 | 11.44
8 | No |  | 13Amp Single DP Switched Socket Outlet white |  | ESS Q0395603 | WACC_049 | 705 | BG | 921 |  |  |  |  | 3 | 1994-12-01 | 3.07 | 24.56 | 0.17 | 1.428
[17 empty] | 0 |  | 0
d> | 0 |  |  |  |  | ICOST |  |  |  | mu_A | ITEM | [5 empty] | 135.92 |  | 12.868
|  |  |  | Sell Rate | Sell Total |  |  |  |  | IB | [17 empty] | U_M_Sell | T_M_Sell | U_L_Sell | T_L_Sell | Total_Sell | T_M_Cost | T_L_Phr | Mat/Lab=1
8 | No. |  | Item: b. | 79.36 | 634.88 | ISELL |  |  |  | mu_A | ITEM | [7 empty] | mu :1.22 | [8 empty] | 22.78 | 182.24 | 56.58 | 452.64 | 634.88 | 149.36 | 12.87 | 1297.84
|  |  | 13Amp BS1363 Double Socket Outlet | [6 empty] | n
|  | h | [EL25_0662B_Brittania_Hotel_Elec_Revised_Estim_B.xlsx]Elec_Rates!$D$486 |  |  | RATE_AAA
8 | 1 | 8 | 058# General Power Point in LSZH Conduit |  |  | RTLO_002 | [9 empty] | 13.92 | 111.36 | 1.43 | 11.44
8 | No |  | 13Amp Twin DP Switched Socket Outlet white |  |  | WACC_049 | 705 | BG | 921 |  |  |  |  | 3 | 1994-12-01 | 4.75 | 38 | 0.17 | 1.428
[17 empty] | 0 |  | 0
d> | 0 |  |  |  |  | ICOST |  |  |  | mu_A | ITEM | [5 empty] | 149.36 |  | 12.868
|  |  |  | Sell Rate | Sell Total |  |  |  |  | IB | [17 empty] | U_M_Sell | T_M_Sell | U_L_Sell | T_L_Sell | Total_Sell | T_M_Cost | T_L_Phr | Mat/Lab=1
3 | No. |  | Item: c. | 119.8 | 359.4 | ISELL |  |  |  | mu_A | ITEM | [7 empty] | mu :1.22 | [8 empty] | 63.22 | 189.66 | 56.58 | 169.74 | 359.4 | 155.46 | 4.83 | 480.87
|  |  | 13Amp BS1363 Double Socket Outlet complete with Type 'A' USB and Type 'C' USB | [6 empty] | n
|  | h | [EL25_0662B_Brittania_Hotel_Elec_Revised_Estim_B.xlsx]Elec_Rates!$D$486 |  |  | RATE_AAA
3 | 1 | 3 | 058# General Power Point in LSZH Conduit |  |  | RTLO_002 | [9 empty] | 13.92 | 41.76 | 1.43 | 4.29
3 | No |  | 13Amp BS1363 Double Socket Outlet complete with Type 'A' USB and Type 'C' USB |  |  | WACC_049 | 705 | BG | 921 |  |  |  |  | 3 | 1994-12-01 | 37.9 | 113.7 | 0.17 | 0.5355
[17 empty] | 0 |  | 0
d> | 0 |  |  |  |  | ICOST |  |  |  | mu_A | ITEM | [5 empty] | 155.46 |  | 4.8255
|  |  |  | Sell Rate | Sell Total |  |  |  |  | IB | [17 empty] | U_M_Sell | T_M_Sell | U_L_Sell | T_L_Sell | Total_Sell | T_M_Cost | T_L_Phr | Mat/Lab=1
8 | No. |  | Item: d. | 119.8 | 958.4 | ISELL |  |  |  | mu_A | ITEM | [7 empty] | mu :1.22 | [8 empty] | 63.22 | 505.76 | 56.58 | 452.64 | 958.4 | 414.56 | 12.87 | 3419.44
|  |  | Universal/ Continental Double Socket Outlet | [6 empty] | n
|  | h | [EL25_0662B_Brittania_Hotel_Elec_Revised_Estim_B.xlsx]Elec_Rates!$D$486 |  |  | RATE_AAA
8 | 1 | 8 | 058# General Power Point in LSZH Conduit |  |  | RTLO_002 | [9 empty] | 13.92 | 111.36 | 1.43 | 11.44
8 | No |  | Universal/ Continental Double Socket Outlet |  |  | WACC_049 | 705 | BG | 921 |  |  |  |  | 3 | 1994-12-01 | 37.9 | 303.2 | 0.17 | 1.428
[17 empty] | 0 |  | 0
d> | 0 |  |  |  |  | ICOST |  |  |  | mu_A | ITEM | [5 empty] | 414.56 |  | 12.868
|  |  |  | Sell Rate | Sell Total |  |  |  |  | IB | [17 empty] | U_M_Sell | T_M_Sell | U_L_Sell | T_L_Sell | Total_Sell | T_M_Cost | T_L_Phr | Mat/Lab=1
9 | No. |  | Item: e. | 119.8 | 1078.2 | ISELL |  |  |  | mu_A | ITEM | [7 empty] | mu :1.22 | [8 empty] | 63.22 | 568.98 | 56.58 | 509.22 | 1078.2 | 466.38 | 14.48 | 4327.74
|  |  | Universal/ Continental Double Socket Outlet complete with Type 'A' USB and Type 'C' USB | [6 empty] | n
|  | h | [EL25_0662B_Brittania_Hotel_Elec_Revised_Estim_B.xlsx]Elec_Rates!$D$486 |  |  | RATE_AAA
9 | 1 | 9 | 058# General Power Point in LSZH Conduit |  |  | RTLO_002 | [9 empty] | 13.92 | 125.28 | 1.43 | 12.87
9 | No |  | Universal/ Continental Double Socket Outlet complete with Type 'A' USB and Type 'C' USB |  |  | WACC_049 | 705 | BG | 921 |  |  |  |  | 3 | 1994-12-01 | 37.9 | 341.1 | 0.17 | 1.6065
[17 empty] | 0 |  | 0
d> | 0 |  |  |  |  | ICOST |  |  |  | mu_A | ITEM | [5 empty] | 466.38 |  | 14.4765
|  |  |  | Sell Rate | Sell Total |  |  |  |  | IB | [17 empty] | U_M_Sell | T_M_Sell | U_L_Sell | T_L_Sell | Total_Sell | T_M_Cost | T_L_Phr | Mat/Lab=1
6 | No. |  | Item: f. | 79.88 | 479.28 | ISELL |  |  |  | mu_A | ITEM | [7 empty] | mu :1.22 | [8 empty] | 23.3 | 139.8 | 56.58 | 339.48 | 479.28 | 114.6 | 9.65 | 745.5
|  |  | 13Amp Switched Fuse Connection Unit | [6 empty] | n
|  | h | [EL25_0662B_Brittania_Hotel_Elec_Revised_Estim_B.xlsx]Elec_Rates!$D$486 |  |  | RATE_AAA
6 | 1 | 6 | 058# General Power Point in LSZH Conduit |  |  | RTLO_002 | [9 empty] | 13.92 | 83.52 | 1.43 | 8.58
6 | No |  | 13Amp DP Switched Fused Connection Unit with neon indicator |  |  | WACC_049 | 705 | BG | 921 |  |  |  |  | 3 | 1994-12-01 | 5.18 | 31.08 | 0.17 | 1.071
[17 empty] | 0 |  | 0
d> | 0 |  |  |  |  | ICOST |  |  |  | mu_A | ITEM | [5 empty] | 114.6 |  | 9.651
|  |  |  | Sell Rate | Sell Total |  |  |  |  | IB | [17 empty] | U_M_Sell | T_M_Sell | U_L_Sell | T_L_Sell | Total_Sell | T_M_Cost | T_L_Phr | Mat/Lab=1
5 | No. |  | Item: g. | 79.88 | 399.4 | ISELL |  |  |  | mu_A | ITEM | [7 empty] | mu :1.22 | [8 empty] | 23.3 | 116.5 | 56.58 | 282.9 | 399.4 | 95.5 | 8.04 | 517.7
|  |  | 13Amp Unswitched Fuse Connection Unit | [6 empty] | n
|  | h | [EL25_0662B_Brittania_Hotel_Elec_Revised_Estim_B.xlsx]Elec_Rates!$D$486 |  |  | RATE_AAA
5 | 1 | 5 | 058# General Power Point in LSZH Conduit |  |  | RTLO_002 | [9 empty] | 13.92 | 69.6 | 1.43 | 7.15
5 | No |  | 13Amp Unswitched Fused Connection Unit with neon indicator |  |  | WACC_049 | 705 | BG | 921 |  |  |  |  | 3 | 1994-12-01 | 5.18 | 25.9 | 0.17 | 0.8925
[17 empty] | 0 |  | 0
d> | 0 |  |  |  |  | ICOST |  |  |  | mu_A | ITEM | [5 empty] | 95.5 |  | 8.0425
|  |  |  | Sell Rate | Sell Total |  |  |  |  | IB | [17 empty] | U_M_Sell | T_M_Sell | U_L_Sell | T_L_Sell | Total_Sell | T_M_Cost | T_L_Phr | Mat/Lab=1
3 | No. |  | Item: h. | 107.8 | 323.4 | ISELL |  |  |  | mu_A | ITEM | [7 empty] | mu :1.22 | [8 empty] | 55.44 | 166.32 | 52.36 | 157.08 | 323.4 | 136.32 | 4.47 | 422.37
|  |  | Shaver Unit | [6 empty] | n
|  | h | [EL25_0662B_Brittania_Hotel_Elec_Revised_Estim_B.xlsx]Elec_Rates!$D$200 |  |  | RATE_AAA
3 | 1 | 3 | 019# Lighting point in LSZH Conduit |  |  | RTLO_002 | [9 empty] | 9.65 | 28.95 | 1.31 | 3.93
3 | No |  | Shaver Unit |  |  | WACC_049 | 705 | BG | 921 |  |  |  |  | 3 | 1994-12-01 | 35.79 | 107.37 | 0.17 | 0.5355
[17 empty] | 0 |  | 0
d> | 0 |  |  |  |  | ICOST |  |  |  | mu_A | ITEM | [5 empty] | 136.32 |  | 4.4655
SB
| -0.066768 |  | PAGE: |  | 5165.61 | [5 empty] | PAGE | [5 empty] | 1678.26 |  | 88.645
| Discy: |  |  |  | PAGE SELL | [11 empty] | PAGE MAT |  | PAGE LAB
TB
t
SWITCHGEAR AND OTHER APPARATUS
TB
|  | t | Item: 37
Supply only the following switchgear and other accessories.
|  |  |  | Sell Rate | Sell Total |  |  |  |  | IB | [17 empty] | U_M_Sell | T_M_Sell | U_L_Sell | T_L_Sell | Total_Sell | T_M_Cost | T_L_Phr | Mat/Lab=1
1 | No. |  | Item: a. | 618.74 | 618.74 | ISELL |  |  |  | mu_A | ITEM | [7 empty] | mu :1.22 | [8 empty] | 618.74 | 618.74 | 0 | 0 | 618.74 | 507.16 | 0 | 507.16
|  |  | Distribution Board DB-L2 | [6 empty] | n
1 | No |  | Supply only Modular Distribution Board 'DB-L2' 6 Way 40Amp TP&N |  |  | SWLV_001 | 510 | (__) | [5 empty] | 2 |  | 507.16 | 507.16 |  | 0
[17 empty] | 0 |  | 0
d> | 0 |  |  |  |  | ICOST |  |  |  | mu_A | ITEM | [5 empty] | 507.16 |  | 0
|  |  |  | Sell Rate | Sell Total |  |  |  |  | IB | [17 empty] | U_M_Sell | T_M_Sell | U_L_Sell | T_L_Sell | Total_Sell | T_M_Cost | T_L_Phr | Mat/Lab=1
1 | No. |  | Item: b. | 124.4 | 124.4 | ISELL |  |  |  | mu_A | ITEM | [7 empty] | mu :1.22 | [8 empty] | 124.4 | 124.4 | 0 | 0 | 124.4 | 101.97 | 0 | 101.97
|  |  | Consumer Unit CU-G04 | [6 empty] | n
1 | No |  | Supply only Modular Consumer Unit 'CU-G04' |  |  | SWLV_001 | 510 | (__) | [5 empty] | 2 |  | 101.97 | 101.97 |  | 0
[17 empty] | 0 |  | 0
d> | 0 |  |  |  |  | ICOST |  |  |  | mu_A | ITEM | [5 empty] | 101.97 |  | 0
|  |  |  | Sell Rate | Sell Total |  |  |  |  | IB | [17 empty] | U_M_Sell | T_M_Sell | U_L_Sell | T_L_Sell | Total_Sell | T_M_Cost | T_L_Phr | Mat/Lab=1
1 | No. |  | Item: c. | 124.4 | 124.4 | ISELL |  |  |  | mu_A | ITEM | [7 empty] | mu :1.22 | [8 empty] | 124.4 | 124.4 | 0 | 0 | 124.4 | 101.97 | 0 | 101.97
|  |  | Consumer Unit CU-G05 | [6 empty] | n
1 | No |  | Supply only Modular Consumer Unit 'CU-G05' |  |  | SWLV_001 | 510 | (__) | [5 empty] | 2 |  | 101.97 | 101.97 |  | 0
[17 empty] | 0 |  | 0
d> | 0 |  |  |  |  | ICOST |  |  |  | mu_A | ITEM | [5 empty] | 101.97 |  | 0
|  |  |  | Sell Rate | Sell Total |  |  |  |  | IB | [17 empty] | U_M_Sell | T_M_Sell | U_L_Sell | T_L_Sell | Total_Sell | T_M_Cost | T_L_Phr | Mat/Lab=1
1 | No. |  | Item: d. | 124.4 | 124.4 | ISELL |  |  |  | mu_A | ITEM | [7 empty] | mu :1.22 | [8 empty] | 124.4 | 124.4 | 0 | 0 | 124.4 | 101.97 | 0 | 101.97
|  |  | Consumer Unit CU-G06 | [6 empty] | n
1 | No |  | Supply only Modular Consumer Unit 'CU-G06' |  |  | SWLV_001 | 510 | (__) | [5 empty] | 2 |  | 101.97 | 101.97 |  | 0
[17 empty] | 0 |  | 0
d> | 0 |  |  |  |  | ICOST |  |  |  | mu_A | ITEM | [5 empty] | 101.97 |  | 0
TB
|  | t | Item: 38
Install and connect only the following switchgear and other accessories.
|  |  |  | Sell Rate | Sell Total |  |  |  |  | IB | [17 empty] | U_M_Sell | T_M_Sell | U_L_Sell | T_L_Sell | Total_Sell | T_M_Cost | T_L_Phr | Mat/Lab=1
1 | No. |  | Item: a. | 198.68 | 198.68 | ISELL |  |  |  | mu_A | ITEM | [7 empty] | mu :1.22 | [8 empty] | 12.34 | 12.34 | 186.34 | 186.34 | 198.68 | 10.12 | 5.3 | 15.42
|  |  | Distribution Board DB-L2 | [6 empty] | n
1 | No |  | Install and connect only Modular Distribution Board 'DB-L2' 6 Way 40Amp TP&N |  |  | SWLV_001 | 510 | (__) | [5 empty] | 2 |  | 0 | 0 | 5 | 5.25
1 | No |  | Label Large |  |  | CONS_020 | 875 | (__) | [5 empty] | 3 | 1995-05-01 | 5.238 | 5.238 | 0.045 | 0.04725
1 | No |  | Distribution Board Schedule |  |  | DOCS_011 | 880 | (__) | [5 empty] | 3 | 1997-01-13 | 4.194 | 4.194 |  | 0
4 | No |  | Sleeve Anchor 8mm Hilti HLC 8x40/12-H |  |  | CONS_037 | 875 | HIL | HLC 8x40/12-H |  |  |  |  | 1 | 1999-01-15 | 0.171 | 0.684 |  | 0
[17 empty] | 0 |  | 0
d> | 0 |  |  |  |  | ICOST |  |  |  | mu_A | ITEM | [5 empty] | 10.116 |  | 5.2973
|  |  |  | Sell Rate | Sell Total |  |  |  |  | IB | [17 empty] | U_M_Sell | T_M_Sell | U_L_Sell | T_L_Sell | Total_Sell | T_M_Cost | T_L_Phr | Mat/Lab=1
1 | No. |  | Item: b. | 161.1 | 161.1 | ISELL |  |  |  | mu_A | ITEM | [7 empty] | mu :1.22 | [8 empty] | 11.7 | 11.7 | 149.4 | 149.4 | 161.1 | 9.59 | 4.25 | 13.84
|  |  | Consumer Unit CU-G04 | [6 empty] | n
1 | No |  | Install and connect only Modular Consumer Unit CU-G04 |  |  | SWLV_001 | 510 | (__) | [5 empty] | 2 |  | 0 | 0 | 4 | 4.2
1 | No |  | Label Large |  |  | CONS_020 | 875 | (__) | [5 empty] | 3 | 1995-05-01 | 5.238 | 5.238 | 0.045 | 0.04725
1 | No |  | Consumer Unit Schedule |  |  | DOCS_010 | 880 | (__) | [5 empty] | 3 | 1997-01-13 | 4.194 | 4.194 |  | 0
4 | No |  | Screw Wood S6 |  |  | CONS_035 | 875 | (__) |  | 02-008 |  |  |  | 1 | 1994-12-01 | 0.02 | 0.08 |  | 0
4 | No |  | Rawl Plug S6 |  |  | CONS_030 | 875 | (__) |  | 02-009 |  |  |  | 1 | 1994-12-01 | 0.02 | 0.08 |  | 0
[17 empty] | 0 |  | 0
d> | 0 |  |  |  |  | ICOST |  |  |  | mu_A | ITEM | [5 empty] | 9.592 |  | 4.2473
|  |  |  | Sell Rate | Sell Total |  |  |  |  | IB | [17 empty] | U_M_Sell | T_M_Sell | U_L_Sell | T_L_Sell | Total_Sell | T_M_Cost | T_L_Phr | Mat/Lab=1
1 | No. |  | Item: c. | 161.1 | 161.1 | ISELL |  |  |  | mu_A | ITEM | [7 empty] | mu :1.22 | [8 empty] | 11.7 | 11.7 | 149.4 | 149.4 | 161.1 | 9.59 | 4.25 | 13.84
|  |  | Consumer Unit CU-G05 | [6 empty] | n
1 | No |  | Install and connect only Modular Consumer Unit CU-G05 |  |  | SWLV_001 | 510 | (__) | [5 empty] | 2 |  | 0 | 0 | 4 | 4.2
1 | No |  | Label Large |  |  | CONS_020 | 875 | (__) | [5 empty] | 3 | 1995-05-01 | 5.238 | 5.238 | 0.045 | 0.04725
1 | No |  | Consumer Unit Schedule |  |  | DOCS_010 | 880 | (__) | [5 empty] | 3 | 1997-01-13 | 4.194 | 4.194 |  | 0
4 | No |  | Screw Wood S6 |  |  | CONS_035 | 875 | (__) |  | 02-008 |  |  |  | 1 | 1994-12-01 | 0.02 | 0.08 |  | 0
4 | No |  | Rawl Plug S6 |  |  | CONS_030 | 875 | (__) |  | 02-009 |  |  |  | 1 | 1994-12-01 | 0.02 | 0.08 |  | 0
[17 empty] | 0 |  | 0
d> | 0 |  |  |  |  | ICOST |  |  |  | mu_A | ITEM | [5 empty] | 9.592 |  | 4.2473
|  |  |  | Sell Rate | Sell Total |  |  |  |  | IB | [17 empty] | U_M_Sell | T_M_Sell | U_L_Sell | T_L_Sell | Total_Sell | T_M_Cost | T_L_Phr | Mat/Lab=1
1 | No. |  | Item: d. | 161.1 | 161.1 | ISELL |  |  |  | mu_A | ITEM | [7 empty] | mu :1.22 | [8 empty] | 11.7 | 11.7 | 149.4 | 149.4 | 161.1 | 9.59 | 4.25 | 13.84
|  |  | Consumer Unit CU-G06 | [6 empty] | n
1 | No |  | Install and connect only Modular Consumer Unit CU-G06 |  |  | SWLV_001 | 510 | (__) | [5 empty] | 2 |  | 0 | 0 | 4 | 4.2
1 | No |  | Label Large |  |  | CONS_020 | 875 | (__) | [5 empty] | 3 | 1995-05-01 | 5.238 | 5.238 | 0.045 | 0.04725
1 | No |  | Consumer Unit Schedule |  |  | DOCS_010 | 880 | (__) | [5 empty] | 3 | 1997-01-13 | 4.194 | 4.194 |  | 0
4 | No |  | Screw Wood S6 |  |  | CONS_035 | 875 | (__) |  | 02-008 |  |  |  | 1 | 1994-12-01 | 0.02 | 0.08 |  | 0
4 | No |  | Rawl Plug S6 |  |  | CONS_030 | 875 | (__) |  | 02-009 |  |  |  | 1 | 1994-12-01 | 0.02 | 0.08 |  | 0
[17 empty] | 0 |  | 0
d> | 0 |  |  |  |  | ICOST |  |  |  | mu_A | ITEM | [5 empty] | 9.592 |  | 4.2473
TB
t
POWER CABLING
TB
|  | t | Item: 39
Supply and install the following power cables. Cost is to, include all cable terminations and fixing accessories as, necessary.
|  |  |  | Sell Rate | Sell Total |  |  |  |  | IB | [17 empty] | U_M_Sell | T_M_Sell | U_L_Sell | T_L_Sell | Total_Sell | T_M_Cost | T_L_Phr | Mat/Lab=1
15 | m/r |  | Item: a. | 6.75 | 101.25 | ISELL |  |  |  | mu_A | ITEM | [7 empty] | mu :1.22 | [8 empty] | 2.53 | 37.95 | 4.22 | 63.3 | 101.25 | 31.05 | 1.8 | 492.75
|  |  | From DB-L2 to CU-G04, 3 core x 4mm2 FG16(O)M16 | [6 empty] | n
|  | h | [EL25_0662B_Brittania_Hotel_Elec_Revised_Estim_B.xlsx]Elec_Rates!$D$95 |  |  | RATE_AAA
15 | 1 | 15 | 009# 3 core x 4.0 mm2 FG16(O)M16 Cable |  |  | RTLO_002 | [9 empty] | 2.07 | 31.05 | 0.12 | 1.8
[17 empty] | 0 |  | 0
d> | 0 |  |  |  |  | ICOST |  |  |  | mu_A | ITEM | [5 empty] | 31.05 |  | 1.8
|  |  |  | Sell Rate | Sell Total |  |  |  |  | IB | [17 empty] | U_M_Sell | T_M_Sell | U_L_Sell | T_L_Sell | Total_Sell | T_M_Cost | T_L_Phr | Mat/Lab=1
22 | m/r |  | Item: b. | 6.75 | 148.5 | ISELL |  |  |  | mu_A | ITEM | [7 empty] | mu :1.22 | [8 empty] | 2.53 | 55.66 | 4.22 | 92.84 | 148.5 | 45.54 | 2.64 | 1059.96
|  |  | From DB-L2 to CU-G05, 3 core x 4mm2 FG16(O)M16 | [6 empty] | n
|  | h | [EL25_0662B_Brittania_Hotel_Elec_Revised_Estim_B.xlsx]Elec_Rates!$D$95 |  |  | RATE_AAA
22 | 1 | 22 | 009# 3 core x 4.0 mm2 FG16(O)M16 Cable |  |  | RTLO_002 | [9 empty] | 2.07 | 45.54 | 0.12 | 2.64
[17 empty] | 0 |  | 0
d> | 0 |  |  |  |  | ICOST |  |  |  | mu_A | ITEM | [5 empty] | 45.54 |  | 2.64
|  |  |  | Sell Rate | Sell Total |  |  |  |  | IB | [17 empty] | U_M_Sell | T_M_Sell | U_L_Sell | T_L_Sell | Total_Sell | T_M_Cost | T_L_Phr | Mat/Lab=1
18 | m/r |  | Item: c. | 6.75 | 121.5 | ISELL |  |  |  | mu_A | ITEM | [7 empty] | mu :1.22 | [8 empty] | 2.53 | 45.54 | 4.22 | 75.96 | 121.5 | 37.26 | 2.16 | 709.56
|  |  | From DB-L2 to CU-G06, 3 core x 4mm2 FG16(O)M16 | [6 empty] | n
|  | h | [EL25_0662B_Brittania_Hotel_Elec_Revised_Estim_B.xlsx]Elec_Rates!$D$95 |  |  | RATE_AAA
18 | 1 | 18 | 009# 3 core x 4.0 mm2 FG16(O)M16 Cable |  |  | RTLO_002 | [9 empty] | 2.07 | 37.26 | 0.12 | 2.16
[17 empty] | 0 |  | 0
d> | 0 |  |  |  |  | ICOST |  |  |  | mu_A | ITEM | [5 empty] | 37.26 |  | 2.16
SB
| 0.17149 |  | PAGE: |  | 2045.17 | [5 empty] | PAGE | [5 empty] | 965.812 |  | 24.639
| Discy: |  |  |  | PAGE SELL | [11 empty] | PAGE MAT |  | PAGE LAB
TB
t
THIRD FLOOR
TB
t
LIGHTING INSTALLATION
TB
|  | t | Item: 40
Supply and install the following lighting points as specified. (Moulded Plastic Installation)
|  |  |  | Sell Rate | Sell Total |  |  |  |  | IB | [17 empty] | U_M_Sell | T_M_Sell | U_L_Sell | T_L_Sell | Total_Sell | T_M_Cost | T_L_Phr | Mat/Lab=1
1 | No. |  | Item: a. | 57.85 | 57.85 | ISELL |  |  |  | mu_A | ITEM | [7 empty] | mu :1.22 | [8 empty] | 11.77 | 11.77 | 46.08 | 46.08 | 57.85 | 9.65 | 1.31 | 10.96
|  |  | One light point controlled by one switch | [6 empty] | n
|  | h | [EL25_0662B_Brittania_Hotel_Elec_Revised_Estim_B.xlsx]Elec_Rates!$D$200 |  |  | RATE_AAA
1 | 1 | 1 | 019# Lighting point in LSZH Conduit |  | 1Pt x 1Sw | RTLO_002 | [9 empty] | 9.65 | 9.65 | 1.31 | 1.31
[17 empty] | 0 |  | 0
d> | 0 |  |  |  |  | ICOST |  |  |  | mu_A | ITEM | [5 empty] | 9.65 |  | 1.31
|  |  |  | Sell Rate | Sell Total |  |  |  |  | IB | [17 empty] | U_M_Sell | T_M_Sell | U_L_Sell | T_L_Sell | Total_Sell | T_M_Cost | T_L_Phr | Mat/Lab=1
2 | No. |  | Item: b. | 86.78 | 173.56 | ISELL |  |  |  | mu_A | ITEM | [7 empty] | mu :1.22 | [8 empty] | 17.66 | 35.32 | 69.12 | 138.24 | 173.56 | 28.95 | 3.93 | 65.76
|  |  | Two light points controlled by one switch | [6 empty] | n
|  | h | [EL25_0662B_Brittania_Hotel_Elec_Revised_Estim_B.xlsx]Elec_Rates!$D$200 |  |  | RATE_AAA
2 | 1.5 | 3 | 019# Lighting point in LSZH Conduit |  | 2Pt x 1Sw | RTLO_002 | [9 empty] | 14.475 | 28.95 | 1.965 | 3.93
[17 empty] | 0 |  | 0
d> | 0 |  |  |  |  | ICOST |  |  |  | mu_A | ITEM | [5 empty] | 28.95 |  | 3.93
|  |  |  | Sell Rate | Sell Total |  |  |  |  | IB | [17 empty] | U_M_Sell | T_M_Sell | U_L_Sell | T_L_Sell | Total_Sell | T_M_Cost | T_L_Phr | Mat/Lab=1
1 | No. |  | Item: c. | 260.34 | 260.34 | ISELL |  |  |  | mu_A | ITEM | [7 empty] | mu :1.22 | [8 empty] | 52.98 | 52.98 | 207.36 | 207.36 | 260.34 | 43.43 | 5.9 | 49.33
|  |  | Eight light points controlled by one switch | [6 empty] | n
|  | h | [EL25_0662B_Brittania_Hotel_Elec_Revised_Estim_B.xlsx]Elec_Rates!$D$200 |  |  | RATE_AAA
1 | 4.5 | 4.5 | 019# Lighting point in LSZH Conduit |  | 8Pt x 1Sw | RTLO_002 | [9 empty] | 43.425 | 43.425 | 5.895 | 5.895
[17 empty] | 0 |  | 0
d> | 0 |  |  |  |  | ICOST |  |  |  | mu_A | ITEM | [5 empty] | 43.425 |  | 5.895
|  |  |  | Sell Rate | Sell Total |  |  |  |  | IB | [17 empty] | U_M_Sell | T_M_Sell | U_L_Sell | T_L_Sell | Total_Sell | T_M_Cost | T_L_Phr | Mat/Lab=1
1 | No. |  | Item: d. | 144.63 | 144.63 | ISELL |  |  |  | mu_A | ITEM | [7 empty] | mu :1.22 | [8 empty] | 29.43 | 29.43 | 115.2 | 115.2 | 144.63 | 24.13 | 3.28 | 27.41
|  |  | Two light points controlled by three switches | [6 empty] | n
|  | h | [EL25_0662B_Brittania_Hotel_Elec_Revised_Estim_B.xlsx]Elec_Rates!$D$200 |  |  | RATE_AAA
1 | 2.5 | 2.5 | 019# Lighting point in LSZH Conduit |  | 2Pt x 3Sw | RTLO_002 | [9 empty] | 24.125 | 24.125 | 3.275 | 3.275
[17 empty] | 0 |  | 0
d> | 0 |  |  |  |  | ICOST |  |  |  | mu_A | ITEM | [5 empty] | 24.125 |  | 3.275
|  |  |  | Sell Rate | Sell Total |  |  |  |  | IB | [17 empty] | U_M_Sell | T_M_Sell | U_L_Sell | T_L_Sell | Total_Sell | T_M_Cost | T_L_Phr | Mat/Lab=1
3 | No. |  | Item: e. | 318.2 | 954.6 | ISELL |  |  |  | mu_A | ITEM | [7 empty] | mu :1.22 | [8 empty] | 64.75 | 194.25 | 253.45 | 760.35 | 954.6 | 159.23 | 21.62 | 542.55
|  |  | Eight light points controlled by three switches | [6 empty] | n
|  | h | [EL25_0662B_Brittania_Hotel_Elec_Revised_Estim_B.xlsx]Elec_Rates!$D$200 |  |  | RATE_AAA
3 | 5.5 | 16.5 | 019# Lighting point in LSZH Conduit |  | 8Pt x 3Sw | RTLO_002 | [9 empty] | 53.075 | 159.225 | 7.205 | 21.615
[17 empty] | 0 |  | 0
d> | 0 |  |  |  |  | ICOST |  |  |  | mu_A | ITEM | [5 empty] | 159.225 |  | 21.615
|  |  |  | Sell Rate | Sell Total |  |  |  |  | IB | [17 empty] | U_M_Sell | T_M_Sell | U_L_Sell | T_L_Sell | Total_Sell | T_M_Cost | T_L_Phr | Mat/Lab=1
1 | No. |  | Item: f. | 144.63 | 144.63 | ISELL |  |  |  | mu_A | ITEM | [7 empty] | mu :1.22 | [8 empty] | 29.43 | 29.43 | 115.2 | 115.2 | 144.63 | 24.13 | 3.28 | 27.41
Three light points and one extractor fan controlled by one switch (one light point with battery back up)
|  | h | [EL25_0662B_Brittania_Hotel_Elec_Revised_Estim_B.xlsx]Elec_Rates!$D$200 |  |  | RATE_AAA
1 | 2.5 | 2.5 | 019# Lighting point in LSZH Conduit |  | 4Pt x 1Sw | RTLO_002 | [9 empty] | 24.125 | 24.125 | 3.275 | 3.275
[17 empty] | 0 |  | 0
d> | 0 |  |  |  |  | ICOST |  |  |  | mu_A | ITEM | [5 empty] | 24.125 |  | 3.275
|  |  |  | Sell Rate | Sell Total |  |  |  |  | IB | [17 empty] | U_M_Sell | T_M_Sell | U_L_Sell | T_L_Sell | Total_Sell | T_M_Cost | T_L_Phr | Mat/Lab=1
1 | No. |  | Item: g. | 173.56 | 173.56 | ISELL |  |  |  | mu_A | ITEM | [7 empty] | mu :1.22 | [8 empty] | 35.32 | 35.32 | 138.24 | 138.24 | 173.56 | 28.95 | 3.93 | 32.88
Four light points and one extractor fan controlled by one switch (one light point with battery back up)
|  | h | [EL25_0662B_Brittania_Hotel_Elec_Revised_Estim_B.xlsx]Elec_Rates!$D$200 |  |  | RATE_AAA
1 | 3 | 3 | 019# Lighting point in LSZH Conduit |  | 5Pt x 1Sw | RTLO_002 | [9 empty] | 28.95 | 28.95 | 3.93 | 3.93
[17 empty] | 0 |  | 0
d> | 0 |  |  |  |  | ICOST |  |  |  | mu_A | ITEM | [5 empty] | 28.95 |  | 3.93
|  |  |  | Sell Rate | Sell Total |  |  |  |  | IB | [17 empty] | U_M_Sell | T_M_Sell | U_L_Sell | T_L_Sell | Total_Sell | T_M_Cost | T_L_Phr | Mat/Lab=1
1 | No. |  | Item: h. | 202.49 | 202.49 | ISELL |  |  |  | mu_A | ITEM | [7 empty] | mu :1.22 | [8 empty] | 41.21 | 41.21 | 161.28 | 161.28 | 202.49 | 33.78 | 4.59 | 38.37
Five light points and one extractor fan controlled by one switch (one light point with battery back up)
|  | h | [EL25_0662B_Brittania_Hotel_Elec_Revised_Estim_B.xlsx]Elec_Rates!$D$200 |  |  | RATE_AAA
1 | 3.5 | 3.5 | 019# Lighting point in LSZH Conduit |  | 6Pt x 1Sw | RTLO_002 | [9 empty] | 33.775 | 33.775 | 4.585 | 4.585
[17 empty] | 0 |  | 0
d> | 0 |  |  |  |  | ICOST |  |  |  | mu_A | ITEM | [5 empty] | 33.775 |  | 4.585
|  |  |  | Sell Rate | Sell Total |  |  |  |  | IB | [17 empty] | U_M_Sell | T_M_Sell | U_L_Sell | T_L_Sell | Total_Sell | T_M_Cost | T_L_Phr | Mat/Lab=1
2 | No. |  | Item: i. | 288.59 | 577.18 | ISELL |  |  |  | mu_A | ITEM | [7 empty] | mu :1.22 | [8 empty] | 136.8 | 273.6 | 151.79 | 303.58 | 577.18 | 224.27 | 8.63 | 465.8
Two light points controlled by three switches, 3 occupancy sensors and relay (one light point with battery back up)
|  | h | [EL25_0662B_Brittania_Hotel_Elec_Revised_Estim_B.xlsx]Elec_Rates!$D$200 |  |  | RATE_AAA
2 | 2.5 | 5 | 019# Lighting point in LSZH Conduit |  |  | RTLO_002 | [9 empty] | 24.125 | 48.25 | 3.275 | 6.55
|  | h | [EL25_0662B_Brittania_Hotel_Elec_Revised_Estim_B.xlsx]Elec_Rates!$D$210 |  |  | RATE_AAA
2 | 3 | 6 | 020# Movement Detector |  |  | RTLO_002 | [9 empty] | 53.01 | 106.02 | 0.78 | 1.56
|  | h | [EL25_0662B_Brittania_Hotel_Elec_Revised_Estim_B.xlsx]Elec_Rates!$D$524 |  |  | RATE_AAA
2 | 1 | 2 | 062# 230V 2P 16A Contactor |  |  | RTLO_002 | [9 empty] | 35 | 70 | 0.26 | 0.52
[17 empty] | 0 |  | 0
d> | 0 |  |  |  |  | ICOST |  |  |  | mu_A | ITEM | [5 empty] | 224.27 |  | 8.63
|  |  |  | Sell Rate | Sell Total |  |  |  |  | IB | [17 empty] | U_M_Sell | T_M_Sell | U_L_Sell | T_L_Sell | Total_Sell | T_M_Cost | T_L_Phr | Mat/Lab=1
1 | No. |  | Item: j. | 317.52 | 317.52 | ISELL |  |  |  | mu_A | ITEM | [7 empty] | mu :1.22 | [8 empty] | 142.69 | 142.69 | 174.83 | 174.83 | 317.52 | 116.96 | 4.97 | 121.93
Three light points controlled by three switches, 3 occupancy sensors and relay (one light point with battery back up)
|  | h | [EL25_0662B_Brittania_Hotel_Elec_Revised_Estim_B.xlsx]Elec_Rates!$D$200 |  |  | RATE_AAA
1 | 3 | 3 | 019# Lighting point in LSZH Conduit |  |  | RTLO_002 | [9 empty] | 28.95 | 28.95 | 3.93 | 3.93
|  | h | [EL25_0662B_Brittania_Hotel_Elec_Revised_Estim_B.xlsx]Elec_Rates!$D$210 |  |  | RATE_AAA
1 | 3 | 3 | 020# Movement Detector |  |  | RTLO_002 | [9 empty] | 53.01 | 53.01 | 0.78 | 0.78
|  | h | [EL25_0662B_Brittania_Hotel_Elec_Revised_Estim_B.xlsx]Elec_Rates!$D$524 |  |  | RATE_AAA
1 | 1 | 1 | 062# 230V 2P 16A Contactor |  |  | RTLO_002 | [9 empty] | 35 | 35 | 0.26 | 0.26
[17 empty] | 0 |  | 0
d> | 0 |  |  |  |  | ICOST |  |  |  | mu_A | ITEM | [5 empty] | 116.96 |  | 4.97
|  |  |  | Sell Rate | Sell Total |  |  |  |  | IB | [17 empty] | U_M_Sell | T_M_Sell | U_L_Sell | T_L_Sell | Total_Sell | T_M_Cost | T_L_Phr | Mat/Lab=1
2 | No. |  | Item: k. | 88.56 | 177.12 | ISELL |  |  |  | mu_A | ITEM | [7 empty] | mu :1.22 | [8 empty] | 33.33 | 66.66 | 55.23 | 110.46 | 177.12 | 54.64 | 3.14 | 115.56
|  |  | One light point controlled by one movement detector | [6 empty] | n
|  | h | [EL25_0662B_Brittania_Hotel_Elec_Revised_Estim_B.xlsx]Elec_Rates!$D$200 |  |  | RATE_AAA
2 | 1 | 2 | 019# Lighting point in LSZH Conduit |  | 1Pt x 1Sw | RTLO_002 | [9 empty] | 9.65 | 19.3 | 1.31 | 2.62
|  | h | [EL25_0662B_Brittania_Hotel_Elec_Revised_Estim_B.xlsx]Elec_Rates!$D$210 |  |  | RATE_AAA
2 | 1 | 2 | 020# Movement Detector |  |  | RTLO_002 | [9 empty] | 17.67 | 35.34 | 0.26 | 0.52
[17 empty] | 0 |  | 0
d> | 0 |  |  |  |  | ICOST |  |  |  | mu_A | ITEM | [5 empty] | 54.64 |  | 3.14
|  |  |  | Sell Rate | Sell Total |  |  |  |  | IB | [17 empty] | U_M_Sell | T_M_Sell | U_L_Sell | T_L_Sell | Total_Sell | T_M_Cost | T_L_Phr | Mat/Lab=1
11 | No. |  | Item: l. | 74.08 | 814.88 | ISELL |  |  |  | mu_A | ITEM | [7 empty] | mu :1.22 | [8 empty] | 21.72 | 238.92 | 52.36 | 575.96 | 814.88 | 195.8 | 16.37 | 2333.87
|  |  | 5Amp Socket Outlet for Lighting | [6 empty] | n
|  | h | [EL25_0662B_Brittania_Hotel_Elec_Revised_Estim_B.xlsx]Elec_Rates!$D$200 |  |  | RATE_AAA
11 | 1 | 11 | 019# Lighting point in LSZH Conduit |  | 1Pt x 1Sw | RTLO_002 | [9 empty] | 9.65 | 106.15 | 1.31 | 14.41
11 | No |  | 5Amp Socket Outlet |  |  | WACC_054 | 705 | BG | 912 |  |  |  |  | 3 | 1994-12-01 | 8.15 | 89.65 | 0.17 | 1.9635
[17 empty] | 0 |  | 0
d> | 0 |  |  |  |  | ICOST |  |  |  | mu_A | ITEM | [5 empty] | 195.8 |  | 16.3735
|  |  |  | Sell Rate | Sell Total |  |  |  |  | IB | [17 empty] | U_M_Sell | T_M_Sell | U_L_Sell | T_L_Sell | Total_Sell | T_M_Cost | T_L_Phr | Mat/Lab=1
6 | No. |  | Item: m. | 57.85 | 347.1 | ISELL |  |  |  | mu_A | ITEM | [7 empty] | mu :1.22 | [8 empty] | 11.77 | 70.62 | 46.08 | 276.48 | 347.1 | 57.9 | 7.86 | 394.56
|  |  | One light point for reading lights | [6 empty] | n
|  | h | [EL25_0662B_Brittania_Hotel_Elec_Revised_Estim_B.xlsx]Elec_Rates!$D$200 |  |  | RATE_AAA
6 | 1 | 6 | 019# Lighting point in LSZH Conduit |  | 1Pt x 1Sw | RTLO_002 | [9 empty] | 9.65 | 57.9 | 1.31 | 7.86
[17 empty] | 0 |  | 0
d> | 0 |  |  |  |  | ICOST |  |  |  | mu_A | ITEM | [5 empty] | 57.9 |  | 7.86
|  |  |  | Sell Rate | Sell Total |  |  |  |  | IB | [17 empty] | U_M_Sell | T_M_Sell | U_L_Sell | T_L_Sell | Total_Sell | T_M_Cost | T_L_Phr | Mat/Lab=1
4 | No. |  | Item: n. | 57.85 | 231.4 | ISELL |  |  |  | mu_A | ITEM | [7 empty] | mu :1.22 | [8 empty] | 11.77 | 47.08 | 46.08 | 184.32 | 231.4 | 38.6 | 5.24 | 175.36
|  |  | One light point for wardrobe lights | [6 empty] | n
|  | h | [EL25_0662B_Brittania_Hotel_Elec_Revised_Estim_B.xlsx]Elec_Rates!$D$200 |  |  | RATE_AAA
4 | 1 | 4 | 019# Lighting point in LSZH Conduit |  | 1Pt x 1Sw | RTLO_002 | [9 empty] | 9.65 | 38.6 | 1.31 | 5.24
[17 empty] | 0 |  | 0
d> | 0 |  |  |  |  | ICOST |  |  |  | mu_A | ITEM | [5 empty] | 38.6 |  | 5.24
|  |  |  | Sell Rate | Sell Total |  |  |  |  | IB | [17 empty] | U_M_Sell | T_M_Sell | U_L_Sell | T_L_Sell | Total_Sell | T_M_Cost | T_L_Phr | Mat/Lab=1
3 | No. |  | Item: o. | 57.85 | 173.55 | ISELL |  |  |  | mu_A | ITEM | [7 empty] | mu :1.22 | [8 empty] | 11.77 | 35.31 | 46.08 | 138.24 | 173.55 | 28.95 | 3.93 | 98.64
|  |  | Ceiling Fan point and controller | [6 empty] | n
|  | h | [EL25_0662B_Brittania_Hotel_Elec_Revised_Estim_B.xlsx]Elec_Rates!$D$200 |  |  | RATE_AAA
3 | 1 | 3 | 019# Lighting point in LSZH Conduit |  | 1Pt x 1Sw | RTLO_002 | [9 empty] | 9.65 | 28.95 | 1.31 | 3.93
[17 empty] | 0 |  | 0
d> | 0 |  |  |  |  | ICOST |  |  |  | mu_A | ITEM | [5 empty] | 28.95 |  | 3.93
|  |  |  | Sell Rate | Sell Total |  |  |  |  | IB | [17 empty] | U_M_Sell | T_M_Sell | U_L_Sell | T_L_Sell | Total_Sell | T_M_Cost | T_L_Phr | Mat/Lab=1
3 | No. |  | Item: p. | 57.85 | 173.55 | ISELL |  |  |  | mu_A | ITEM | [7 empty] | mu :1.22 | [8 empty] | 11.77 | 35.31 | 46.08 | 138.24 | 173.55 | 28.95 | 3.93 | 98.64
|  |  | One light point for magnifying mirror | [6 empty] | n
|  | h | [EL25_0662B_Brittania_Hotel_Elec_Revised_Estim_B.xlsx]Elec_Rates!$D$200 |  |  | RATE_AAA
3 | 1 | 3 | 019# Lighting point in LSZH Conduit |  | 1Pt x 1Sw | RTLO_002 | [9 empty] | 9.65 | 28.95 | 1.31 | 3.93
[17 empty] | 0 |  | 0
d> | 0 |  |  |  |  | ICOST |  |  |  | mu_A | ITEM | [5 empty] | 28.95 |  | 3.93
|  |  |  | Sell Rate | Sell Total |  |  |  |  | IB | [17 empty] | U_M_Sell | T_M_Sell | U_L_Sell | T_L_Sell | Total_Sell | T_M_Cost | T_L_Phr | Mat/Lab=1
4 | No. |  | Item: q. | 57.85 | 231.4 | ISELL |  |  |  | mu_A | ITEM | [7 empty] | mu :1.22 | [8 empty] | 11.77 | 47.08 | 46.08 | 184.32 | 231.4 | 38.6 | 5.24 | 175.36
|  |  | Maintained emergency light points | [6 empty] | n
|  | h | [EL25_0662B_Brittania_Hotel_Elec_Revised_Estim_B.xlsx]Elec_Rates!$D$200 |  |  | RATE_AAA
4 | 1 | 4 | 019# Lighting point in LSZH Conduit |  | Emer | RTLO_002 | [9 empty] | 9.65 | 38.6 | 1.31 | 5.24
[17 empty] | 0 |  | 0
d> | 0 |  |  |  |  | ICOST |  |  |  | mu_A | ITEM | [5 empty] | 38.6 |  | 5.24
SB
| -0.031869 |  | PAGE: |  | 5155.36 | [5 empty] | PAGE | [5 empty] | 1136.895 |  | 107.1285
| Discy: |  |  |  | PAGE SELL | [11 empty] | PAGE MAT |  | PAGE LAB
TB
|  | t | Item: 41
Supply and install the following DALI lighting points (Moulded Plastic Installation)
|  |  |  | Sell Rate | Sell Total |  |  |  |  | IB | [17 empty] | U_M_Sell | T_M_Sell | U_L_Sell | T_L_Sell | Total_Sell | T_M_Cost | T_L_Phr | Mat/Lab=1
4 | No. |  | Item: a. | 67.06 | 268.24 | ISELL |  |  |  | mu_A | ITEM | [7 empty] | mu :1.22 | [8 empty] | 14.3 | 57.2 | 52.76 | 211.04 | 268.24 | 46.88 | 6 | 211.52
|  |  | Internal light points | [6 empty] | n
|  | h | [EL25_0662B_Brittania_Hotel_Elec_Revised_Estim_B.xlsx]Elec_Rates!$D$200 |  |  | RATE_AAA
4 | 1 | 4 | 019# Lighting point in LSZH Conduit |  |  | RTLO_002 | [9 empty] | 9.65 | 38.6 | 1.31 | 5.24
|  | h | [EL25_0662B_Brittania_Hotel_Elec_Revised_Estim_B.xlsx]Elec_Rates!$D$517 |  |  | RATE_AAA
4 | 1 | 4 | 061# DALI Wiring cables |  |  | RTLO_002 | [9 empty] | 2.07 | 8.28 | 0.19 | 0.76
[17 empty] | 0 |  | 0
d> | 0 |  |  |  |  | ICOST |  |  |  | mu_A | ITEM | [5 empty] | 46.88 |  | 6
|  |  |  | Sell Rate | Sell Total |  |  |  |  | IB | [17 empty] | U_M_Sell | T_M_Sell | U_L_Sell | T_L_Sell | Total_Sell | T_M_Cost | T_L_Phr | Mat/Lab=1
8 | No. |  | Item: b. | 124.92 | 999.36 | ISELL |  |  |  | mu_A | ITEM | [7 empty] | mu :1.22 | [8 empty] | 26.07 | 208.56 | 98.85 | 790.8 | 999.36 | 170.96 | 22.48 | 1547.52
|  |  | External light points | [6 empty] | n
|  | h | [EL25_0662B_Brittania_Hotel_Elec_Revised_Estim_B.xlsx]Elec_Rates!$D$200 |  |  | RATE_AAA
8 | 2 | 16 | 019# Lighting point in LSZH Conduit |  |  | RTLO_002 | [9 empty] | 19.3 | 154.4 | 2.62 | 20.96
|  | h | [EL25_0662B_Brittania_Hotel_Elec_Revised_Estim_B.xlsx]Elec_Rates!$D$517 |  |  | RATE_AAA
8 | 1 | 8 | 061# DALI Wiring cables |  |  | RTLO_002 | [9 empty] | 2.07 | 16.56 | 0.19 | 1.52
[17 empty] | 0 |  | 0
d> | 0 |  |  |  |  | ICOST |  |  |  | mu_A | ITEM | [5 empty] | 170.96 |  | 22.48
TB
|  | t | Item: 42
Supply and install the following DALI switches / controllers.
|  |  |  | Sell Rate | Sell Total |  |  |  |  | IB | [17 empty] | U_M_Sell | T_M_Sell | U_L_Sell | T_L_Sell | Total_Sell | T_M_Cost | T_L_Phr | Mat/Lab=1
3 | No. |  | Item: a. | 55.19 | 165.57 | ISELL |  |  |  |  | ITEM | [7 empty] | mu :1.22 | [8 empty] | 42.23 | 126.69 | 12.96 | 38.88 | 165.57 | 103.83 | 1.11 | 314.82
|  |  | 1-Button Keypad for external lighting | [6 empty] | n
|  |  |  | 0.01 | Discrepancy
|  |  | Electrical | 64.98 | 64.98 |  |  |  |  | mu_A | SUBI
| >>> mu_A material here >>> | [15 empty] | 0 |  | 0
|  | h | [EL25_0662B_Brittania_Hotel_Elec_Revised_Estim_B.xlsx]Elec_Rates!$D$517 |  |  | RATE_AAA
3 | 1 | 3 | 061# DALI Wiring cables |  |  | RTLO_002 | [9 empty] | 2.07 | 6.21 | 0.19 | 0.57
3 | No |  | WHITE Switch 1G Push |  | ESS Q0395603 | WACC_054 | 705 | BG | 912 |  |  |  |  | 3 | 1994-12-01 | 5.06 | 15.18 | 0.17 | 0.5355
[17 empty] | 0 |  | 0
d> | 0 | [8 empty] | mu_A | SUBI | [5 empty] | 21.39 |  | 1.1055 | [8 empty] | 26.1
|  |  | Controls Section (DALI) | 100.58 | 100.59 |  |  |  |  | mu_B | SUBI
| >>> mu_B material here >>> | [15 empty] | 0 |  | 0
3 | No |  | DALI Push Button Interface |  |  | BMSE_004 | 512 | Anytronics | AMD 1 gang |  |  |  |  | 3 | 2005-03-10 | 27.48 | 82.44 |  | 0
[17 empty] | 0 |  | 0
d> | 0 | [8 empty] | mu_B | SUBI | [5 empty] | 82.44 |  | 0 | [8 empty] | 100.58
[6 empty] | ICOST |  |  |  |  | ITEM | [5 empty] | 103.83 |  | 1.1055
|  |  |  | Sell Rate | Sell Total |  |  |  |  | IB | [17 empty] | U_M_Sell | T_M_Sell | U_L_Sell | T_L_Sell | Total_Sell | T_M_Cost | T_L_Phr | Mat/Lab=1
1 | No. |  | Item: b. | 973.68 | 973.68 | ISELL |  |  |  |  | ITEM | [7 empty] | mu :1.57 | [8 empty] | 603.11 | 603.11 | 370.57 | 370.57 | 973.68 | 494.35 | 4.39 | 498.74
|  |  | 4-Button Keypad to control corridor lighting from reception | [6 empty] | n
|  |  |  | 0 | Discrepancy
|  |  | Electrical | 9.21 | 9.21 |  |  |  |  | mu_A | SUBI
| >>> mu_A material here >>> | [15 empty] | 0 |  | 0
|  | h | [EL25_0662B_Brittania_Hotel_Elec_Revised_Estim_B.xlsx]Elec_Rates!$D$517 |  |  | RATE_AAA
1 | 1 | 1 | 061# DALI Wiring cables |  |  | RTLO_002 | [9 empty] | 2.07 | 2.07 | 0.19 | 0.19
[17 empty] | 0 |  | 0
d> | 0 | [8 empty] | mu_A | SUBI | [5 empty] | 2.07 |  | 0.19 | [8 empty] | 2.53
|  |  | Controls Section (DALI) | 964.47 | 964.47 |  |  |  |  | mu_B | SUBI
| >>> mu_B material here >>> | [15 empty] | 0 |  | 0
1 | No |  | DALI Controller Lv.3 |  |  | BMSE_004 | 512 | Anytronics | AMD 1 gang |  |  |  |  | 3 | 2005-03-10 | 414.96 | 414.96 | 4 | 4.2
1 | No |  | 4-Button Keypad |  |  | BMSE_004 | 512 | Anytronics | AMD 1 gang |  |  |  |  | 3 | 2005-03-10 | 77.32 | 77.32 |  | 0
[17 empty] | 0 |  | 0
d> | 0 | [8 empty] | mu_B | SUBI | [5 empty] | 492.28 |  | 4.2 | [8 empty] | 600.58
[6 empty] | ICOST |  |  |  |  | ITEM | [5 empty] | 494.35 |  | 4.39
TB
|  | t | Item: 43
Supply only the following light fittings and accessories
|  |  |  | Sell Rate | Sell Total |  |  |  |  | IB | [17 empty] | U_M_Sell | T_M_Sell | U_L_Sell | T_L_Sell | Total_Sell | T_M_Cost | T_L_Phr | Mat/Lab=1
11 | No. |  | Item: a. | 0 | 0 | ISELL |  |  |  | mu_A | ITEM |  |  |  |  | Included in item 40l |  |  | 0.00 | [8 empty] | 0 | 0 | 0 | 0 | 0 | 0 | 0 | 0
|  |  | 5Amp Socket Outlet for Lighting | [6 empty] | n
11 | No |  | Supply only 5Amp Socket Outlet |  |  | WACC_054 | 705 | BG | 912 |  |  |  |  | 3 | 1994-12-01 | 0 | 0 | 0 | 0
[17 empty] | 0 |  | 0
d> | 0 |  |  |  |  | ICOST |  |  |  | mu_A | ITEM | [5 empty] | 0 |  | 0
|  |  |  | Sell Rate | Sell Total |  |  |  |  | IB | [17 empty] | U_M_Sell | T_M_Sell | U_L_Sell | T_L_Sell | Total_Sell | T_M_Cost | T_L_Phr | Mat/Lab=1
4 | No. |  | Item: b. | 28.98 | 115.92 | ISELL |  |  |  | mu_A | ITEM | [7 empty] | mu :1.22 | [8 empty] | 28.98 | 115.92 | 0 | 0 | 115.92 | 95 | 0 | 380
|  |  | Type 'E1' - Single Sided, Wall Mounted, Directional Exit Signage | [6 empty] | n
|  | h | [EL25_0662B_Brittania_Hotel_Elec_Revised_Estim_B.xlsx]Elec_Rates!$D$222 |  |  | RATE_AAA
4 | 1 | 4 | 022# Supply Only - Type 'E1' - Single Sided, Wall Mounted, Directional Exit Signage |  |  | RTLO_002 | [9 empty] | 23.75 | 95 | 0 | 0
[17 empty] | 0 |  | 0
d> | 0 |  |  |  |  | ICOST |  |  |  | mu_A | ITEM | [5 empty] | 95 |  | 0
TB
|  | t | Item: 44
Install and connect only the following light fittings and accessories. Light Fittings to be supplied by client.
|  |  |  | Sell Rate | Sell Total |  |  |  |  | IB | [17 empty] | U_M_Sell | T_M_Sell | U_L_Sell | T_L_Sell | Total_Sell | T_M_Cost | T_L_Phr | Mat/Lab=1
17 | No. |  | Item: a. | 14.36 | 244.12 | ISELL |  |  |  | mu_A | ITEM | [7 empty] | mu :1.22 | [8 empty] | 1.34 | 22.78 | 13.02 | 221.34 | 244.12 | 18.7 | 6.29 | 424.83
|  |  | Type ' LT-01' - 11W Soffit Recessed Light Fitting | [6 empty] | n
|  | h | [EL25_0662B_Brittania_Hotel_Elec_Revised_Estim_B.xlsx]Elec_Rates!$D$369 |  |  | RATE_AAA
17 | 1 | 17 | 042# Install and connect Only - Type 'LT-01' - 11W Soffit Recessed Light Fitting |  |  | RTLO_002 | [9 empty] | 1.1 | 18.7 | 0.37 | 6.29
[17 empty] | 0 |  | 0
d> | 0 |  |  |  |  | ICOST |  |  |  | mu_A | ITEM | [5 empty] | 18.7 |  | 6.29
|  |  |  | Sell Rate | Sell Total |  |  |  |  | IB | [17 empty] | U_M_Sell | T_M_Sell | U_L_Sell | T_L_Sell | Total_Sell | T_M_Cost | T_L_Phr | Mat/Lab=1
11 | No. |  | Item: b. | 14.36 | 157.96 | ISELL |  |  |  | mu_A | ITEM | [7 empty] | mu :1.22 | [8 empty] | 1.34 | 14.74 | 13.02 | 143.22 | 157.96 | 12.1 | 4.07 | 177.87
|  |  | Type ' LT-02' - 11W Soffit Recessed Light Fitting | [6 empty] | n
|  | h | [EL25_0662B_Brittania_Hotel_Elec_Revised_Estim_B.xlsx]Elec_Rates!$D$376 |  |  | RATE_AAA
11 | 1 | 11 | 043# Install and connect Only - Type 'LT-02' - 11W Soffit Recessed Light Fitting |  |  | RTLO_002 | [9 empty] | 1.1 | 12.1 | 0.37 | 4.07
[17 empty] | 0 |  | 0
d> | 0 |  |  |  |  | ICOST |  |  |  | mu_A | ITEM | [5 empty] | 12.1 |  | 4.07
|  |  |  | Sell Rate | Sell Total |  |  |  |  | IB | [17 empty] | U_M_Sell | T_M_Sell | U_L_Sell | T_L_Sell | Total_Sell | T_M_Cost | T_L_Phr | Mat/Lab=1
25 | No. |  | Item: c. | 11.35 | 283.75 | ISELL |  |  |  | mu_A | ITEM | [7 empty] | mu :1.22 | [8 empty] | 0.1 | 2.5 | 11.25 | 281.25 | 283.75 | 2 | 8 | 250
|  |  | Type ' LT-05' - 6W Wall Mounted Spotlight | [6 empty] | n
|  | h | [EL25_0662B_Brittania_Hotel_Elec_Revised_Estim_B.xlsx]Elec_Rates!$D$399 |  |  | RATE_AAA
25 | 1 | 25 | 046# Install and connect Only - Type 'LT-05' - Wall Light |  |  | RTLO_002 | [9 empty] | 0.08 | 2 | 0.32 | 8
[17 empty] | 0 |  | 0
d> | 0 |  |  |  |  | ICOST |  |  |  | mu_A | ITEM | [5 empty] | 2 |  | 8
|  |  |  | Sell Rate | Sell Total |  |  |  |  | IB | [17 empty] | U_M_Sell | T_M_Sell | U_L_Sell | T_L_Sell | Total_Sell | T_M_Cost | T_L_Phr | Mat/Lab=1
1 | No. |  | Item: d. | 9.15 | 9.15 | ISELL |  |  |  | mu_A | ITEM | [7 empty] | mu :1.22 | [8 empty] | 0 | 0 | 9.15 | 9.15 | 9.15 | 0 | 0.26 | 0.26
|  |  | Type ' LT-08' - 5.9W Mini Soffit Recessed Downlighter | [6 empty] | n
|  | h | [EL25_0662B_Brittania_Hotel_Elec_Revised_Estim_B.xlsx]Elec_Rates!$D$423 |  |  | RATE_AAA
1 | 1 | 1 | 049# Install and connect Only - Type 'LT-08' - Mini Soffit Recessed Downlighter |  |  | RTLO_002 | [9 empty] | 0 | 0 | 0.26 | 0.26
[17 empty] | 0 |  | 0
d> | 0 |  |  |  |  | ICOST |  |  |  | mu_A | ITEM | [5 empty] | 0 |  | 0.26
|  |  |  | Sell Rate | Sell Total |  |  |  |  | IB | [17 empty] | U_M_Sell | T_M_Sell | U_L_Sell | T_L_Sell | Total_Sell | T_M_Cost | T_L_Phr | Mat/Lab=1
8 | No. |  | Item: e. | 49.48 | 395.84 | ISELL |  |  |  | mu_A | ITEM | [7 empty] | mu :1.22 | [8 empty] | 21.69 | 173.52 | 27.79 | 222.32 | 395.84 | 142.24 | 6.32 | 1188.48
|  |  | Type ' LT-12' - 6W Recessed Floor Spotlight, Dimmable, IP65 | [6 empty] | n
|  | h | [EL25_0662B_Brittania_Hotel_Elec_Revised_Estim_B.xlsx]Elec_Rates!$D$444 |  |  | RATE_AAA
8 | 1 | 8 | 052# Install and connect Only - Type 'LT-12' - 6W Recessed Floor Spotlight, Dimmable, IP65 |  |  | RTLO_002 | [9 empty] | 17.78 | 142.24 | 0.79 | 6.32
[17 empty] | 0 |  | 0
d> | 0 |  |  |  |  | ICOST |  |  |  | mu_A | ITEM | [5 empty] | 142.24 |  | 6.32
|  |  |  | Sell Rate | Sell Total |  |  |  |  | IB | [17 empty] | U_M_Sell | T_M_Sell | U_L_Sell | T_L_Sell | Total_Sell | T_M_Cost | T_L_Phr | Mat/Lab=1
5 | m |  | Item: f. | 5.63 | 28.15 | ISELL |  |  |  | mu_A | ITEM | [7 empty] | mu :1.22 | [8 empty] | 0 | 0 | 5.63 | 28.15 | 28.15 | 0 | 0.8 | 4
|  |  | Type ' LT-13' - Dimmable Strip Light | [6 empty] | n
|  | h | [EL25_0662B_Brittania_Hotel_Elec_Revised_Estim_B.xlsx]Elec_Rates!$D$452 |  |  | RATE_AAA
5 | 1 | 5 | 053# Install and connect Only - Type 'LT-13 - Dimmable Strip Light |  |  | RTLO_002 | [9 empty] | 0 | 0 | 0.16 | 0.8
[17 empty] | 0 |  | 0
d> | 0 |  |  |  |  | ICOST |  |  |  | mu_A | ITEM | [5 empty] | 0 |  | 0.8
|  |  |  | Sell Rate | Sell Total |  |  |  |  | IB | [17 empty] | U_M_Sell | T_M_Sell | U_L_Sell | T_L_Sell | Total_Sell | T_M_Cost | T_L_Phr | Mat/Lab=1
1 | No. |  | Item: g. | 37.51 | 37.51 | ISELL |  |  |  | mu_A | ITEM | [7 empty] | mu :1.22 | [8 empty] | 0.57 | 0.57 | 36.94 | 36.94 | 37.51 | 0.47 | 1.05 | 1.52
|  |  | Type ' LD-05' - Lantern | [6 empty] | n
|  | h | [EL25_0662B_Brittania_Hotel_Elec_Revised_Estim_B.xlsx]Elec_Rates!$D$301 |  |  | RATE_AAA
1 | 1 | 1 | 033# Install and connect Only - Type 'LD-5' - Lantern |  |  | RTLO_002 | [9 empty] | 0.47 | 0.47 | 1.05 | 1.05
[17 empty] | 0 |  | 0
d> | 0 |  |  |  |  | ICOST |  |  |  | mu_A | ITEM | [5 empty] | 0.47 |  | 1.05
|  |  |  | Sell Rate | Sell Total |  |  |  |  | IB | [17 empty] | U_M_Sell | T_M_Sell | U_L_Sell | T_L_Sell | Total_Sell | T_M_Cost | T_L_Phr | Mat/Lab=1
3 | No. |  | Item: h. | 11.35 | 34.05 | ISELL |  |  |  | mu_A | ITEM | [7 empty] | mu :1.22 | [8 empty] | 0.1 | 0.3 | 11.25 | 33.75 | 34.05 | 0.24 | 0.96 | 3.6
|  |  | Type ' LD-11' - Hallway Wall Light | [6 empty] | n
|  | h | [EL25_0662B_Brittania_Hotel_Elec_Revised_Estim_B.xlsx]Elec_Rates!$D$322 |  |  | RATE_AAA
3 | 1 | 3 | 036# Install and connect Only - Type 'LD-11' - Hallway Wall Light |  |  | RTLO_002 | [9 empty] | 0.08 | 0.24 | 0.32 | 0.96
[17 empty] | 0 |  | 0
d> | 0 |  |  |  |  | ICOST |  |  |  | mu_A | ITEM | [5 empty] | 0.24 |  | 0.96
|  |  |  | Sell Rate | Sell Total |  |  |  |  | IB | [17 empty] | U_M_Sell | T_M_Sell | U_L_Sell | T_L_Sell | Total_Sell | T_M_Cost | T_L_Phr | Mat/Lab=1
6 | No. |  | Item: i. | 11.35 | 68.1 | ISELL |  |  |  | mu_A | ITEM | [7 empty] | mu :1.22 | [8 empty] | 0.1 | 0.6 | 11.25 | 67.5 | 68.1 | 0.48 | 1.92 | 14.4
|  |  | Type ' LD-12' - Bed Reading Light | [6 empty] | n
|  | h | [EL25_0662B_Brittania_Hotel_Elec_Revised_Estim_B.xlsx]Elec_Rates!$D$330 |  |  | RATE_AAA
6 | 1 | 6 | 037# Install and connect Only - Type 'LD-12' - Reading Lights |  |  | RTLO_002 | [9 empty] | 0.08 | 0.48 | 0.32 | 1.92
[17 empty] | 0 |  | 0
d> | 0 |  |  |  |  | ICOST |  |  |  | mu_A | ITEM | [5 empty] | 0.48 |  | 1.92
|  |  |  | Sell Rate | Sell Total |  |  |  |  | IB | [17 empty] | U_M_Sell | T_M_Sell | U_L_Sell | T_L_Sell | Total_Sell | T_M_Cost | T_L_Phr | Mat/Lab=1
5 | No. |  | Item: j. | 11.35 | 56.75 | ISELL |  |  |  | mu_A | ITEM | [7 empty] | mu :1.22 | [8 empty] | 0.1 | 0.5 | 11.25 | 56.25 | 56.75 | 0.4 | 1.6 | 10
|  |  | Type ' LD-15' - Bathrooms Wall Light | [6 empty] | n
|  | h | [EL25_0662B_Brittania_Hotel_Elec_Revised_Estim_B.xlsx]Elec_Rates!$D$353 |  |  | RATE_AAA
5 | 1 | 5 | 040# Install and connect Only - Type 'LD-15' - Bathrooms Wall Light |  |  | RTLO_002 | [9 empty] | 0.08 | 0.4 | 0.32 | 1.6
[17 empty] | 0 |  | 0
d> | 0 |  |  |  |  | ICOST |  |  |  | mu_A | ITEM | [5 empty] | 0.4 |  | 1.6
|  |  |  | Sell Rate | Sell Total |  |  |  |  | IB | [17 empty] | U_M_Sell | T_M_Sell | U_L_Sell | T_L_Sell | Total_Sell | T_M_Cost | T_L_Phr | Mat/Lab=1
11 | No. |  | Item: k. | 0 | 0 | ISELL |  |  |  | mu_A | ITEM |  |  |  |  | Included in item 40l |  |  | 0.00 | [8 empty] | 0 | 0 | 0 | 0 | 0 | 0 | 0 | 0
|  |  | 5Amp Socket Outlet for Lighting | [6 empty] | n
11 | No |  | Install and connect only 5Amp Socket Outlet |  |  | WACC_054 | 705 | BG | 912 |  |  |  |  | 3 | 1994-12-01 | 0 | 0 |  | 0
[17 empty] | 0 |  | 0
d> | 0 |  |  |  |  | ICOST |  |  |  | mu_A | ITEM | [5 empty] | 0 |  | 0
SB
| 216.1243 |  | PAGE: |  | 3838.15 | [5 empty] | PAGE | [5 empty] | 1087.65 |  | 65.2455
| Discy: |  |  |  | PAGE SELL | [11 empty] | PAGE MAT |  | PAGE LAB
|  |  |  | Sell Rate | Sell Total |  |  |  |  | IB | [17 empty] | U_M_Sell | T_M_Sell | U_L_Sell | T_L_Sell | Total_Sell | T_M_Cost | T_L_Phr | Mat/Lab=1
4 | No. |  | Item: l. | 13.21 | 52.84 | ISELL |  |  |  | mu_A | ITEM | [7 empty] | mu :1.22 | [8 empty] | 0.2 | 0.8 | 13.01 | 52.04 | 52.84 | 0.64 | 1.48 | 8.48
|  |  | Type 'E1' - Single Sided, Wall Mounted, Directional Exit Signage | [6 empty] | n
|  | h | [EL25_0662B_Brittania_Hotel_Elec_Revised_Estim_B.xlsx]Elec_Rates!$D$247 |  |  | RATE_AAA
4 | 1 | 4 | 026# Install and connect Only - Type 'E1' - Single Sided, Wall Mounted, Directional Exit Signage |  |  | RTLO_002 | [9 empty] | 0.16 | 0.64 | 0.37 | 1.48
[17 empty] | 0 |  | 0
d> | 0 |  |  |  |  | ICOST |  |  |  | mu_A | ITEM | [5 empty] | 0.64 |  | 1.48
|  |  |  | Sell Rate | Sell Total |  |  |  |  | IB | [17 empty] | U_M_Sell | T_M_Sell | U_L_Sell | T_L_Sell | Total_Sell | T_M_Cost | T_L_Phr | Mat/Lab=1
6 | No. |  | Item: m. | 16.12 | 96.72 | ISELL |  |  |  | mu_A | ITEM | [7 empty] | mu :1.22 | [8 empty] | 1.34 | 8.04 | 14.78 | 88.68 | 96.72 | 6.6 | 2.52 | 54.72
|  |  | Battery Backup Kit for Type 'LT-01' and Type 'LT-02' | [6 empty] | n
|  | h | [EL25_0662B_Brittania_Hotel_Elec_Revised_Estim_B.xlsx]Elec_Rates!$D$270 |  |  | RATE_AAA
6 | 1 | 6 | 029# Install and connect Only - Battery Backup Kit for the light fittings supplied by others |  |  | RTLO_002 | [9 empty] | 1.1 | 6.6 | 0.42 | 2.52
[17 empty] | 0 |  | 0
d> | 0 |  |  |  |  | ICOST |  |  |  | mu_A | ITEM | [5 empty] | 6.6 |  | 2.52
|  |  |  | Sell Rate | Sell Total |  |  |  |  | IB | [17 empty] | U_M_Sell | T_M_Sell | U_L_Sell | T_L_Sell | Total_Sell | T_M_Cost | T_L_Phr | Mat/Lab=1
3 | No. |  | Item: n. | 11.35 | 34.05 | ISELL |  |  |  | mu_A | ITEM | [7 empty] | mu :1.22 | [8 empty] | 0.1 | 0.3 | 11.25 | 33.75 | 34.05 | 0.24 | 0.96 | 3.6
|  |  | Magnifying Mirror in Bathroom | [6 empty] | n
|  | h | [EL25_0662B_Brittania_Hotel_Elec_Revised_Estim_B.xlsx]Elec_Rates!$D$478 |  |  | RATE_AAA
3 | 1 | 3 | 057# Install and connect Only - Magnifying Mirror in Bathroom |  |  | RTLO_002 | [9 empty] | 0.08 | 0.24 | 0.32 | 0.96
[17 empty] | 0 |  | 0
d> | 0 |  |  |  |  | ICOST |  |  |  | mu_A | ITEM | [5 empty] | 0.24 |  | 0.96
TB
t
POWER INSTALLATION
TB
|  | t | Item: 45
Supply and install the following power points in LSZH Conduit, chased in wall.
|  |  |  | Sell Rate | Sell Total |  |  |  |  | IB | [17 empty] | U_M_Sell | T_M_Sell | U_L_Sell | T_L_Sell | Total_Sell | T_M_Cost | T_L_Phr | Mat/Lab=1
7 | No. |  | Item: a. | 77.31 | 541.17 | ISELL |  |  |  | mu_A | ITEM | [7 empty] | mu :1.22 | [8 empty] | 20.73 | 145.11 | 56.58 | 396.06 | 541.17 | 118.93 | 11.26 | 911.33
|  |  | 13Amp BS1363 Single Socket Outlet | [6 empty] | n
|  | h | [EL25_0662B_Brittania_Hotel_Elec_Revised_Estim_B.xlsx]Elec_Rates!$D$486 |  |  | RATE_AAA
7 | 1 | 7 | 058# General Power Point in LSZH Conduit |  |  | RTLO_002 | [9 empty] | 13.92 | 97.44 | 1.43 | 10.01
7 | No |  | 13Amp Single DP Switched Socket Outlet white |  | ESS Q0395603 | WACC_049 | 705 | BG | 921 |  |  |  |  | 3 | 1994-12-01 | 3.07 | 21.49 | 0.17 | 1.2495
[17 empty] | 0 |  | 0
d> | 0 |  |  |  |  | ICOST |  |  |  | mu_A | ITEM | [5 empty] | 118.93 |  | 11.2595
|  |  |  | Sell Rate | Sell Total |  |  |  |  | IB | [17 empty] | U_M_Sell | T_M_Sell | U_L_Sell | T_L_Sell | Total_Sell | T_M_Cost | T_L_Phr | Mat/Lab=1
4 | No. |  | Item: b. | 79.36 | 317.44 | ISELL |  |  |  | mu_A | ITEM | [7 empty] | mu :1.22 | [8 empty] | 22.78 | 91.12 | 56.58 | 226.32 | 317.44 | 74.68 | 6.43 | 324.44
|  |  | 13Amp BS1363 Double Socket Outlet | [6 empty] | n
|  | h | [EL25_0662B_Brittania_Hotel_Elec_Revised_Estim_B.xlsx]Elec_Rates!$D$486 |  |  | RATE_AAA
4 | 1 | 4 | 058# General Power Point in LSZH Conduit |  |  | RTLO_002 | [9 empty] | 13.92 | 55.68 | 1.43 | 5.72
4 | No |  | 13Amp Twin DP Switched Socket Outlet white |  |  | WACC_049 | 705 | BG | 921 |  |  |  |  | 3 | 1994-12-01 | 4.75 | 19 | 0.17 | 0.714
[17 empty] | 0 |  | 0
d> | 0 |  |  |  |  | ICOST |  |  |  | mu_A | ITEM | [5 empty] | 74.68 |  | 6.434
|  |  |  | Sell Rate | Sell Total |  |  |  |  | IB | [17 empty] | U_M_Sell | T_M_Sell | U_L_Sell | T_L_Sell | Total_Sell | T_M_Cost | T_L_Phr | Mat/Lab=1
9 | No. |  | Item: c. | 119.8 | 1078.2 | ISELL |  |  |  | mu_A | ITEM | [7 empty] | mu :1.22 | [8 empty] | 63.22 | 568.98 | 56.58 | 509.22 | 1078.2 | 466.38 | 14.48 | 4327.74
|  |  | Universal/ Continental Double Socket Outlet | [6 empty] | n
|  | h | [EL25_0662B_Brittania_Hotel_Elec_Revised_Estim_B.xlsx]Elec_Rates!$D$486 |  |  | RATE_AAA
9 | 1 | 9 | 058# General Power Point in LSZH Conduit |  |  | RTLO_002 | [9 empty] | 13.92 | 125.28 | 1.43 | 12.87
9 | No |  | Universal/ Continental Double Socket Outlet |  |  | WACC_049 | 705 | BG | 921 |  |  |  |  | 3 | 1994-12-01 | 37.9 | 341.1 | 0.17 | 1.6065
[17 empty] | 0 |  | 0
d> | 0 |  |  |  |  | ICOST |  |  |  | mu_A | ITEM | [5 empty] | 466.38 |  | 14.4765
|  |  |  | Sell Rate | Sell Total |  |  |  |  | IB | [17 empty] | U_M_Sell | T_M_Sell | U_L_Sell | T_L_Sell | Total_Sell | T_M_Cost | T_L_Phr | Mat/Lab=1
9 | No. |  | Item: d. | 119.8 | 1078.2 | ISELL |  |  |  | mu_A | ITEM | [7 empty] | mu :1.22 | [8 empty] | 63.22 | 568.98 | 56.58 | 509.22 | 1078.2 | 466.38 | 14.48 | 4327.74
|  |  | Universal/ Continental Double Socket Outlet complete with Type 'A' USB and Type 'C' USB | [6 empty] | n
|  | h | [EL25_0662B_Brittania_Hotel_Elec_Revised_Estim_B.xlsx]Elec_Rates!$D$486 |  |  | RATE_AAA
9 | 1 | 9 | 058# General Power Point in LSZH Conduit |  |  | RTLO_002 | [9 empty] | 13.92 | 125.28 | 1.43 | 12.87
9 | No |  | Universal/ Continental Double Socket Outlet complete with Type 'A' USB and Type 'C' USB |  |  | WACC_049 | 705 | BG | 921 |  |  |  |  | 3 | 1994-12-01 | 37.9 | 341.1 | 0.17 | 1.6065
[17 empty] | 0 |  | 0
d> | 0 |  |  |  |  | ICOST |  |  |  | mu_A | ITEM | [5 empty] | 466.38 |  | 14.4765
|  |  |  | Sell Rate | Sell Total |  |  |  |  | IB | [17 empty] | U_M_Sell | T_M_Sell | U_L_Sell | T_L_Sell | Total_Sell | T_M_Cost | T_L_Phr | Mat/Lab=1
3 | No. |  | Item: e. | 115.17 | 345.51 | ISELL |  |  |  | mu_A | ITEM | [7 empty] | mu :1.22 | [8 empty] | 58.58 | 175.74 | 56.59 | 169.77 | 345.51 | 144.06 | 4.83 | 446.67
|  |  | 13Amp BS1363 Weatherproof Double Socket Outlet | [6 empty] | n
|  | h | [EL25_0662B_Brittania_Hotel_Elec_Revised_Estim_B.xlsx]Elec_Rates!$D$486 |  |  | RATE_AAA
3 | 1 | 3 | 058# General Power Point in LSZH Conduit |  |  | RTLO_002 | [9 empty] | 13.92 | 41.76 | 1.43 | 4.29
3 | No |  | 13Amp BS1363 Weatherproof Double Socket Outlet |  |  | WACC_049 | 705 | BG | 921 |  |  |  |  | 3 | 1994-12-01 | 34.1 | 102.3 | 0.17 | 0.5355
[17 empty] | 0 |  | 0
d> | 0 |  |  |  |  | ICOST |  |  |  | mu_A | ITEM | [5 empty] | 144.06 |  | 4.8255
|  |  |  | Sell Rate | Sell Total |  |  |  |  | IB | [17 empty] | U_M_Sell | T_M_Sell | U_L_Sell | T_L_Sell | Total_Sell | T_M_Cost | T_L_Phr | Mat/Lab=1
6 | No. |  | Item: f. | 79.88 | 479.28 | ISELL |  |  |  | mu_A | ITEM | [7 empty] | mu :1.22 | [8 empty] | 23.3 | 139.8 | 56.58 | 339.48 | 479.28 | 114.6 | 9.65 | 745.5
|  |  | 13Amp Switched Fuse Connection Unit | [6 empty] | n
|  | h | [EL25_0662B_Brittania_Hotel_Elec_Revised_Estim_B.xlsx]Elec_Rates!$D$486 |  |  | RATE_AAA
6 | 1 | 6 | 058# General Power Point in LSZH Conduit |  |  | RTLO_002 | [9 empty] | 13.92 | 83.52 | 1.43 | 8.58
6 | No |  | 13Amp DP Switched Fused Connection Unit with neon indicator |  |  | WACC_049 | 705 | BG | 921 |  |  |  |  | 3 | 1994-12-01 | 5.18 | 31.08 | 0.17 | 1.071
[17 empty] | 0 |  | 0
d> | 0 |  |  |  |  | ICOST |  |  |  | mu_A | ITEM | [5 empty] | 114.6 |  | 9.651
|  |  |  | Sell Rate | Sell Total |  |  |  |  | IB | [17 empty] | U_M_Sell | T_M_Sell | U_L_Sell | T_L_Sell | Total_Sell | T_M_Cost | T_L_Phr | Mat/Lab=1
5 | No. |  | Item: g. | 79.88 | 399.4 | ISELL |  |  |  | mu_A | ITEM | [7 empty] | mu :1.22 | [8 empty] | 23.3 | 116.5 | 56.58 | 282.9 | 399.4 | 95.5 | 8.04 | 517.7
|  |  | 13Amp Unswitched Fuse Connection Unit | [6 empty] | n
|  | h | [EL25_0662B_Brittania_Hotel_Elec_Revised_Estim_B.xlsx]Elec_Rates!$D$486 |  |  | RATE_AAA
5 | 1 | 5 | 058# General Power Point in LSZH Conduit |  |  | RTLO_002 | [9 empty] | 13.92 | 69.6 | 1.43 | 7.15
5 | No |  | 13Amp Unswitched Fused Connection Unit with neon indicator |  |  | WACC_049 | 705 | BG | 921 |  |  |  |  | 3 | 1994-12-01 | 5.18 | 25.9 | 0.17 | 0.8925
[17 empty] | 0 |  | 0
d> | 0 |  |  |  |  | ICOST |  |  |  | mu_A | ITEM | [5 empty] | 95.5 |  | 8.0425
|  |  |  | Sell Rate | Sell Total |  |  |  |  | IB | [17 empty] | U_M_Sell | T_M_Sell | U_L_Sell | T_L_Sell | Total_Sell | T_M_Cost | T_L_Phr | Mat/Lab=1
3 | No. |  | Item: h. | 107.8 | 323.4 | ISELL |  |  |  | mu_A | ITEM | [7 empty] | mu :1.22 | [8 empty] | 55.44 | 166.32 | 52.36 | 157.08 | 323.4 | 136.32 | 4.47 | 422.37
|  |  | Shaver Unit | [6 empty] | n
|  | h | [EL25_0662B_Brittania_Hotel_Elec_Revised_Estim_B.xlsx]Elec_Rates!$D$200 |  |  | RATE_AAA
3 | 1 | 3 | 019# Lighting point in LSZH Conduit |  |  | RTLO_002 | [9 empty] | 9.65 | 28.95 | 1.31 | 3.93
3 | No |  | Shaver Unit |  |  | WACC_049 | 705 | BG | 921 |  |  |  |  | 3 | 1994-12-01 | 35.79 | 107.37 | 0.17 | 0.5355
[17 empty] | 0 |  | 0
d> | 0 |  |  |  |  | ICOST |  |  |  | mu_A | ITEM | [5 empty] | 136.32 |  | 4.4655
TB
t
SWITCHGEAR AND OTHER APPARATUS
TB
|  | t | Item: 46
Supply only the following switchgear and other accessories.
|  |  |  | Sell Rate | Sell Total |  |  |  |  | IB | [17 empty] | U_M_Sell | T_M_Sell | U_L_Sell | T_L_Sell | Total_Sell | T_M_Cost | T_L_Phr | Mat/Lab=1
1 | No. |  | Item: a. | 900.69 | 900.69 | ISELL |  |  |  | mu_A | ITEM | [7 empty] | mu :1.22 | [8 empty] | 900.69 | 900.69 | 0 | 0 | 900.69 | 738.27 | 0 | 738.27
|  |  | Distribution Board DB-L3 | [6 empty] | n
1 | No |  | Supply only Modular Distribution Board 'DB-L3' 12 Way 40Amp TP&N |  |  | SWLV_001 | 510 | (__) | [5 empty] | 2 |  | 738.27 | 738.27 |  | 0
[17 empty] | 0 |  | 0
d> | 0 |  |  |  |  | ICOST |  |  |  | mu_A | ITEM | [5 empty] | 738.27 |  | 0
|  |  |  | Sell Rate | Sell Total |  |  |  |  | IB | [17 empty] | U_M_Sell | T_M_Sell | U_L_Sell | T_L_Sell | Total_Sell | T_M_Cost | T_L_Phr | Mat/Lab=1
1 | No. |  | Item: b. | 124.4 | 124.4 | ISELL |  |  |  | mu_A | ITEM | [7 empty] | mu :1.22 | [8 empty] | 124.4 | 124.4 | 0 | 0 | 124.4 | 101.97 | 0 | 101.97
|  |  | Consumer Unit CU-G07 | [6 empty] | n
1 | No |  | Supply only Modular Consumer Unit 'CU-G07' |  |  | SWLV_001 | 510 | (__) | [5 empty] | 2 |  | 101.97 | 101.97 |  | 0
[17 empty] | 0 |  | 0
d> | 0 |  |  |  |  | ICOST |  |  |  | mu_A | ITEM | [5 empty] | 101.97 |  | 0
|  |  |  | Sell Rate | Sell Total |  |  |  |  | IB | [17 empty] | U_M_Sell | T_M_Sell | U_L_Sell | T_L_Sell | Total_Sell | T_M_Cost | T_L_Phr | Mat/Lab=1
1 | No. |  | Item: c. | 124.4 | 124.4 | ISELL |  |  |  | mu_A | ITEM | [7 empty] | mu :1.22 | [8 empty] | 124.4 | 124.4 | 0 | 0 | 124.4 | 101.97 | 0 | 101.97
|  |  | Consumer Unit CU-G08 | [6 empty] | n
1 | No |  | Supply only Modular Consumer Unit 'CU-G08' |  |  | SWLV_001 | 510 | (__) | [5 empty] | 2 |  | 101.97 | 101.97 |  | 0
[17 empty] | 0 |  | 0
d> | 0 |  |  |  |  | ICOST |  |  |  | mu_A | ITEM | [5 empty] | 101.97 |  | 0
|  |  |  | Sell Rate | Sell Total |  |  |  |  | IB | [17 empty] | U_M_Sell | T_M_Sell | U_L_Sell | T_L_Sell | Total_Sell | T_M_Cost | T_L_Phr | Mat/Lab=1
1 | No. |  | Item: d. | 124.4 | 124.4 | ISELL |  |  |  | mu_A | ITEM | [7 empty] | mu :1.22 | [8 empty] | 124.4 | 124.4 | 0 | 0 | 124.4 | 101.97 | 0 | 101.97
|  |  | Consumer Unit CU-G09 | [6 empty] | n
1 | No |  | Supply only Modular Consumer Unit 'CU-G09' |  |  | SWLV_001 | 510 | (__) | [5 empty] | 2 |  | 101.97 | 101.97 |  | 0
[17 empty] | 0 |  | 0
d> | 0 |  |  |  |  | ICOST |  |  |  | mu_A | ITEM | [5 empty] | 101.97 |  | 0
|  |  |  | Sell Rate | Sell Total |  |  |  |  | IB | [17 empty] | U_M_Sell | T_M_Sell | U_L_Sell | T_L_Sell | Total_Sell | T_M_Cost | T_L_Phr | Mat/Lab=1
2 | No. |  | Item: e. | 23.42 | 46.84 | ISELL |  |  |  | mu_A | ITEM | [7 empty] | mu :1.22 | [8 empty] | 23.42 | 46.84 | 0 | 0 | 46.84 | 38.4 | 0 | 76.8
|  |  | 16Amp Double Pole Rotary Isolator, IP65 | [6 empty] | n
2 | No |  | Supply only Surface Isolator 16A 2-Pole | PZ-209162 | ESS SQ060933 | SWLV_177 | 510 | KM | P3-63/I/N |  |  |  |  | 2 | 2000-12-20 | 19.2 | 38.4 |  | 0
[17 empty] | 0 |  | 0
d> | 0 |  |  |  |  | ICOST |  |  |  | mu_A | ITEM | [5 empty] | 38.4 |  | 0
SB
| -0.02765 |  | PAGE: |  | 6066.94 | [5 empty] | PAGE | [5 empty] | 2706.91 |  | 78.591
| Discy: |  |  |  | PAGE SELL | [11 empty] | PAGE MAT |  | PAGE LAB
TB
|  | t | Item: 47
Install and connect only the following switchgear and other accessories.
|  |  |  | Sell Rate | Sell Total |  |  |  |  | IB | [17 empty] | U_M_Sell | T_M_Sell | U_L_Sell | T_L_Sell | Total_Sell | T_M_Cost | T_L_Phr | Mat/Lab=1
1 | No. |  | Item: a. | 309.48 | 309.48 | ISELL |  |  |  | mu_A | ITEM | [7 empty] | mu :1.22 | [8 empty] | 12.34 | 12.34 | 297.14 | 297.14 | 309.48 | 10.12 | 8.45 | 18.57
|  |  | Distribution Board DB-L3 | [6 empty] | n
1 | No |  | Install and connect only Modular Distribution Board 'DB-L3' 12 Way 40Amp TP&N |  |  | SWLV_001 | 510 | (__) | [5 empty] | 2 |  | 0 | 0 | 8 | 8.4
1 | No |  | Label Large |  |  | CONS_020 | 875 | (__) | [5 empty] | 3 | 1995-05-01 | 5.238 | 5.238 | 0.045 | 0.04725
1 | No |  | Distribution Board Schedule |  |  | DOCS_011 | 880 | (__) | [5 empty] | 3 | 1997-01-13 | 4.194 | 4.194 |  | 0
4 | No |  | Sleeve Anchor 8mm Hilti HLC 8x40/12-H |  |  | CONS_037 | 875 | HIL | HLC 8x40/12-H |  |  |  |  | 1 | 1999-01-15 | 0.171 | 0.684 |  | 0
[17 empty] | 0 |  | 0
d> | 0 |  |  |  |  | ICOST |  |  |  | mu_A | ITEM | [5 empty] | 10.116 |  | 8.4473
|  |  |  | Sell Rate | Sell Total |  |  |  |  | IB | [17 empty] | U_M_Sell | T_M_Sell | U_L_Sell | T_L_Sell | Total_Sell | T_M_Cost | T_L_Phr | Mat/Lab=1
1 | No. |  | Item: b. | 161.1 | 161.1 | ISELL |  |  |  | mu_A | ITEM | [7 empty] | mu :1.22 | [8 empty] | 11.7 | 11.7 | 149.4 | 149.4 | 161.1 | 9.59 | 4.25 | 13.84
|  |  | Consumer Unit CU-G07 | [6 empty] | n
1 | No |  | Install and connect only Modular Consumer Unit CU-G07 |  |  | SWLV_001 | 510 | (__) | [5 empty] | 2 |  | 0 | 0 | 4 | 4.2
1 | No |  | Label Large |  |  | CONS_020 | 875 | (__) | [5 empty] | 3 | 1995-05-01 | 5.238 | 5.238 | 0.045 | 0.04725
1 | No |  | Consumer Unit Schedule |  |  | DOCS_010 | 880 | (__) | [5 empty] | 3 | 1997-01-13 | 4.194 | 4.194 |  | 0
4 | No |  | Screw Wood S6 |  |  | CONS_035 | 875 | (__) |  | 02-008 |  |  |  | 1 | 1994-12-01 | 0.02 | 0.08 |  | 0
4 | No |  | Rawl Plug S6 |  |  | CONS_030 | 875 | (__) |  | 02-009 |  |  |  | 1 | 1994-12-01 | 0.02 | 0.08 |  | 0
[17 empty] | 0 |  | 0
d> | 0 |  |  |  |  | ICOST |  |  |  | mu_A | ITEM | [5 empty] | 9.592 |  | 4.2473
|  |  |  | Sell Rate | Sell Total |  |  |  |  | IB | [17 empty] | U_M_Sell | T_M_Sell | U_L_Sell | T_L_Sell | Total_Sell | T_M_Cost | T_L_Phr | Mat/Lab=1
1 | No. |  | Item: c. | 161.1 | 161.1 | ISELL |  |  |  | mu_A | ITEM | [7 empty] | mu :1.22 | [8 empty] | 11.7 | 11.7 | 149.4 | 149.4 | 161.1 | 9.59 | 4.25 | 13.84
|  |  | Consumer Unit CU-G08 | [6 empty] | n
1 | No |  | Install and connect only Modular Consumer Unit CU-G08 |  |  | SWLV_001 | 510 | (__) | [5 empty] | 2 |  | 0 | 0 | 4 | 4.2
1 | No |  | Label Large |  |  | CONS_020 | 875 | (__) | [5 empty] | 3 | 1995-05-01 | 5.238 | 5.238 | 0.045 | 0.04725
1 | No |  | Consumer Unit Schedule |  |  | DOCS_010 | 880 | (__) | [5 empty] | 3 | 1997-01-13 | 4.194 | 4.194 |  | 0
4 | No |  | Screw Wood S6 |  |  | CONS_035 | 875 | (__) |  | 02-008 |  |  |  | 1 | 1994-12-01 | 0.02 | 0.08 |  | 0
4 | No |  | Rawl Plug S6 |  |  | CONS_030 | 875 | (__) |  | 02-009 |  |  |  | 1 | 1994-12-01 | 0.02 | 0.08 |  | 0
[17 empty] | 0 |  | 0
d> | 0 |  |  |  |  | ICOST |  |  |  | mu_A | ITEM | [5 empty] | 9.592 |  | 4.2473
|  |  |  | Sell Rate | Sell Total |  |  |  |  | IB | [17 empty] | U_M_Sell | T_M_Sell | U_L_Sell | T_L_Sell | Total_Sell | T_M_Cost | T_L_Phr | Mat/Lab=1
1 | No. |  | Item: d. | 161.1 | 161.1 | ISELL |  |  |  | mu_A | ITEM | [7 empty] | mu :1.22 | [8 empty] | 11.7 | 11.7 | 149.4 | 149.4 | 161.1 | 9.59 | 4.25 | 13.84
|  |  | Consumer Unit CU-G09 | [6 empty] | n
1 | No |  | Install and connect only Modular Consumer Unit CU-G09 |  |  | SWLV_001 | 510 | (__) | [5 empty] | 2 |  | 0 | 0 | 4 | 4.2
1 | No |  | Label Large |  |  | CONS_020 | 875 | (__) | [5 empty] | 3 | 1995-05-01 | 5.238 | 5.238 | 0.045 | 0.04725
1 | No |  | Consumer Unit Schedule |  |  | DOCS_010 | 880 | (__) | [5 empty] | 3 | 1997-01-13 | 4.194 | 4.194 |  | 0
4 | No |  | Screw Wood S6 |  |  | CONS_035 | 875 | (__) |  | 02-008 |  |  |  | 1 | 1994-12-01 | 0.02 | 0.08 |  | 0
4 | No |  | Rawl Plug S6 |  |  | CONS_030 | 875 | (__) |  | 02-009 |  |  |  | 1 | 1994-12-01 | 0.02 | 0.08 |  | 0
[17 empty] | 0 |  | 0
d> | 0 |  |  |  |  | ICOST |  |  |  | mu_A | ITEM | [5 empty] | 9.592 |  | 4.2473
|  |  |  | Sell Rate | Sell Total |  |  |  |  | IB | [17 empty] | U_M_Sell | T_M_Sell | U_L_Sell | T_L_Sell | Total_Sell | T_M_Cost | T_L_Phr | Mat/Lab=1
2 | No. |  | Item: e. | 13.69 | 27.38 | ISELL |  |  |  | mu_A | ITEM | [7 empty] | mu :1.22 | [8 empty] | 4.45 | 8.9 | 9.24 | 18.48 | 27.38 | 7.3 | 0.53 | 15.66
|  |  | 16Amp Double Pole Rotary Isolator, IP65 | [6 empty] | n
2 | No |  | Install and connect only Surface Isolator 16A 2-Pole | PZ-209162 | ESS SQ060933 | SWLV_177 | 510 | KM | P3-63/I/N |  |  |  |  | 2 | 2000-12-20 | 0 | 0 | 0.25 | 0.525
8 | No |  | Screw Wood S6 |  |  | CONS_035 | 875 | (__) | [5 empty] | 1 | 1994-12-01 | 0.02 | 0.16 |  | 0
8 | No |  | Rawl Plug S6 |  |  | CONS_030 | 875 | (__) | [5 empty] | 1 | 1994-12-01 | 0.02 | 0.16 |  | 0
2 | No |  | Label Small |  |  | CONS_021 | 875 | (__) | [5 empty] | 3 | 1995-05-01 | 3.49 | 6.98 |  | 0
[17 empty] | 0 |  | 0
d> | 0 |  |  |  |  | ICOST |  |  |  | mu_A | ITEM | [5 empty] | 7.3 |  | 0.525
TB
t
POWER CABLING
TB
|  | t | Item: 48
Supply and install the following power cables. Cost is to, include all cable terminations and fixing accessories as, necessary.
|  |  |  | Sell Rate | Sell Total |  |  |  |  | IB | [17 empty] | U_M_Sell | T_M_Sell | U_L_Sell | T_L_Sell | Total_Sell | T_M_Cost | T_L_Phr | Mat/Lab=1
10 | m/r |  | Item: a. | 6.75 | 67.5 | ISELL |  |  |  | mu_A | ITEM | [7 empty] | mu :1.22 | [8 empty] | 2.53 | 25.3 | 4.22 | 42.2 | 67.5 | 20.7 | 1.2 | 219
|  |  | From DB-L3 to CU-G07, 3 core x 4mm2 FG16(O)M16 | [6 empty] | n
|  | h | [EL25_0662B_Brittania_Hotel_Elec_Revised_Estim_B.xlsx]Elec_Rates!$D$95 |  |  | RATE_AAA
10 | 1 | 10 | 009# 3 core x 4.0 mm2 FG16(O)M16 Cable |  |  | RTLO_002 | [9 empty] | 2.07 | 20.7 | 0.12 | 1.2
[17 empty] | 0 |  | 0
d> | 0 |  |  |  |  | ICOST |  |  |  | mu_A | ITEM | [5 empty] | 20.7 |  | 1.2
|  |  |  | Sell Rate | Sell Total |  |  |  |  | IB | [17 empty] | U_M_Sell | T_M_Sell | U_L_Sell | T_L_Sell | Total_Sell | T_M_Cost | T_L_Phr | Mat/Lab=1
14 | m/r |  | Item: b. | 6.75 | 94.5 | ISELL |  |  |  | mu_A | ITEM | [7 empty] | mu :1.22 | [8 empty] | 2.53 | 35.42 | 4.22 | 59.08 | 94.5 | 28.98 | 1.68 | 429.24
|  |  | From DB-L3 to CU-G08, 3 core x 4mm2 FG16(O)M16 | [6 empty] | n
|  | h | [EL25_0662B_Brittania_Hotel_Elec_Revised_Estim_B.xlsx]Elec_Rates!$D$95 |  |  | RATE_AAA
14 | 1 | 14 | 009# 3 core x 4.0 mm2 FG16(O)M16 Cable |  |  | RTLO_002 | [9 empty] | 2.07 | 28.98 | 0.12 | 1.68
[17 empty] | 0 |  | 0
d> | 0 |  |  |  |  | ICOST |  |  |  | mu_A | ITEM | [5 empty] | 28.98 |  | 1.68
|  |  |  | Sell Rate | Sell Total |  |  |  |  | IB | [17 empty] | U_M_Sell | T_M_Sell | U_L_Sell | T_L_Sell | Total_Sell | T_M_Cost | T_L_Phr | Mat/Lab=1
17 | m/r |  | Item: c. | 6.75 | 114.75 | ISELL |  |  |  | mu_A | ITEM | [7 empty] | mu :1.22 | [8 empty] | 2.53 | 43.01 | 4.22 | 71.74 | 114.75 | 35.19 | 2.04 | 632.91
|  |  | From DB-L3 to CU-G09, 3 core x 4mm2 FG16(O)M16 | [6 empty] | n
|  | h | [EL25_0662B_Brittania_Hotel_Elec_Revised_Estim_B.xlsx]Elec_Rates!$D$95 |  |  | RATE_AAA
17 | 1 | 17 | 009# 3 core x 4.0 mm2 FG16(O)M16 Cable |  |  | RTLO_002 | [9 empty] | 2.07 | 35.19 | 0.12 | 2.04
[17 empty] | 0 |  | 0
d> | 0 |  |  |  |  | ICOST |  |  |  | mu_A | ITEM | [5 empty] | 35.19 |  | 2.04
SB
| 0.12985 |  | PAGE: |  | 1096.91 | [5 empty] | PAGE | [5 empty] | 131.062 |  | 26.634
| Discy: |  |  |  | PAGE SELL | [11 empty] | PAGE MAT |  | PAGE LAB
TB
t
FOURTH FLOOR
TB
t
LIGHTING INSTALLATION
TB
|  | t | Item: 49
Supply and install the following lighting points as specified. (Moulded Plastic Installation)
|  |  |  | Sell Rate | Sell Total |  |  |  |  | IB | [17 empty] | U_M_Sell | T_M_Sell | U_L_Sell | T_L_Sell | Total_Sell | T_M_Cost | T_L_Phr | Mat/Lab=1
2 | No. |  | Item: a. | 57.85 | 115.7 | ISELL |  |  |  | mu_A | ITEM | [7 empty] | mu :1.22 | [8 empty] | 11.77 | 23.54 | 46.08 | 92.16 | 115.7 | 19.3 | 2.62 | 43.84
|  |  | One light point controlled by one switch | [6 empty] | n
|  | h | [EL25_0662B_Brittania_Hotel_Elec_Revised_Estim_B.xlsx]Elec_Rates!$D$200 |  |  | RATE_AAA
2 | 1 | 2 | 019# Lighting point in LSZH Conduit |  | 1Pt x 1 Sw | RTLO_002 | [9 empty] | 9.65 | 19.3 | 1.31 | 2.62
[17 empty] | 0 |  | 0
d> | 0 |  |  |  |  | ICOST |  |  |  | mu_A | ITEM | [5 empty] | 19.3 |  | 2.62
|  |  |  | Sell Rate | Sell Total |  |  |  |  | IB | [17 empty] | U_M_Sell | T_M_Sell | U_L_Sell | T_L_Sell | Total_Sell | T_M_Cost | T_L_Phr | Mat/Lab=1
3 | No. |  | Item: b. | 86.78 | 260.34 | ISELL |  |  |  | mu_A | ITEM | [7 empty] | mu :1.22 | [8 empty] | 17.66 | 52.98 | 69.12 | 207.36 | 260.34 | 43.43 | 5.9 | 147.99
|  |  | Two light points controlled by one switch | [6 empty] | n
|  | h | [EL25_0662B_Brittania_Hotel_Elec_Revised_Estim_B.xlsx]Elec_Rates!$D$200 |  |  | RATE_AAA
3 | 1.5 | 4.5 | 019# Lighting point in LSZH Conduit |  | 2Pt x 1 Sw | RTLO_002 | [9 empty] | 14.475 | 43.425 | 1.965 | 5.895
[17 empty] | 0 |  | 0
d> | 0 |  |  |  |  | ICOST |  |  |  | mu_A | ITEM | [5 empty] | 43.425 |  | 5.895
|  |  |  | Sell Rate | Sell Total |  |  |  |  | IB | [17 empty] | U_M_Sell | T_M_Sell | U_L_Sell | T_L_Sell | Total_Sell | T_M_Cost | T_L_Phr | Mat/Lab=1
1 | No. |  | Item: c. | 202.49 | 202.49 | ISELL |  |  |  | mu_A | ITEM | [7 empty] | mu :1.22 | [8 empty] | 41.21 | 41.21 | 161.28 | 161.28 | 202.49 | 33.78 | 4.59 | 38.37
|  |  | Six light points controlled by one switch | [6 empty] | n
|  | h | [EL25_0662B_Brittania_Hotel_Elec_Revised_Estim_B.xlsx]Elec_Rates!$D$200 |  |  | RATE_AAA
1 | 3.5 | 3.5 | 019# Lighting point in LSZH Conduit |  | 6Pt x 1 Sw | RTLO_002 | [9 empty] | 33.775 | 33.775 | 4.585 | 4.585
[17 empty] | 0 |  | 0
d> | 0 |  |  |  |  | ICOST |  |  |  | mu_A | ITEM | [5 empty] | 33.775 |  | 4.585
|  |  |  | Sell Rate | Sell Total |  |  |  |  | IB | [17 empty] | U_M_Sell | T_M_Sell | U_L_Sell | T_L_Sell | Total_Sell | T_M_Cost | T_L_Phr | Mat/Lab=1
1 | No. |  | Item: d. | 144.63 | 144.63 | ISELL |  |  |  | mu_A | ITEM | [7 empty] | mu :1.22 | [8 empty] | 29.43 | 29.43 | 115.2 | 115.2 | 144.63 | 24.13 | 3.28 | 27.41
|  |  | Two light points controlled by three switches | [6 empty] | n
|  | h | [EL25_0662B_Brittania_Hotel_Elec_Revised_Estim_B.xlsx]Elec_Rates!$D$200 |  |  | RATE_AAA
1 | 2.5 | 2.5 | 019# Lighting point in LSZH Conduit |  | 2Pt x 3Sw | RTLO_002 | [9 empty] | 24.125 | 24.125 | 3.275 | 3.275
[17 empty] | 0 |  | 0
d> | 0 |  |  |  |  | ICOST |  |  |  | mu_A | ITEM | [5 empty] | 24.125 |  | 3.275
|  |  |  | Sell Rate | Sell Total |  |  |  |  | IB | [17 empty] | U_M_Sell | T_M_Sell | U_L_Sell | T_L_Sell | Total_Sell | T_M_Cost | T_L_Phr | Mat/Lab=1
1 | No. |  | Item: e. | 202.49 | 202.49 | ISELL |  |  |  | mu_A | ITEM | [7 empty] | mu :1.22 | [8 empty] | 41.21 | 41.21 | 161.28 | 161.28 | 202.49 | 33.78 | 4.59 | 38.37
|  |  | Four light points controlled by three switches | [6 empty] | n
|  | h | [EL25_0662B_Brittania_Hotel_Elec_Revised_Estim_B.xlsx]Elec_Rates!$D$200 |  |  | RATE_AAA
1 | 3.5 | 3.5 | 019# Lighting point in LSZH Conduit |  | 4Pt x 3Sw | RTLO_002 | [9 empty] | 33.775 | 33.775 | 4.585 | 4.585
[17 empty] | 0 |  | 0
d> | 0 |  |  |  |  | ICOST |  |  |  | mu_A | ITEM | [5 empty] | 33.775 |  | 4.585
|  |  |  | Sell Rate | Sell Total |  |  |  |  | IB | [17 empty] | U_M_Sell | T_M_Sell | U_L_Sell | T_L_Sell | Total_Sell | T_M_Cost | T_L_Phr | Mat/Lab=1
2 | No. |  | Item: f. | 260.34 | 520.68 | ISELL |  |  |  | mu_A | ITEM | [7 empty] | mu :1.22 | [8 empty] | 52.98 | 105.96 | 207.36 | 414.72 | 520.68 | 86.85 | 11.79 | 197.28
|  |  | Six light points controlled by three switches | [6 empty] | n
|  | h | [EL25_0662B_Brittania_Hotel_Elec_Revised_Estim_B.xlsx]Elec_Rates!$D$200 |  |  | RATE_AAA
2 | 4.5 | 9 | 019# Lighting point in LSZH Conduit |  | 6Pt x 3Sw | RTLO_002 | [9 empty] | 43.425 | 86.85 | 5.895 | 11.79
[17 empty] | 0 |  | 0
d> | 0 |  |  |  |  | ICOST |  |  |  | mu_A | ITEM | [5 empty] | 86.85 |  | 11.79
|  |  |  | Sell Rate | Sell Total |  |  |  |  | IB | [17 empty] | U_M_Sell | T_M_Sell | U_L_Sell | T_L_Sell | Total_Sell | T_M_Cost | T_L_Phr | Mat/Lab=1
1 | No. |  | Item: g. | 144.63 | 144.63 | ISELL |  |  |  | mu_A | ITEM | [7 empty] | mu :1.22 | [8 empty] | 29.43 | 29.43 | 115.2 | 115.2 | 144.63 | 24.13 | 3.28 | 27.41
Three light points and one extractor fan controlled by one switch (one light point with battery back up)
|  | h | [EL25_0662B_Brittania_Hotel_Elec_Revised_Estim_B.xlsx]Elec_Rates!$D$200 |  |  | RATE_AAA
1 | 2.5 | 2.5 | 019# Lighting point in LSZH Conduit |  | 4Pt x 1Sw | RTLO_002 | [9 empty] | 24.125 | 24.125 | 3.275 | 3.275
[17 empty] | 0 |  | 0
d> | 0 |  |  |  |  | ICOST |  |  |  | mu_A | ITEM | [5 empty] | 24.125 |  | 3.275
|  |  |  | Sell Rate | Sell Total |  |  |  |  | IB | [17 empty] | U_M_Sell | T_M_Sell | U_L_Sell | T_L_Sell | Total_Sell | T_M_Cost | T_L_Phr | Mat/Lab=1
1 | No. |  | Item: h. | 173.56 | 173.56 | ISELL |  |  |  | mu_A | ITEM | [7 empty] | mu :1.22 | [8 empty] | 35.32 | 35.32 | 138.24 | 138.24 | 173.56 | 28.95 | 3.93 | 32.88
Four light points and one extractor fan controlled by one switch (one light point with battery back up)
|  | h | [EL25_0662B_Brittania_Hotel_Elec_Revised_Estim_B.xlsx]Elec_Rates!$D$200 |  |  | RATE_AAA
1 | 3 | 3 | 019# Lighting point in LSZH Conduit |  | 5Pt x 1Sw | RTLO_002 | [9 empty] | 28.95 | 28.95 | 3.93 | 3.93
[17 empty] | 0 |  | 0
d> | 0 |  |  |  |  | ICOST |  |  |  | mu_A | ITEM | [5 empty] | 28.95 |  | 3.93
|  |  |  | Sell Rate | Sell Total |  |  |  |  | IB | [17 empty] | U_M_Sell | T_M_Sell | U_L_Sell | T_L_Sell | Total_Sell | T_M_Cost | T_L_Phr | Mat/Lab=1
1 | No. |  | Item: i. | 202.49 | 202.49 | ISELL |  |  |  | mu_A | ITEM | [7 empty] | mu :1.22 | [8 empty] | 41.21 | 41.21 | 161.28 | 161.28 | 202.49 | 33.78 | 4.59 | 38.37
Five light points and one extractor fan controlled by one switch (one light point with battery back up)
|  | h | [EL25_0662B_Brittania_Hotel_Elec_Revised_Estim_B.xlsx]Elec_Rates!$D$200 |  |  | RATE_AAA
1 | 3.5 | 3.5 | 019# Lighting point in LSZH Conduit |  | 6Pt x 1Sw | RTLO_002 | [9 empty] | 33.775 | 33.775 | 4.585 | 4.585
[17 empty] | 0 |  | 0
d> | 0 |  |  |  |  | ICOST |  |  |  | mu_A | ITEM | [5 empty] | 33.775 |  | 4.585
|  |  |  | Sell Rate | Sell Total |  |  |  |  | IB | [17 empty] | U_M_Sell | T_M_Sell | U_L_Sell | T_L_Sell | Total_Sell | T_M_Cost | T_L_Phr | Mat/Lab=1
3 | No. |  | Item: j. | 288.59 | 865.77 | ISELL |  |  |  | mu_A | ITEM | [7 empty] | mu :1.22 | [8 empty] | 136.8 | 410.4 | 151.79 | 455.37 | 865.77 | 336.41 | 12.95 | 1048.08
Two light points controlled by three switches, 3 occupancy sensors and relay (one light point with battery back up)
|  | h | [EL25_0662B_Brittania_Hotel_Elec_Revised_Estim_B.xlsx]Elec_Rates!$D$200 |  |  | RATE_AAA
3 | 2.5 | 7.5 | 019# Lighting point in LSZH Conduit |  |  | RTLO_002 | [9 empty] | 24.125 | 72.375 | 3.275 | 9.825
|  | h | [EL25_0662B_Brittania_Hotel_Elec_Revised_Estim_B.xlsx]Elec_Rates!$D$210 |  |  | RATE_AAA
3 | 3 | 9 | 020# Movement Detector |  |  | RTLO_002 | [9 empty] | 53.01 | 159.03 | 0.78 | 2.34
|  | h | [EL25_0662B_Brittania_Hotel_Elec_Revised_Estim_B.xlsx]Elec_Rates!$D$524 |  |  | RATE_AAA
3 | 1 | 3 | 062# 230V 2P 16A Contactor |  |  | RTLO_002 | [9 empty] | 35 | 105 | 0.26 | 0.78
[17 empty] | 0 |  | 0
d> | 0 |  |  |  |  | ICOST |  |  |  | mu_A | ITEM | [5 empty] | 336.405 |  | 12.945
|  |  |  | Sell Rate | Sell Total |  |  |  |  | IB | [17 empty] | U_M_Sell | T_M_Sell | U_L_Sell | T_L_Sell | Total_Sell | T_M_Cost | T_L_Phr | Mat/Lab=1
11 | No. |  | Item: k. | 74.08 | 814.88 | ISELL |  |  |  | mu_A | ITEM | [7 empty] | mu :1.22 | [8 empty] | 21.72 | 238.92 | 52.36 | 575.96 | 814.88 | 195.8 | 16.37 | 2333.87
|  |  | 5Amp Socket Outlet for Lighting | [6 empty] | n
|  | h | [EL25_0662B_Brittania_Hotel_Elec_Revised_Estim_B.xlsx]Elec_Rates!$D$200 |  |  | RATE_AAA
11 | 1 | 11 | 019# Lighting point in LSZH Conduit |  | 1Pt x 1Sw | RTLO_002 | [9 empty] | 9.65 | 106.15 | 1.31 | 14.41
11 | No |  | 5Amp Socket Outlet |  |  | WACC_054 | 705 | BG | 912 |  |  |  |  | 3 | 1994-12-01 | 8.15 | 89.65 | 0.17 | 1.9635
[17 empty] | 0 |  | 0
d> | 0 |  |  |  |  | ICOST |  |  |  | mu_A | ITEM | [5 empty] | 195.8 |  | 16.3735
|  |  |  | Sell Rate | Sell Total |  |  |  |  | IB | [17 empty] | U_M_Sell | T_M_Sell | U_L_Sell | T_L_Sell | Total_Sell | T_M_Cost | T_L_Phr | Mat/Lab=1
6 | No. |  | Item: l. | 57.85 | 347.1 | ISELL |  |  |  | mu_A | ITEM | [7 empty] | mu :1.22 | [8 empty] | 11.77 | 70.62 | 46.08 | 276.48 | 347.1 | 57.9 | 7.86 | 394.56
|  |  | One light point for reading lights | [6 empty] | n
|  | h | [EL25_0662B_Brittania_Hotel_Elec_Revised_Estim_B.xlsx]Elec_Rates!$D$200 |  |  | RATE_AAA
6 | 1 | 6 | 019# Lighting point in LSZH Conduit |  | 1Pt x 1Sw | RTLO_002 | [9 empty] | 9.65 | 57.9 | 1.31 | 7.86
[17 empty] | 0 |  | 0
d> | 0 |  |  |  |  | ICOST |  |  |  | mu_A | ITEM | [5 empty] | 57.9 |  | 7.86
|  |  |  | Sell Rate | Sell Total |  |  |  |  | IB | [17 empty] | U_M_Sell | T_M_Sell | U_L_Sell | T_L_Sell | Total_Sell | T_M_Cost | T_L_Phr | Mat/Lab=1
4 | No. |  | Item: m. | 57.85 | 231.4 | ISELL |  |  |  | mu_A | ITEM | [7 empty] | mu :1.22 | [8 empty] | 11.77 | 47.08 | 46.08 | 184.32 | 231.4 | 38.6 | 5.24 | 175.36
|  |  | One light point for wardrobe lights | [6 empty] | n
|  | h | [EL25_0662B_Brittania_Hotel_Elec_Revised_Estim_B.xlsx]Elec_Rates!$D$200 |  |  | RATE_AAA
4 | 1 | 4 | 019# Lighting point in LSZH Conduit |  | 1Pt x 1Sw | RTLO_002 | [9 empty] | 9.65 | 38.6 | 1.31 | 5.24
[17 empty] | 0 |  | 0
d> | 0 |  |  |  |  | ICOST |  |  |  | mu_A | ITEM | [5 empty] | 38.6 |  | 5.24
|  |  |  | Sell Rate | Sell Total |  |  |  |  | IB | [17 empty] | U_M_Sell | T_M_Sell | U_L_Sell | T_L_Sell | Total_Sell | T_M_Cost | T_L_Phr | Mat/Lab=1
3 | No. |  | Item: n. | 57.85 | 173.55 | ISELL |  |  |  | mu_A | ITEM | [7 empty] | mu :1.22 | [8 empty] | 11.77 | 35.31 | 46.08 | 138.24 | 173.55 | 28.95 | 3.93 | 98.64
|  |  | Ceiling Fan point and controller | [6 empty] | n
|  | h | [EL25_0662B_Brittania_Hotel_Elec_Revised_Estim_B.xlsx]Elec_Rates!$D$200 |  |  | RATE_AAA
3 | 1 | 3 | 019# Lighting point in LSZH Conduit |  | 1Pt x 1Sw | RTLO_002 | [9 empty] | 9.65 | 28.95 | 1.31 | 3.93
[17 empty] | 0 |  | 0
d> | 0 |  |  |  |  | ICOST |  |  |  | mu_A | ITEM | [5 empty] | 28.95 |  | 3.93
|  |  |  | Sell Rate | Sell Total |  |  |  |  | IB | [17 empty] | U_M_Sell | T_M_Sell | U_L_Sell | T_L_Sell | Total_Sell | T_M_Cost | T_L_Phr | Mat/Lab=1
3 | No. |  | Item: o. | 57.85 | 173.55 | ISELL |  |  |  | mu_A | ITEM | [7 empty] | mu :1.22 | [8 empty] | 11.77 | 35.31 | 46.08 | 138.24 | 173.55 | 28.95 | 3.93 | 98.64
|  |  | One light point for magnifying mirror | [6 empty] | n
|  | h | [EL25_0662B_Brittania_Hotel_Elec_Revised_Estim_B.xlsx]Elec_Rates!$D$200 |  |  | RATE_AAA
3 | 1 | 3 | 019# Lighting point in LSZH Conduit |  | 1Pt x 1Sw | RTLO_002 | [9 empty] | 9.65 | 28.95 | 1.31 | 3.93
[17 empty] | 0 |  | 0
d> | 0 |  |  |  |  | ICOST |  |  |  | mu_A | ITEM | [5 empty] | 28.95 |  | 3.93
|  |  |  | Sell Rate | Sell Total |  |  |  |  | IB | [17 empty] | U_M_Sell | T_M_Sell | U_L_Sell | T_L_Sell | Total_Sell | T_M_Cost | T_L_Phr | Mat/Lab=1
2 | No. |  | Item: p. | 88.56 | 177.12 | ISELL |  |  |  | mu_A | ITEM | [7 empty] | mu :1.22 | [8 empty] | 33.33 | 66.66 | 55.23 | 110.46 | 177.12 | 54.64 | 3.14 | 115.56
|  |  | One light point controlled by one movement detector | [6 empty] | n
|  | h | [EL25_0662B_Brittania_Hotel_Elec_Revised_Estim_B.xlsx]Elec_Rates!$D$200 |  |  | RATE_AAA
2 | 1 | 2 | 019# Lighting point in LSZH Conduit |  | 1Pt x 1Sw | RTLO_002 | [9 empty] | 9.65 | 19.3 | 1.31 | 2.62
|  | h | [EL25_0662B_Brittania_Hotel_Elec_Revised_Estim_B.xlsx]Elec_Rates!$D$210 |  |  | RATE_AAA
2 | 1 | 2 | 020# Movement Detector |  |  | RTLO_002 | [9 empty] | 17.67 | 35.34 | 0.26 | 0.52
[17 empty] | 0 |  | 0
d> | 0 |  |  |  |  | ICOST |  |  |  | mu_A | ITEM | [5 empty] | 54.64 |  | 3.14
|  |  |  | Sell Rate | Sell Total |  |  |  |  | IB | [17 empty] | U_M_Sell | T_M_Sell | U_L_Sell | T_L_Sell | Total_Sell | T_M_Cost | T_L_Phr | Mat/Lab=1
4 | No. |  | Item: q. | 57.85 | 231.4 | ISELL |  |  |  | mu_A | ITEM | [7 empty] | mu :1.22 | [8 empty] | 11.77 | 47.08 | 46.08 | 184.32 | 231.4 | 38.6 | 5.24 | 175.36
|  |  | Maintained emergency light points | [6 empty] | n
|  | h | [EL25_0662B_Brittania_Hotel_Elec_Revised_Estim_B.xlsx]Elec_Rates!$D$200 |  |  | RATE_AAA
4 | 1 | 4 | 019# Lighting point in LSZH Conduit |  | Emer | RTLO_002 | [9 empty] | 9.65 | 38.6 | 1.31 | 5.24
[17 empty] | 0 |  | 0
d> | 0 |  |  |  |  | ICOST |  |  |  | mu_A | ITEM | [5 empty] | 38.6 |  | 5.24
TB
|  | t | Item: 50
Supply and install the following DALI lighting points (Moulded Plastic Installation)
|  |  |  | Sell Rate | Sell Total |  |  |  |  | IB | [17 empty] | U_M_Sell | T_M_Sell | U_L_Sell | T_L_Sell | Total_Sell | T_M_Cost | T_L_Phr | Mat/Lab=1
4 | No. |  | Item: a. | 67.06 | 268.24 | ISELL |  |  |  | mu_A | ITEM | [7 empty] | mu :1.22 | [8 empty] | 14.3 | 57.2 | 52.76 | 211.04 | 268.24 | 46.88 | 6 | 211.52
|  |  | Internal light points | [6 empty] | n
|  | h | [EL25_0662B_Brittania_Hotel_Elec_Revised_Estim_B.xlsx]Elec_Rates!$D$200 |  |  | RATE_AAA
4 | 1 | 4 | 019# Lighting point in LSZH Conduit |  |  | RTLO_002 | [9 empty] | 9.65 | 38.6 | 1.31 | 5.24
|  | h | [EL25_0662B_Brittania_Hotel_Elec_Revised_Estim_B.xlsx]Elec_Rates!$D$517 |  |  | RATE_AAA
4 | 1 | 4 | 061# DALI Wiring cables |  |  | RTLO_002 | [9 empty] | 2.07 | 8.28 | 0.19 | 0.76
[17 empty] | 0 |  | 0
d> | 0 |  |  |  |  | ICOST |  |  |  | mu_A | ITEM | [5 empty] | 46.88 |  | 6
|  |  |  | Sell Rate | Sell Total |  |  |  |  | IB | [17 empty] | U_M_Sell | T_M_Sell | U_L_Sell | T_L_Sell | Total_Sell | T_M_Cost | T_L_Phr | Mat/Lab=1
8 | No. |  | Item: b. | 124.92 | 999.36 | ISELL |  |  |  | mu_A | ITEM | [7 empty] | mu :1.22 | [8 empty] | 26.07 | 208.56 | 98.85 | 790.8 | 999.36 | 170.96 | 22.48 | 1547.52
|  |  | External light points | [6 empty] | n
|  | h | [EL25_0662B_Brittania_Hotel_Elec_Revised_Estim_B.xlsx]Elec_Rates!$D$200 |  |  | RATE_AAA
8 | 2 | 16 | 019# Lighting point in LSZH Conduit |  |  | RTLO_002 | [9 empty] | 19.3 | 154.4 | 2.62 | 20.96
|  | h | [EL25_0662B_Brittania_Hotel_Elec_Revised_Estim_B.xlsx]Elec_Rates!$D$517 |  |  | RATE_AAA
8 | 1 | 8 | 061# DALI Wiring cables |  |  | RTLO_002 | [9 empty] | 2.07 | 16.56 | 0.19 | 1.52
[17 empty] | 0 |  | 0
d> | 0 |  |  |  |  | ICOST |  |  |  | mu_A | ITEM | [5 empty] | 170.96 |  | 22.48
SB
| -0.034852 |  | PAGE: |  | 6249.38 | [5 empty] | PAGE | [5 empty] | 1325.785 |  | 131.6785
| Discy: |  |  |  | PAGE SELL | [11 empty] | PAGE MAT |  | PAGE LAB
TB
|  | t | Item: 51
Supply and install the following DALI switches / controllers.
|  |  |  | Sell Rate | Sell Total |  |  |  |  | IB | [17 empty] | U_M_Sell | T_M_Sell | U_L_Sell | T_L_Sell | Total_Sell | T_M_Cost | T_L_Phr | Mat/Lab=1
3 | No. |  | Item: a. | 55.19 | 165.57 | ISELL |  |  |  |  | ITEM | [7 empty] | mu :1.22 | [8 empty] | 42.23 | 126.69 | 12.96 | 38.88 | 165.57 | 103.83 | 1.11 | 314.82
|  |  | 1-Button Keypad for external lighting | [6 empty] | n
|  |  |  | 0.01 | Discrepancy
|  |  | Electrical | 64.98 | 64.98 |  |  |  |  | mu_A | SUBI
| >>> mu_A material here >>> | [15 empty] | 0 |  | 0
|  | h | [EL25_0662B_Brittania_Hotel_Elec_Revised_Estim_B.xlsx]Elec_Rates!$D$517 |  |  | RATE_AAA
3 | 1 | 3 | 061# DALI Wiring cables |  |  | RTLO_002 | [9 empty] | 2.07 | 6.21 | 0.19 | 0.57
3 | No |  | WHITE Switch 1G Push |  | ESS Q0395603 | WACC_054 | 705 | BG | 912 |  |  |  |  | 3 | 1994-12-01 | 5.06 | 15.18 | 0.17 | 0.5355
[17 empty] | 0 |  | 0
d> | 0 | [8 empty] | mu_A | SUBI | [5 empty] | 21.39 |  | 1.1055 | [8 empty] | 26.1
|  |  | Controls Section (DALI) | 100.58 | 100.59 |  |  |  |  | mu_B | SUBI
| >>> mu_B material here >>> | [15 empty] | 0 |  | 0
3 | No |  | DALI Push Button Interface |  |  | BMSE_004 | 512 | Anytronics | AMD 1 gang |  |  |  |  | 3 | 2005-03-10 | 27.48 | 82.44 |  | 0
[17 empty] | 0 |  | 0
d> | 0 | [8 empty] | mu_B | SUBI | [5 empty] | 82.44 |  | 0 | [8 empty] | 100.58
[6 empty] | ICOST |  |  |  |  | ITEM | [5 empty] | 103.83 |  | 1.1055
|  |  |  | Sell Rate | Sell Total |  |  |  |  | IB | [17 empty] | U_M_Sell | T_M_Sell | U_L_Sell | T_L_Sell | Total_Sell | T_M_Cost | T_L_Phr | Mat/Lab=1
1 | No. |  | Item: b. | 973.68 | 973.68 | ISELL |  |  |  |  | ITEM | [7 empty] | mu :1.57 | [8 empty] | 603.11 | 603.11 | 370.57 | 370.57 | 973.68 | 494.35 | 4.39 | 498.74
|  |  | 4-Button Keypad to control corridor lighting from reception | [6 empty] | n
|  |  |  | 0 | Discrepancy
|  |  | Electrical | 9.21 | 9.21 |  |  |  |  | mu_A | SUBI
| >>> mu_A material here >>> | [15 empty] | 0 |  | 0
|  | h | [EL25_0662B_Brittania_Hotel_Elec_Revised_Estim_B.xlsx]Elec_Rates!$D$517 |  |  | RATE_AAA
1 | 1 | 1 | 061# DALI Wiring cables |  |  | RTLO_002 | [9 empty] | 2.07 | 2.07 | 0.19 | 0.19
[17 empty] | 0 |  | 0
d> | 0 | [8 empty] | mu_A | SUBI | [5 empty] | 2.07 |  | 0.19 | [8 empty] | 2.53
|  |  | Controls Section (DALI) | 964.47 | 964.47 |  |  |  |  | mu_B | SUBI
| >>> mu_B material here >>> | [15 empty] | 0 |  | 0
1 | No |  | DALI Controller Lv.4 |  |  | BMSE_004 | 512 | Anytronics | AMD 1 gang |  |  |  |  | 3 | 2005-03-10 | 414.96 | 414.96 | 4 | 4.2
1 | No |  | 4-Button Keypad |  |  | BMSE_004 | 512 | Anytronics | AMD 1 gang |  |  |  |  | 3 | 2005-03-10 | 77.32 | 77.32 |  | 0
[17 empty] | 0 |  | 0
d> | 0 | [8 empty] | mu_B | SUBI | [5 empty] | 492.28 |  | 4.2 | [8 empty] | 600.58
[6 empty] | ICOST |  |  |  |  | ITEM | [5 empty] | 494.35 |  | 4.39
TB
|  | t | Item: 52
Supply only the following light fittings and accessories
|  |  |  | Sell Rate | Sell Total |  |  |  |  | IB | [17 empty] | U_M_Sell | T_M_Sell | U_L_Sell | T_L_Sell | Total_Sell | T_M_Cost | T_L_Phr | Mat/Lab=1
11 | No. |  | Item: a. | 0 | 0 | ISELL |  |  |  | mu_A | ITEM |  |  |  |  | Included in item 49k |  |  | 0.00 | [8 empty] | 0 | 0 | 0 | 0 | 0 | 0 | 0 | 0
|  |  | 5Amp Socket Outlet for Lighting | [6 empty] | n
[17 empty] | 0 |  | 0
|  |  | Included in item 49k | [13 empty] | 0 |  | 0
[17 empty] | 0 |  | 0
d> | 0 |  |  |  |  | ICOST |  |  |  | mu_A | ITEM | [5 empty] | 0 |  | 0
|  |  |  | Sell Rate | Sell Total |  |  |  |  | IB | [17 empty] | U_M_Sell | T_M_Sell | U_L_Sell | T_L_Sell | Total_Sell | T_M_Cost | T_L_Phr | Mat/Lab=1
4 | No. |  | Item: b. | 28.98 | 115.92 | ISELL |  |  |  | mu_A | ITEM | [7 empty] | mu :1.22 | [8 empty] | 28.98 | 115.92 | 0 | 0 | 115.92 | 95 | 0 | 380
|  |  | Type 'E1' - Single Sided, Wall Mounted, Directional Exit Signage | [6 empty] | n
|  | h | [EL25_0662B_Brittania_Hotel_Elec_Revised_Estim_B.xlsx]Elec_Rates!$D$222 |  |  | RATE_AAA
4 | 1 | 4 | 022# Supply Only - Type 'E1' - Single Sided, Wall Mounted, Directional Exit Signage |  |  | RTLO_002 | [9 empty] | 23.75 | 95 | 0 | 0
[17 empty] | 0 |  | 0
d> | 0 |  |  |  |  | ICOST |  |  |  | mu_A | ITEM | [5 empty] | 95 |  | 0
TB
|  | t | Item: 53
Install and connect only the following light fittings and accessories. Light Fittings to be supplied by client.
|  |  |  | Sell Rate | Sell Total |  |  |  |  | IB | [17 empty] | U_M_Sell | T_M_Sell | U_L_Sell | T_L_Sell | Total_Sell | T_M_Cost | T_L_Phr | Mat/Lab=1
30 | No. |  | Item: a. | 14.36 | 430.8 | ISELL |  |  |  | mu_A | ITEM | [7 empty] | mu :1.22 | [8 empty] | 1.34 | 40.2 | 13.02 | 390.6 | 430.8 | 33 | 11.1 | 1323
|  |  | Type ' LT-01' - 11W Soffit Recessed Light Fitting | [6 empty] | n
|  | h | [EL25_0662B_Brittania_Hotel_Elec_Revised_Estim_B.xlsx]Elec_Rates!$D$369 |  |  | RATE_AAA
30 | 1 | 30 | 042# Install and connect Only - Type 'LT-01' - 11W Soffit Recessed Light Fitting |  |  | RTLO_002 | [9 empty] | 1.1 | 33 | 0.37 | 11.1
[17 empty] | 0 |  | 0
d> | 0 |  |  |  |  | ICOST |  |  |  | mu_A | ITEM | [5 empty] | 33 |  | 11.1
|  |  |  | Sell Rate | Sell Total |  |  |  |  | IB | [17 empty] | U_M_Sell | T_M_Sell | U_L_Sell | T_L_Sell | Total_Sell | T_M_Cost | T_L_Phr | Mat/Lab=1
11 | No. |  | Item: b. | 14.36 | 157.96 | ISELL |  |  |  | mu_A | ITEM | [7 empty] | mu :1.22 | [8 empty] | 1.34 | 14.74 | 13.02 | 143.22 | 157.96 | 12.1 | 4.07 | 177.87
|  |  | Type ' LT-02' - 11W Soffit Recessed Light Fitting | [6 empty] | n
|  | h | [EL25_0662B_Brittania_Hotel_Elec_Revised_Estim_B.xlsx]Elec_Rates!$D$376 |  |  | RATE_AAA
11 | 1 | 11 | 043# Install and connect Only - Type 'LT-02' - 11W Soffit Recessed Light Fitting |  |  | RTLO_002 | [9 empty] | 1.1 | 12.1 | 0.37 | 4.07
[17 empty] | 0 |  | 0
d> | 0 |  |  |  |  | ICOST |  |  |  | mu_A | ITEM | [5 empty] | 12.1 |  | 4.07
|  |  |  | Sell Rate | Sell Total |  |  |  |  | IB | [17 empty] | U_M_Sell | T_M_Sell | U_L_Sell | T_L_Sell | Total_Sell | T_M_Cost | T_L_Phr | Mat/Lab=1
1 | No. |  | Item: c. | 9.15 | 9.15 | ISELL |  |  |  | mu_A | ITEM | [7 empty] | mu :1.22 | [8 empty] | 0 | 0 | 9.15 | 9.15 | 9.15 | 0 | 0.26 | 0.26
|  |  | Type ' LT-08' - 5.9W Mini Soffit Recessed Downlighter | [6 empty] | n
|  | h | [EL25_0662B_Brittania_Hotel_Elec_Revised_Estim_B.xlsx]Elec_Rates!$D$423 |  |  | RATE_AAA
1 | 1 | 1 | 049# Install and connect Only - Type 'LT-08' - Mini Soffit Recessed Downlighter |  |  | RTLO_002 | [9 empty] | 0 | 0 | 0.26 | 0.26
[17 empty] | 0 |  | 0
d> | 0 |  |  |  |  | ICOST |  |  |  | mu_A | ITEM | [5 empty] | 0 |  | 0.26
|  |  |  | Sell Rate | Sell Total |  |  |  |  | IB | [17 empty] | U_M_Sell | T_M_Sell | U_L_Sell | T_L_Sell | Total_Sell | T_M_Cost | T_L_Phr | Mat/Lab=1
8 | No. |  | Item: d. | 49.48 | 395.84 | ISELL |  |  |  | mu_A | ITEM | [7 empty] | mu :1.22 | [8 empty] | 21.69 | 173.52 | 27.79 | 222.32 | 395.84 | 142.24 | 6.32 | 1188.48
|  |  | Type ' LT-12' - 6W Recessed Floor Spotlight, Dimmable, IP65 | [6 empty] | n
|  | h | [EL25_0662B_Brittania_Hotel_Elec_Revised_Estim_B.xlsx]Elec_Rates!$D$444 |  |  | RATE_AAA
8 | 1 | 8 | 052# Install and connect Only - Type 'LT-12' - 6W Recessed Floor Spotlight, Dimmable, IP65 |  |  | RTLO_002 | [9 empty] | 17.78 | 142.24 | 0.79 | 6.32
[17 empty] | 0 |  | 0
d> | 0 |  |  |  |  | ICOST |  |  |  | mu_A | ITEM | [5 empty] | 142.24 |  | 6.32
|  |  |  | Sell Rate | Sell Total |  |  |  |  | IB | [17 empty] | U_M_Sell | T_M_Sell | U_L_Sell | T_L_Sell | Total_Sell | T_M_Cost | T_L_Phr | Mat/Lab=1
5 | m |  | Item: e. | 5.63 | 28.15 | ISELL |  |  |  | mu_A | ITEM | [7 empty] | mu :1.22 | [8 empty] | 0 | 0 | 5.63 | 28.15 | 28.15 | 0 | 0.8 | 4
|  |  | Type ' LT-13' - Dimmable Strip Light | [6 empty] | n
|  | h | [EL25_0662B_Brittania_Hotel_Elec_Revised_Estim_B.xlsx]Elec_Rates!$D$452 |  |  | RATE_AAA
5 | 1 | 5 | 053# Install and connect Only - Type 'LT-13 - Dimmable Strip Light |  |  | RTLO_002 | [9 empty] | 0 | 0 | 0.16 | 0.8
[17 empty] | 0 |  | 0
d> | 0 |  |  |  |  | ICOST |  |  |  | mu_A | ITEM | [5 empty] | 0 |  | 0.8
|  |  |  | Sell Rate | Sell Total |  |  |  |  | IB | [17 empty] | U_M_Sell | T_M_Sell | U_L_Sell | T_L_Sell | Total_Sell | T_M_Cost | T_L_Phr | Mat/Lab=1
1 | No. |  | Item: f. | 37.51 | 37.51 | ISELL |  |  |  | mu_A | ITEM | [7 empty] | mu :1.22 | [8 empty] | 0.57 | 0.57 | 36.94 | 36.94 | 37.51 | 0.47 | 1.05 | 1.52
|  |  | Type ' LD-05' - Lantern | [6 empty] | n
|  | h | [EL25_0662B_Brittania_Hotel_Elec_Revised_Estim_B.xlsx]Elec_Rates!$D$301 |  |  | RATE_AAA
1 | 1 | 1 | 033# Install and connect Only - Type 'LD-5' - Lantern |  |  | RTLO_002 | [9 empty] | 0.47 | 0.47 | 1.05 | 1.05
[17 empty] | 0 |  | 0
d> | 0 |  |  |  |  | ICOST |  |  |  | mu_A | ITEM | [5 empty] | 0.47 |  | 1.05
|  |  |  | Sell Rate | Sell Total |  |  |  |  | IB | [17 empty] | U_M_Sell | T_M_Sell | U_L_Sell | T_L_Sell | Total_Sell | T_M_Cost | T_L_Phr | Mat/Lab=1
3 | No. |  | Item: g. | 11.35 | 34.05 | ISELL |  |  |  | mu_A | ITEM | [7 empty] | mu :1.22 | [8 empty] | 0.1 | 0.3 | 11.25 | 33.75 | 34.05 | 0.24 | 0.96 | 3.6
|  |  | Type ' LD-11' - Hallway Wall Light | [6 empty] | n
|  | h | [EL25_0662B_Brittania_Hotel_Elec_Revised_Estim_B.xlsx]Elec_Rates!$D$322 |  |  | RATE_AAA
3 | 1 | 3 | 036# Install and connect Only - Type 'LD-11' - Hallway Wall Light |  |  | RTLO_002 | [9 empty] | 0.08 | 0.24 | 0.32 | 0.96
[17 empty] | 0 |  | 0
d> | 0 |  |  |  |  | ICOST |  |  |  | mu_A | ITEM | [5 empty] | 0.24 |  | 0.96
|  |  |  | Sell Rate | Sell Total |  |  |  |  | IB | [17 empty] | U_M_Sell | T_M_Sell | U_L_Sell | T_L_Sell | Total_Sell | T_M_Cost | T_L_Phr | Mat/Lab=1
6 | No. |  | Item: h. | 11.35 | 68.1 | ISELL |  |  |  | mu_A | ITEM | [7 empty] | mu :1.22 | [8 empty] | 0.1 | 0.6 | 11.25 | 67.5 | 68.1 | 0.48 | 1.92 | 14.4
|  |  | Type ' LD-12' - Bed Reading Light | [6 empty] | n
|  | h | [EL25_0662B_Brittania_Hotel_Elec_Revised_Estim_B.xlsx]Elec_Rates!$D$330 |  |  | RATE_AAA
6 | 1 | 6 | 037# Install and connect Only - Type 'LD-12' - Reading Lights |  |  | RTLO_002 | [9 empty] | 0.08 | 0.48 | 0.32 | 1.92
[17 empty] | 0 |  | 0
d> | 0 |  |  |  |  | ICOST |  |  |  | mu_A | ITEM | [5 empty] | 0.48 |  | 1.92
|  |  |  | Sell Rate | Sell Total |  |  |  |  | IB | [17 empty] | U_M_Sell | T_M_Sell | U_L_Sell | T_L_Sell | Total_Sell | T_M_Cost | T_L_Phr | Mat/Lab=1
5 | No. |  | Item: i. | 11.35 | 56.75 | ISELL |  |  |  | mu_A | ITEM | [7 empty] | mu :1.22 | [8 empty] | 0.1 | 0.5 | 11.25 | 56.25 | 56.75 | 0.4 | 1.6 | 10
|  |  | Type ' LD-15' - Bathrooms Wall Light | [6 empty] | n
|  | h | [EL25_0662B_Brittania_Hotel_Elec_Revised_Estim_B.xlsx]Elec_Rates!$D$353 |  |  | RATE_AAA
5 | 1 | 5 | 040# Install and connect Only - Type 'LD-15' - Bathrooms Wall Light |  |  | RTLO_002 | [9 empty] | 0.08 | 0.4 | 0.32 | 1.6
[17 empty] | 0 |  | 0
d> | 0 |  |  |  |  | ICOST |  |  |  | mu_A | ITEM | [5 empty] | 0.4 |  | 1.6
|  |  |  | Sell Rate | Sell Total |  |  |  |  | IB | [17 empty] | U_M_Sell | T_M_Sell | U_L_Sell | T_L_Sell | Total_Sell | T_M_Cost | T_L_Phr | Mat/Lab=1
11 | No. |  | Item: j. | 0 | 0 | ISELL |  |  |  | mu_A | ITEM |  |  |  |  | Included in item 49k |  |  | 0.00 | [8 empty] | 0 | 0 | 0 | 0 | 0 | 0 | 0 | 0
|  |  | 5Amp Socket Outlet for Lighting | [6 empty] | n
[17 empty] | 0 |  | 0
|  |  | Included in item 49k | [13 empty] | 0 |  | 0
[17 empty] | 0 |  | 0
d> | 0 |  |  |  |  | ICOST |  |  |  | mu_A | ITEM | [5 empty] | 0 |  | 0
|  |  |  | Sell Rate | Sell Total |  |  |  |  | IB | [17 empty] | U_M_Sell | T_M_Sell | U_L_Sell | T_L_Sell | Total_Sell | T_M_Cost | T_L_Phr | Mat/Lab=1
4 | No. |  | Item: k. | 13.21 | 52.84 | ISELL |  |  |  | mu_A | ITEM | [7 empty] | mu :1.22 | [8 empty] | 0.2 | 0.8 | 13.01 | 52.04 | 52.84 | 0.64 | 1.48 | 8.48
|  |  | Type 'E1' - Single Sided, Wall Mounted, Directional Exit Signage | [6 empty] | n
|  | h | [EL25_0662B_Brittania_Hotel_Elec_Revised_Estim_B.xlsx]Elec_Rates!$D$247 |  |  | RATE_AAA
4 | 1 | 4 | 026# Install and connect Only - Type 'E1' - Single Sided, Wall Mounted, Directional Exit Signage |  |  | RTLO_002 | [9 empty] | 0.16 | 0.64 | 0.37 | 1.48
[17 empty] | 0 |  | 0
d> | 0 |  |  |  |  | ICOST |  |  |  | mu_A | ITEM | [5 empty] | 0.64 |  | 1.48
|  |  |  | Sell Rate | Sell Total |  |  |  |  | IB | [17 empty] | U_M_Sell | T_M_Sell | U_L_Sell | T_L_Sell | Total_Sell | T_M_Cost | T_L_Phr | Mat/Lab=1
6 | No. |  | Item: l. | 16.12 | 96.72 | ISELL |  |  |  | mu_A | ITEM | [7 empty] | mu :1.22 | [8 empty] | 1.34 | 8.04 | 14.78 | 88.68 | 96.72 | 6.6 | 2.52 | 54.72
|  |  | Battery Backup Kit for Type 'LT-01' and Type 'LT-02' | [6 empty] | n
|  | h | [EL25_0662B_Brittania_Hotel_Elec_Revised_Estim_B.xlsx]Elec_Rates!$D$270 |  |  | RATE_AAA
6 | 1 | 6 | 029# Install and connect Only - Battery Backup Kit for the light fittings supplied by others |  |  | RTLO_002 | [9 empty] | 1.1 | 6.6 | 0.42 | 2.52
[17 empty] | 0 |  | 0
d> | 0 |  |  |  |  | ICOST |  |  |  | mu_A | ITEM | [5 empty] | 6.6 |  | 2.52
|  |  |  | Sell Rate | Sell Total |  |  |  |  | IB | [17 empty] | U_M_Sell | T_M_Sell | U_L_Sell | T_L_Sell | Total_Sell | T_M_Cost | T_L_Phr | Mat/Lab=1
3 | No. |  | Item: m. | 11.35 | 34.05 | ISELL |  |  |  | mu_A | ITEM | [7 empty] | mu :1.22 | [8 empty] | 0.1 | 0.3 | 11.25 | 33.75 | 34.05 | 0.24 | 0.96 | 3.6
|  |  | Magnifying Mirror in Bathroom | [6 empty] | n
|  | h | [EL25_0662B_Brittania_Hotel_Elec_Revised_Estim_B.xlsx]Elec_Rates!$D$478 |  |  | RATE_AAA
3 | 1 | 3 | 057# Install and connect Only - Magnifying Mirror in Bathroom |  |  | RTLO_002 | [9 empty] | 0.08 | 0.24 | 0.32 | 0.96
[17 empty] | 0 |  | 0
d> | 0 |  |  |  |  | ICOST |  |  |  | mu_A | ITEM | [5 empty] | 0.24 |  | 0.96
SB
| 216.2554 |  | PAGE: |  | 2657.09 | [5 empty] | PAGE | [5 empty] | 889.59 |  | 38.5355
| Discy: |  |  |  | PAGE SELL | [11 empty] | PAGE MAT |  | PAGE LAB
TB
t
POWER INSTALLATION
TB
|  | t | Item: 54
Supply and install the following power points in PVC, conduit chased in wall.
|  |  |  | Sell Rate | Sell Total |  |  |  |  | IB | [17 empty] | U_M_Sell | T_M_Sell | U_L_Sell | T_L_Sell | Total_Sell | T_M_Cost | T_L_Phr | Mat/Lab=1
7 | No. |  | Item: a. | 77.31 | 541.17 | ISELL |  |  |  | mu_A | ITEM | [7 empty] | mu :1.22 | [8 empty] | 20.73 | 145.11 | 56.58 | 396.06 | 541.17 | 118.93 | 11.26 | 911.33
|  |  | 13Amp BS1363 Single Socket Outlet | [6 empty] | n
|  | h | [EL25_0662B_Brittania_Hotel_Elec_Revised_Estim_B.xlsx]Elec_Rates!$D$486 |  |  | RATE_AAA
7 | 1 | 7 | 058# General Power Point in LSZH Conduit |  |  | RTLO_002 | [9 empty] | 13.92 | 97.44 | 1.43 | 10.01
7 | No |  | 13Amp Single DP Switched Socket Outlet white |  | ESS Q0395603 | WACC_049 | 705 | BG | 921 |  |  |  |  | 3 | 1994-12-01 | 3.07 | 21.49 | 0.17 | 1.2495
[17 empty] | 0 |  | 0
d> | 0 |  |  |  |  | ICOST |  |  |  | mu_A | ITEM | [5 empty] | 118.93 |  | 11.2595
|  |  |  | Sell Rate | Sell Total |  |  |  |  | IB | [17 empty] | U_M_Sell | T_M_Sell | U_L_Sell | T_L_Sell | Total_Sell | T_M_Cost | T_L_Phr | Mat/Lab=1
4 | No. |  | Item: b. | 79.36 | 317.44 | ISELL |  |  |  | mu_A | ITEM | [7 empty] | mu :1.22 | [8 empty] | 22.78 | 91.12 | 56.58 | 226.32 | 317.44 | 74.68 | 6.43 | 324.44
|  |  | 13Amp BS1363 Double Socket Outlet | [6 empty] | n
|  | h | [EL25_0662B_Brittania_Hotel_Elec_Revised_Estim_B.xlsx]Elec_Rates!$D$486 |  |  | RATE_AAA
4 | 1 | 4 | 058# General Power Point in LSZH Conduit |  |  | RTLO_002 | [9 empty] | 13.92 | 55.68 | 1.43 | 5.72
4 | No |  | 13Amp Twin DP Switched Socket Outlet white |  |  | WACC_049 | 705 | BG | 921 |  |  |  |  | 3 | 1994-12-01 | 4.75 | 19 | 0.17 | 0.714
[17 empty] | 0 |  | 0
d> | 0 |  |  |  |  | ICOST |  |  |  | mu_A | ITEM | [5 empty] | 74.68 |  | 6.434
|  |  |  | Sell Rate | Sell Total |  |  |  |  | IB | [17 empty] | U_M_Sell | T_M_Sell | U_L_Sell | T_L_Sell | Total_Sell | T_M_Cost | T_L_Phr | Mat/Lab=1
9 | No. |  | Item: c. | 119.8 | 1078.2 | ISELL |  |  |  | mu_A | ITEM | [7 empty] | mu :1.22 | [8 empty] | 63.22 | 568.98 | 56.58 | 509.22 | 1078.2 | 466.38 | 14.48 | 4327.74
|  |  | Universal/ Continental Double Socket Outlet | [6 empty] | n
|  | h | [EL25_0662B_Brittania_Hotel_Elec_Revised_Estim_B.xlsx]Elec_Rates!$D$486 |  |  | RATE_AAA
9 | 1 | 9 | 058# General Power Point in LSZH Conduit |  |  | RTLO_002 | [9 empty] | 13.92 | 125.28 | 1.43 | 12.87
9 | No |  | Universal/ Continental Double Socket Outlet |  |  | WACC_049 | 705 | BG | 921 |  |  |  |  | 3 | 1994-12-01 | 37.9 | 341.1 | 0.17 | 1.6065
[17 empty] | 0 |  | 0
d> | 0 |  |  |  |  | ICOST |  |  |  | mu_A | ITEM | [5 empty] | 466.38 |  | 14.4765
|  |  |  | Sell Rate | Sell Total |  |  |  |  | IB | [17 empty] | U_M_Sell | T_M_Sell | U_L_Sell | T_L_Sell | Total_Sell | T_M_Cost | T_L_Phr | Mat/Lab=1
9 | No. |  | Item: d. | 119.8 | 1078.2 | ISELL |  |  |  | mu_A | ITEM | [7 empty] | mu :1.22 | [8 empty] | 63.22 | 568.98 | 56.58 | 509.22 | 1078.2 | 466.38 | 14.48 | 4327.74
|  |  | Universal/ Continental Double Socket Outlet complete with Type 'A' USB and Type 'C' USB | [6 empty] | n
|  | h | [EL25_0662B_Brittania_Hotel_Elec_Revised_Estim_B.xlsx]Elec_Rates!$D$486 |  |  | RATE_AAA
9 | 1 | 9 | 058# General Power Point in LSZH Conduit |  |  | RTLO_002 | [9 empty] | 13.92 | 125.28 | 1.43 | 12.87
9 | No |  | Universal/ Continental Double Socket Outlet complete with Type 'A' USB and Type 'C' USB |  |  | WACC_049 | 705 | BG | 921 |  |  |  |  | 3 | 1994-12-01 | 37.9 | 341.1 | 0.17 | 1.6065
[17 empty] | 0 |  | 0
d> | 0 |  |  |  |  | ICOST |  |  |  | mu_A | ITEM | [5 empty] | 466.38 |  | 14.4765
|  |  |  | Sell Rate | Sell Total |  |  |  |  | IB | [17 empty] | U_M_Sell | T_M_Sell | U_L_Sell | T_L_Sell | Total_Sell | T_M_Cost | T_L_Phr | Mat/Lab=1
2 | No. |  | Item: e. | 115.17 | 230.34 | ISELL |  |  |  | mu_A | ITEM | [7 empty] | mu :1.22 | [8 empty] | 58.58 | 117.16 | 56.59 | 113.18 | 230.34 | 96.04 | 3.22 | 198.52
|  |  | 13Amp BS1363 Weatherproof Double Socket Outlet | [6 empty] | n
|  | h | [EL25_0662B_Brittania_Hotel_Elec_Revised_Estim_B.xlsx]Elec_Rates!$D$486 |  |  | RATE_AAA
2 | 1 | 2 | 058# General Power Point in LSZH Conduit |  |  | RTLO_002 | [9 empty] | 13.92 | 27.84 | 1.43 | 2.86
2 | No |  | 13Amp BS1363 Weatherproof Double Socket Outlet |  |  | WACC_049 | 705 | BG | 921 |  |  |  |  | 3 | 1994-12-01 | 34.1 | 68.2 | 0.17 | 0.357
[17 empty] | 0 |  | 0
d> | 0 |  |  |  |  | ICOST |  |  |  | mu_A | ITEM | [5 empty] | 96.04 |  | 3.217
|  |  |  | Sell Rate | Sell Total |  |  |  |  | IB | [17 empty] | U_M_Sell | T_M_Sell | U_L_Sell | T_L_Sell | Total_Sell | T_M_Cost | T_L_Phr | Mat/Lab=1
6 | No. |  | Item: f. | 79.88 | 479.28 | ISELL |  |  |  | mu_A | ITEM | [7 empty] | mu :1.22 | [8 empty] | 23.3 | 139.8 | 56.58 | 339.48 | 479.28 | 114.6 | 9.65 | 745.5
|  |  | 13Amp Switched Fuse Connection Unit | [6 empty] | n
|  | h | [EL25_0662B_Brittania_Hotel_Elec_Revised_Estim_B.xlsx]Elec_Rates!$D$486 |  |  | RATE_AAA
6 | 1 | 6 | 058# General Power Point in LSZH Conduit |  |  | RTLO_002 | [9 empty] | 13.92 | 83.52 | 1.43 | 8.58
6 | No |  | 13Amp DP Switched Fused Connection Unit with neon indicator |  |  | WACC_049 | 705 | BG | 921 |  |  |  |  | 3 | 1994-12-01 | 5.18 | 31.08 | 0.17 | 1.071
[17 empty] | 0 |  | 0
d> | 0 |  |  |  |  | ICOST |  |  |  | mu_A | ITEM | [5 empty] | 114.6 |  | 9.651
|  |  |  | Sell Rate | Sell Total |  |  |  |  | IB | [17 empty] | U_M_Sell | T_M_Sell | U_L_Sell | T_L_Sell | Total_Sell | T_M_Cost | T_L_Phr | Mat/Lab=1
6 | No. |  | Item: g. | 79.88 | 479.28 | ISELL |  |  |  | mu_A | ITEM | [7 empty] | mu :1.22 | [8 empty] | 23.3 | 139.8 | 56.58 | 339.48 | 479.28 | 114.6 | 9.65 | 745.5
|  |  | 13Amp Unswitched Fuse Connection Unit | [6 empty] | n
|  | h | [EL25_0662B_Brittania_Hotel_Elec_Revised_Estim_B.xlsx]Elec_Rates!$D$486 |  |  | RATE_AAA
6 | 1 | 6 | 058# General Power Point in LSZH Conduit |  |  | RTLO_002 | [9 empty] | 13.92 | 83.52 | 1.43 | 8.58
6 | No |  | 13Amp Unswitched Fused Connection Unit with neon indicator |  |  | WACC_049 | 705 | BG | 921 |  |  |  |  | 3 | 1994-12-01 | 5.18 | 31.08 | 0.17 | 1.071
[17 empty] | 0 |  | 0
d> | 0 |  |  |  |  | ICOST |  |  |  | mu_A | ITEM | [5 empty] | 114.6 |  | 9.651
|  |  |  | Sell Rate | Sell Total |  |  |  |  | IB | [17 empty] | U_M_Sell | T_M_Sell | U_L_Sell | T_L_Sell | Total_Sell | T_M_Cost | T_L_Phr | Mat/Lab=1
3 | No. |  | Item: h. | 107.8 | 323.4 | ISELL |  |  |  | mu_A | ITEM | [7 empty] | mu :1.22 | [8 empty] | 55.44 | 166.32 | 52.36 | 157.08 | 323.4 | 136.32 | 4.47 | 422.37
|  |  | Shaver Unit | [6 empty] | n
|  | h | [EL25_0662B_Brittania_Hotel_Elec_Revised_Estim_B.xlsx]Elec_Rates!$D$200 |  |  | RATE_AAA
3 | 1 | 3 | 019# Lighting point in LSZH Conduit |  |  | RTLO_002 | [9 empty] | 9.65 | 28.95 | 1.31 | 3.93
3 | No |  | Shaver Unit |  |  | WACC_049 | 705 | BG | 921 |  |  |  |  | 3 | 1994-12-01 | 35.79 | 107.37 | 0.17 | 0.5355
[17 empty] | 0 |  | 0
d> | 0 |  |  |  |  | ICOST |  |  |  | mu_A | ITEM | [5 empty] | 136.32 |  | 4.4655
TB
t
SWITCHGEAR AND OTHER APPARATUS
TB
|  | t | Item: 55
Supply only the following switchgear and other accessories.
|  |  |  | Sell Rate | Sell Total |  |  |  |  | IB | [17 empty] | U_M_Sell | T_M_Sell | U_L_Sell | T_L_Sell | Total_Sell | T_M_Cost | T_L_Phr | Mat/Lab=1
1 | No. |  | Item: a. | 832.37 | 832.37 | ISELL |  |  |  | mu_A | ITEM | [7 empty] | mu :1.22 | [8 empty] | 832.37 | 832.37 | 0 | 0 | 832.37 | 682.27 | 0 | 682.27
|  |  | Distribution Board DB-L4 | [6 empty] | n
1 | No |  | Supply only Modular Distribution Board 'DB-L4' 10 Way 40Amp TP&N |  |  | SWLV_001 | 510 | (__) | [5 empty] | 2 |  | 682.27 | 682.27 |  | 0
[17 empty] | 0 |  | 0
d> | 0 |  |  |  |  | ICOST |  |  |  | mu_A | ITEM | [5 empty] | 682.27 |  | 0
|  |  |  | Sell Rate | Sell Total |  |  |  |  | IB | [17 empty] | U_M_Sell | T_M_Sell | U_L_Sell | T_L_Sell | Total_Sell | T_M_Cost | T_L_Phr | Mat/Lab=1
1 | No. |  | Item: b. | 124.4 | 124.4 | ISELL |  |  |  | mu_A | ITEM | [7 empty] | mu :1.22 | [8 empty] | 124.4 | 124.4 | 0 | 0 | 124.4 | 101.97 | 0 | 101.97
|  |  | Consumer Unit CU-G10 | [6 empty] | n
1 | No |  | Supply only Modular Consumer Unit 'CU-G10' |  |  | SWLV_001 | 510 | (__) | [5 empty] | 2 |  | 101.97 | 101.97 |  | 0
[17 empty] | 0 |  | 0
d> | 0 |  |  |  |  | ICOST |  |  |  | mu_A | ITEM | [5 empty] | 101.97 |  | 0
|  |  |  | Sell Rate | Sell Total |  |  |  |  | IB | [17 empty] | U_M_Sell | T_M_Sell | U_L_Sell | T_L_Sell | Total_Sell | T_M_Cost | T_L_Phr | Mat/Lab=1
1 | No. |  | Item: c. | 124.4 | 124.4 | ISELL |  |  |  | mu_A | ITEM | [7 empty] | mu :1.22 | [8 empty] | 124.4 | 124.4 | 0 | 0 | 124.4 | 101.97 | 0 | 101.97
|  |  | Consumer Unit CU-G11 | [6 empty] | n
1 | No |  | Supply only Modular Consumer Unit 'CU-G11' |  |  | SWLV_001 | 510 | (__) | [5 empty] | 2 |  | 101.97 | 101.97 |  | 0
[17 empty] | 0 |  | 0
d> | 0 |  |  |  |  | ICOST |  |  |  | mu_A | ITEM | [5 empty] | 101.97 |  | 0
|  |  |  | Sell Rate | Sell Total |  |  |  |  | IB | [17 empty] | U_M_Sell | T_M_Sell | U_L_Sell | T_L_Sell | Total_Sell | T_M_Cost | T_L_Phr | Mat/Lab=1
1 | No. |  | Item: d. | 124.4 | 124.4 | ISELL |  |  |  | mu_A | ITEM | [7 empty] | mu :1.22 | [8 empty] | 124.4 | 124.4 | 0 | 0 | 124.4 | 101.97 | 0 | 101.97
|  |  | Consumer Unit CU-G12 | [6 empty] | n
1 | No |  | Supply only Modular Consumer Unit 'CU-G12' |  |  | SWLV_001 | 510 | (__) | [5 empty] | 2 |  | 101.97 | 101.97 |  | 0
[17 empty] | 0 |  | 0
d> | 0 |  |  |  |  | ICOST |  |  |  | mu_A | ITEM | [5 empty] | 101.97 |  | 0
|  |  |  | Sell Rate | Sell Total |  |  |  |  | IB | [17 empty] | U_M_Sell | T_M_Sell | U_L_Sell | T_L_Sell | Total_Sell | T_M_Cost | T_L_Phr | Mat/Lab=1
2 | No. |  | Item: e. | 23.42 | 46.84 | ISELL |  |  |  | mu_A | ITEM | [7 empty] | mu :1.22 | [8 empty] | 23.42 | 46.84 | 0 | 0 | 46.84 | 38.4 | 0 | 76.8
|  |  | 16Amp Double Pole Rotary Isolator, IP65 | [6 empty] | n
2 | No |  | Supply only Surface Isolator 16A 2-Pole | PZ-209162 | ESS SQ060933 | SWLV_177 | 510 | KM | P3-63/I/N |  |  |  |  | 2 | 2000-12-20 | 19.2 | 38.4 |  | 0
[17 empty] | 0 |  | 0
d> | 0 |  |  |  |  | ICOST |  |  |  | mu_A | ITEM | [5 empty] | 38.4 |  | 0
TB
|  | t | Item: 56
Install and connect only the following switchgear and other accessories.
|  |  |  | Sell Rate | Sell Total |  |  |  |  | IB | [17 empty] | U_M_Sell | T_M_Sell | U_L_Sell | T_L_Sell | Total_Sell | T_M_Cost | T_L_Phr | Mat/Lab=1
1 | No. |  | Item: a. | 272.55 | 272.55 | ISELL |  |  |  | mu_A | ITEM | [7 empty] | mu :1.22 | [8 empty] | 12.34 | 12.34 | 260.21 | 260.21 | 272.55 | 10.12 | 7.4 | 17.52
|  |  | Distribution Board DB-L4 | [6 empty] | n
1 | No |  | Install and connect only Modular Distribution Board 'DB-L4' 10 Way 40Amp TP&N |  |  | SWLV_001 | 510 | (__) | [5 empty] | 2 |  | 0 | 0 | 7 | 7.35
1 | No |  | Label Large |  |  | CONS_020 | 875 | (__) | [5 empty] | 3 | 1995-05-01 | 5.238 | 5.238 | 0.045 | 0.04725
1 | No |  | Distribution Board Schedule |  |  | DOCS_011 | 880 | (__) | [5 empty] | 3 | 1997-01-13 | 4.194 | 4.194 |  | 0
4 | No |  | Sleeve Anchor 8mm Hilti HLC 8x40/12-H |  |  | CONS_037 | 875 | HIL | HLC 8x40/12-H |  |  |  |  | 1 | 1999-01-15 | 0.171 | 0.684 |  | 0
[17 empty] | 0 |  | 0
d> | 0 |  |  |  |  | ICOST |  |  |  | mu_A | ITEM | [5 empty] | 10.116 |  | 7.3973
|  |  |  | Sell Rate | Sell Total |  |  |  |  | IB | [17 empty] | U_M_Sell | T_M_Sell | U_L_Sell | T_L_Sell | Total_Sell | T_M_Cost | T_L_Phr | Mat/Lab=1
1 | No. |  | Item: b. | 161.1 | 161.1 | ISELL |  |  |  | mu_A | ITEM | [7 empty] | mu :1.22 | [8 empty] | 11.7 | 11.7 | 149.4 | 149.4 | 161.1 | 9.59 | 4.25 | 13.84
|  |  | Consumer Unit CU-G10 | [6 empty] | n
1 | No |  | Install and connect only Modular Consumer Unit CU-G10 |  |  | SWLV_001 | 510 | (__) | [5 empty] | 2 |  | 0 | 0 | 4 | 4.2
1 | No |  | Label Large |  |  | CONS_020 | 875 | (__) | [5 empty] | 3 | 1995-05-01 | 5.238 | 5.238 | 0.045 | 0.04725
1 | No |  | Consumer Unit Schedule |  |  | DOCS_010 | 880 | (__) | [5 empty] | 3 | 1997-01-13 | 4.194 | 4.194 |  | 0
4 | No |  | Screw Wood S6 |  |  | CONS_035 | 875 | (__) |  | 02-008 |  |  |  | 1 | 1994-12-01 | 0.02 | 0.08 |  | 0
4 | No |  | Rawl Plug S6 |  |  | CONS_030 | 875 | (__) |  | 02-009 |  |  |  | 1 | 1994-12-01 | 0.02 | 0.08 |  | 0
[17 empty] | 0 |  | 0
d> | 0 |  |  |  |  | ICOST |  |  |  | mu_A | ITEM | [5 empty] | 9.592 |  | 4.2473
|  |  |  | Sell Rate | Sell Total |  |  |  |  | IB | [17 empty] | U_M_Sell | T_M_Sell | U_L_Sell | T_L_Sell | Total_Sell | T_M_Cost | T_L_Phr | Mat/Lab=1
1 | No. |  | Item: c. | 161.1 | 161.1 | ISELL |  |  |  | mu_A | ITEM | [7 empty] | mu :1.22 | [8 empty] | 11.7 | 11.7 | 149.4 | 149.4 | 161.1 | 9.59 | 4.25 | 13.84
|  |  | Consumer Unit CU-G11 | [6 empty] | n
1 | No |  | Install and connect only Modular Consumer Unit CU-G11 |  |  | SWLV_001 | 510 | (__) | [5 empty] | 2 |  | 0 | 0 | 4 | 4.2
1 | No |  | Label Large |  |  | CONS_020 | 875 | (__) | [5 empty] | 3 | 1995-05-01 | 5.238 | 5.238 | 0.045 | 0.04725
1 | No |  | Consumer Unit Schedule |  |  | DOCS_010 | 880 | (__) | [5 empty] | 3 | 1997-01-13 | 4.194 | 4.194 |  | 0
4 | No |  | Screw Wood S6 |  |  | CONS_035 | 875 | (__) |  | 02-008 |  |  |  | 1 | 1994-12-01 | 0.02 | 0.08 |  | 0
4 | No |  | Rawl Plug S6 |  |  | CONS_030 | 875 | (__) |  | 02-009 |  |  |  | 1 | 1994-12-01 | 0.02 | 0.08 |  | 0
[17 empty] | 0 |  | 0
d> | 0 |  |  |  |  | ICOST |  |  |  | mu_A | ITEM | [5 empty] | 9.592 |  | 4.2473
|  |  |  | Sell Rate | Sell Total |  |  |  |  | IB | [17 empty] | U_M_Sell | T_M_Sell | U_L_Sell | T_L_Sell | Total_Sell | T_M_Cost | T_L_Phr | Mat/Lab=1
1 | No. |  | Item: d. | 161.1 | 161.1 | ISELL |  |  |  | mu_A | ITEM | [7 empty] | mu :1.22 | [8 empty] | 11.7 | 11.7 | 149.4 | 149.4 | 161.1 | 9.59 | 4.25 | 13.84
|  |  | Consumer Unit CU-G12 | [6 empty] | n
1 | No |  | Install and connect only Modular Consumer Unit CU-G12 |  |  | SWLV_001 | 510 | (__) | [5 empty] | 2 |  | 0 | 0 | 4 | 4.2
1 | No |  | Label Large |  |  | CONS_020 | 875 | (__) | [5 empty] | 3 | 1995-05-01 | 5.238 | 5.238 | 0.045 | 0.04725
1 | No |  | Consumer Unit Schedule |  |  | DOCS_010 | 880 | (__) | [5 empty] | 3 | 1997-01-13 | 4.194 | 4.194 |  | 0
4 | No |  | Screw Wood S6 |  |  | CONS_035 | 875 | (__) |  | 02-008 |  |  |  | 1 | 1994-12-01 | 0.02 | 0.08 |  | 0
4 | No |  | Rawl Plug S6 |  |  | CONS_030 | 875 | (__) |  | 02-009 |  |  |  | 1 | 1994-12-01 | 0.02 | 0.08 |  | 0
[17 empty] | 0 |  | 0
d> | 0 |  |  |  |  | ICOST |  |  |  | mu_A | ITEM | [5 empty] | 9.592 |  | 4.2473
|  |  |  | Sell Rate | Sell Total |  |  |  |  | IB | [17 empty] | U_M_Sell | T_M_Sell | U_L_Sell | T_L_Sell | Total_Sell | T_M_Cost | T_L_Phr | Mat/Lab=1
2 | No. |  | Item: e. | 13.69 | 27.38 | ISELL |  |  |  | mu_A | ITEM | [7 empty] | mu :1.22 | [8 empty] | 4.45 | 8.9 | 9.24 | 18.48 | 27.38 | 7.3 | 0.53 | 15.66
|  |  | 16Amp Double Pole Rotary Isolator, IP65 | [6 empty] | n
2 | No |  | Install and connect only Surface Isolator 16A 2-Pole | PZ-209162 | ESS SQ060933 | SWLV_177 | 510 | KM | P3-63/I/N |  |  |  |  | 2 | 2000-12-20 | 0 | 0 | 0.25 | 0.525
8 | No |  | Screw Wood S6 |  |  | CONS_035 | 875 | (__) | [5 empty] | 1 | 1994-12-01 | 0.02 | 0.16 |  | 0
8 | No |  | Rawl Plug S6 |  |  | CONS_030 | 875 | (__) | [5 empty] | 1 | 1994-12-01 | 0.02 | 0.16 |  | 0
2 | No |  | Label Small |  |  | CONS_021 | 875 | (__) | [5 empty] | 3 | 1995-05-01 | 3.49 | 6.98 |  | 0
[17 empty] | 0 |  | 0
d> | 0 |  |  |  |  | ICOST |  |  |  | mu_A | ITEM | [5 empty] | 7.3 |  | 0.525
SB
| -0.051877 |  | PAGE: |  | 6562.95 | [5 empty] | PAGE | [5 empty] | 2660.702 |  | 94.295
| Discy: |  |  |  | PAGE SELL | [11 empty] | PAGE MAT |  | PAGE LAB
TB
t
POWER CABLING
TB
|  | t | Item: 57
Supply and install the following power cables. Cost is to, include all cable terminations and fixing accessories as, necessary.
|  |  |  | Sell Rate | Sell Total |  |  |  |  | IB | [17 empty] | U_M_Sell | T_M_Sell | U_L_Sell | T_L_Sell | Total_Sell | T_M_Cost | T_L_Phr | Mat/Lab=1
10 | m/r |  | Item: a. | 6.75 | 67.5 | ISELL |  |  |  | mu_A | ITEM | [7 empty] | mu :1.22 | [8 empty] | 2.53 | 25.3 | 4.22 | 42.2 | 67.5 | 20.7 | 1.2 | 219
|  |  | From DB-L4 to CU-G10, 3 core x 4mm2 FG16(O)M16 | [6 empty] | n
|  | h | [EL25_0662B_Brittania_Hotel_Elec_Revised_Estim_B.xlsx]Elec_Rates!$D$95 |  |  | RATE_AAA
10 | 1 | 10 | 009# 3 core x 4.0 mm2 FG16(O)M16 Cable |  |  | RTLO_002 | [9 empty] | 2.07 | 20.7 | 0.12 | 1.2
[17 empty] | 0 |  | 0
d> | 0 |  |  |  |  | ICOST |  |  |  | mu_A | ITEM | [5 empty] | 20.7 |  | 1.2
|  |  |  | Sell Rate | Sell Total |  |  |  |  | IB | [17 empty] | U_M_Sell | T_M_Sell | U_L_Sell | T_L_Sell | Total_Sell | T_M_Cost | T_L_Phr | Mat/Lab=1
14 | m/r |  | Item: b. | 6.75 | 94.5 | ISELL |  |  |  | mu_A | ITEM | [7 empty] | mu :1.22 | [8 empty] | 2.53 | 35.42 | 4.22 | 59.08 | 94.5 | 28.98 | 1.68 | 429.24
|  |  | From DB-L4 to CU-G11, 3 core x 4mm2 FG16(O)M16 | [6 empty] | n
|  | h | [EL25_0662B_Brittania_Hotel_Elec_Revised_Estim_B.xlsx]Elec_Rates!$D$95 |  |  | RATE_AAA
14 | 1 | 14 | 009# 3 core x 4.0 mm2 FG16(O)M16 Cable |  |  | RTLO_002 | [9 empty] | 2.07 | 28.98 | 0.12 | 1.68
[17 empty] | 0 |  | 0
d> | 0 |  |  |  |  | ICOST |  |  |  | mu_A | ITEM | [5 empty] | 28.98 |  | 1.68
|  |  |  | Sell Rate | Sell Total |  |  |  |  | IB | [17 empty] | U_M_Sell | T_M_Sell | U_L_Sell | T_L_Sell | Total_Sell | T_M_Cost | T_L_Phr | Mat/Lab=1
17 | m/r |  | Item: c. | 6.75 | 114.75 | ISELL |  |  |  | mu_A | ITEM | [7 empty] | mu :1.22 | [8 empty] | 2.53 | 43.01 | 4.22 | 71.74 | 114.75 | 35.19 | 2.04 | 632.91
|  |  | From DB-L4 to CU-G12, 3 core x 4mm2 FG16(O)M16 | [6 empty] | n
|  | h | [EL25_0662B_Brittania_Hotel_Elec_Revised_Estim_B.xlsx]Elec_Rates!$D$95 |  |  | RATE_AAA
17 | 1 | 17 | 009# 3 core x 4.0 mm2 FG16(O)M16 Cable |  |  | RTLO_002 | [9 empty] | 2.07 | 35.19 | 0.12 | 2.04
[17 empty] | 0 |  | 0
d> | 0 |  |  |  |  | ICOST |  |  |  | mu_A | ITEM | [5 empty] | 35.19 |  | 2.04
SB
| 0.1414 |  | PAGE: |  | 276.75 | [5 empty] | PAGE | [5 empty] | 84.87 |  | 4.92
| Discy: |  |  |  | PAGE SELL | [11 empty] | PAGE MAT |  | PAGE LAB
TB
t
FIFTH FLOOR
TB
t
LIGHTING INSTALLATION
TB
|  | t | Item: 58
Supply and install the following lighting points as specified. (Moulded Plastic Installation)
|  |  |  | Sell Rate | Sell Total |  |  |  |  | IB | [17 empty] | U_M_Sell | T_M_Sell | U_L_Sell | T_L_Sell | Total_Sell | T_M_Cost | T_L_Phr | Mat/Lab=1
1 | No. |  | Item: a. | 57.85 | 57.85 | ISELL |  |  |  | mu_A | ITEM | [7 empty] | mu :1.22 | [8 empty] | 11.77 | 11.77 | 46.08 | 46.08 | 57.85 | 9.65 | 1.31 | 10.96
|  |  | One light point controlled by one switch | [6 empty] | n
|  | h | [EL25_0662B_Brittania_Hotel_Elec_Revised_Estim_B.xlsx]Elec_Rates!$D$200 |  |  | RATE_AAA
1 | 1 | 1 | 019# Lighting point in LSZH Conduit |  | 1Pt x 1 Sw | RTLO_002 | [9 empty] | 9.65 | 9.65 | 1.31 | 1.31
[17 empty] | 0 |  | 0
d> | 0 |  |  |  |  | ICOST |  |  |  | mu_A | ITEM | [5 empty] | 9.65 |  | 1.31
|  |  |  | Sell Rate | Sell Total |  |  |  |  | IB | [17 empty] | U_M_Sell | T_M_Sell | U_L_Sell | T_L_Sell | Total_Sell | T_M_Cost | T_L_Phr | Mat/Lab=1
2 | No. |  | Item: b. | 86.78 | 173.56 | ISELL |  |  |  | mu_A | ITEM | [7 empty] | mu :1.22 | [8 empty] | 17.66 | 35.32 | 69.12 | 138.24 | 173.56 | 28.95 | 3.93 | 65.76
|  |  | Two light points controlled by one switch | [6 empty] | n
|  | h | [EL25_0662B_Brittania_Hotel_Elec_Revised_Estim_B.xlsx]Elec_Rates!$D$200 |  |  | RATE_AAA
2 | 1.5 | 3 | 019# Lighting point in LSZH Conduit |  | 2Pt x 1 Sw | RTLO_002 | [9 empty] | 14.475 | 28.95 | 1.965 | 3.93
[17 empty] | 0 |  | 0
d> | 0 |  |  |  |  | ICOST |  |  |  | mu_A | ITEM | [5 empty] | 28.95 |  | 3.93
|  |  |  | Sell Rate | Sell Total |  |  |  |  | IB | [17 empty] | U_M_Sell | T_M_Sell | U_L_Sell | T_L_Sell | Total_Sell | T_M_Cost | T_L_Phr | Mat/Lab=1
2 | No. |  | Item: c. | 144.63 | 289.26 | ISELL |  |  |  | mu_A | ITEM | [7 empty] | mu :1.22 | [8 empty] | 29.43 | 58.86 | 115.2 | 230.4 | 289.26 | 48.25 | 6.55 | 109.6
|  |  | Four light points controlled by one switch | [6 empty] | n
|  | h | [EL25_0662B_Brittania_Hotel_Elec_Revised_Estim_B.xlsx]Elec_Rates!$D$200 |  |  | RATE_AAA
2 | 2.5 | 5 | 019# Lighting point in LSZH Conduit |  | 4Pt x 1 Sw | RTLO_002 | [9 empty] | 24.125 | 48.25 | 3.275 | 6.55
[17 empty] | 0 |  | 0
d> | 0 |  |  |  |  | ICOST |  |  |  | mu_A | ITEM | [5 empty] | 48.25 |  | 6.55
|  |  |  | Sell Rate | Sell Total |  |  |  |  | IB | [17 empty] | U_M_Sell | T_M_Sell | U_L_Sell | T_L_Sell | Total_Sell | T_M_Cost | T_L_Phr | Mat/Lab=1
1 | No. |  | Item: d. | 173.56 | 173.56 | ISELL |  |  |  | mu_A | ITEM | [7 empty] | mu :1.22 | [8 empty] | 35.32 | 35.32 | 138.24 | 138.24 | 173.56 | 28.95 | 3.93 | 32.88
|  |  | Four light points controlled by two switches | [6 empty] | n
|  | h | [EL25_0662B_Brittania_Hotel_Elec_Revised_Estim_B.xlsx]Elec_Rates!$D$200 |  |  | RATE_AAA
1 | 3 | 3 | 019# Lighting point in LSZH Conduit |  | 4Pt x 2 Sw | RTLO_002 | [9 empty] | 28.95 | 28.95 | 3.93 | 3.93
[17 empty] | 0 |  | 0
d> | 0 |  |  |  |  | ICOST |  |  |  | mu_A | ITEM | [5 empty] | 28.95 |  | 3.93
|  |  |  | Sell Rate | Sell Total |  |  |  |  | IB | [17 empty] | U_M_Sell | T_M_Sell | U_L_Sell | T_L_Sell | Total_Sell | T_M_Cost | T_L_Phr | Mat/Lab=1
2 | No. |  | Item: e. | 289.27 | 578.54 | ISELL |  |  |  | mu_A | ITEM | [7 empty] | mu :1.22 | [8 empty] | 58.87 | 117.74 | 230.4 | 460.8 | 578.54 | 96.5 | 13.1 | 219.2
|  |  | Nine light points controlled by two switches | [6 empty] | n
|  | h | [EL25_0662B_Brittania_Hotel_Elec_Revised_Estim_B.xlsx]Elec_Rates!$D$200 |  |  | RATE_AAA
2 | 5 | 10 | 019# Lighting point in LSZH Conduit |  | 9Pt x 2 Sw | RTLO_002 | [9 empty] | 48.25 | 96.5 | 6.55 | 13.1
[17 empty] | 0 |  | 0
d> | 0 |  |  |  |  | ICOST |  |  |  | mu_A | ITEM | [5 empty] | 96.5 |  | 13.1
|  |  |  | Sell Rate | Sell Total |  |  |  |  | IB | [17 empty] | U_M_Sell | T_M_Sell | U_L_Sell | T_L_Sell | Total_Sell | T_M_Cost | T_L_Phr | Mat/Lab=1
1 | No. |  | Item: f. | 260.34 | 260.34 | ISELL |  |  |  | mu_A | ITEM | [7 empty] | mu :1.22 | [8 empty] | 52.98 | 52.98 | 207.36 | 207.36 | 260.34 | 43.43 | 5.9 | 49.33
|  |  | Six light points controlled by three switches | [6 empty] | n
|  | h | [EL25_0662B_Brittania_Hotel_Elec_Revised_Estim_B.xlsx]Elec_Rates!$D$200 |  |  | RATE_AAA
1 | 4.5 | 4.5 | 019# Lighting point in LSZH Conduit |  | 6Pt x 3 Sw | RTLO_002 | [9 empty] | 43.425 | 43.425 | 5.895 | 5.895
[17 empty] | 0 |  | 0
d> | 0 |  |  |  |  | ICOST |  |  |  | mu_A | ITEM | [5 empty] | 43.425 |  | 5.895
|  |  |  | Sell Rate | Sell Total |  |  |  |  | IB | [17 empty] | U_M_Sell | T_M_Sell | U_L_Sell | T_L_Sell | Total_Sell | T_M_Cost | T_L_Phr | Mat/Lab=1
1 | No. |  | Item: g. | 289.27 | 289.27 | ISELL |  |  |  | mu_A | ITEM | [7 empty] | mu :1.22 | [8 empty] | 58.87 | 58.87 | 230.4 | 230.4 | 289.27 | 48.25 | 6.55 | 54.8
|  |  | Seven light points controlled by three switches | [6 empty] | n
|  | h | [EL25_0662B_Brittania_Hotel_Elec_Revised_Estim_B.xlsx]Elec_Rates!$D$200 |  |  | RATE_AAA
1 | 5 | 5 | 019# Lighting point in LSZH Conduit |  | 7Pt x 3 Sw | RTLO_002 | [9 empty] | 48.25 | 48.25 | 6.55 | 6.55
[17 empty] | 0 |  | 0
d> | 0 |  |  |  |  | ICOST |  |  |  | mu_A | ITEM | [5 empty] | 48.25 |  | 6.55
|  |  |  | Sell Rate | Sell Total |  |  |  |  | IB | [17 empty] | U_M_Sell | T_M_Sell | U_L_Sell | T_L_Sell | Total_Sell | T_M_Cost | T_L_Phr | Mat/Lab=1
1 | No. |  | Item: h. | 284.92 | 284.92 | ISELL |  |  |  | mu_A | ITEM | [7 empty] | mu :1.22 | [8 empty] | 71.28 | 71.28 | 213.64 | 213.64 | 284.92 | 58.43 | 6.07 | 64.5
|  |  | Eight light points controlled by one weatherproof switch | [6 empty] | n
|  | h | [EL25_0662B_Brittania_Hotel_Elec_Revised_Estim_B.xlsx]Elec_Rates!$D$200 |  |  | RATE_AAA
1 | 4.5 | 4.5 | 019# Lighting point in LSZH Conduit |  | 8Pt x 1 Sw | RTLO_002 | [9 empty] | 43.425 | 43.425 | 5.895 | 5.895
1 | No |  | Switch 1G 2W IP65 |  |  | WACC_054 | 705 | BG | 912 |  |  |  |  | 3 | 1994-12-01 | 15 | 15 | 0.17 | 0.1785
[17 empty] | 0 |  | 0
d> | 0 |  |  |  |  | ICOST |  |  |  | mu_A | ITEM | [5 empty] | 58.425 |  | 6.0735
|  |  |  | Sell Rate | Sell Total |  |  |  |  | IB | [17 empty] | U_M_Sell | T_M_Sell | U_L_Sell | T_L_Sell | Total_Sell | T_M_Cost | T_L_Phr | Mat/Lab=1
1 | No. |  | Item: i. | 144.63 | 144.63 | ISELL |  |  |  | mu_A | ITEM | [7 empty] | mu :1.22 | [8 empty] | 29.43 | 29.43 | 115.2 | 115.2 | 144.63 | 24.13 | 3.28 | 27.41
Three light points and one extractor fan controlled by one switch (one light point with battery back up)
|  | h | [EL25_0662B_Brittania_Hotel_Elec_Revised_Estim_B.xlsx]Elec_Rates!$D$200 |  |  | RATE_AAA
1 | 2.5 | 2.5 | 019# Lighting point in LSZH Conduit |  | 4Pt x 1 Sw | RTLO_002 | [9 empty] | 24.125 | 24.125 | 3.275 | 3.275
[17 empty] | 0 |  | 0
d> | 0 |  |  |  |  | ICOST |  |  |  | mu_A | ITEM | [5 empty] | 24.125 |  | 3.275
|  |  |  | Sell Rate | Sell Total |  |  |  |  | IB | [17 empty] | U_M_Sell | T_M_Sell | U_L_Sell | T_L_Sell | Total_Sell | T_M_Cost | T_L_Phr | Mat/Lab=1
1 | No. |  | Item: j. | 173.56 | 173.56 | ISELL |  |  |  | mu_A | ITEM | [7 empty] | mu :1.22 | [8 empty] | 35.32 | 35.32 | 138.24 | 138.24 | 173.56 | 28.95 | 3.93 | 32.88
Four light points and one extractor fan controlled by one switch (one light point with battery back up)
|  | h | [EL25_0662B_Brittania_Hotel_Elec_Revised_Estim_B.xlsx]Elec_Rates!$D$200 |  |  | RATE_AAA
1 | 3 | 3 | 019# Lighting point in LSZH Conduit |  | 5Pt x 1 Sw | RTLO_002 | [9 empty] | 28.95 | 28.95 | 3.93 | 3.93
[17 empty] | 0 |  | 0
d> | 0 |  |  |  |  | ICOST |  |  |  | mu_A | ITEM | [5 empty] | 28.95 |  | 3.93
|  |  |  | Sell Rate | Sell Total |  |  |  |  | IB | [17 empty] | U_M_Sell | T_M_Sell | U_L_Sell | T_L_Sell | Total_Sell | T_M_Cost | T_L_Phr | Mat/Lab=1
2 | No. |  | Item: k. | 88.56 | 177.12 | ISELL |  |  |  | mu_A | ITEM | [7 empty] | mu :1.22 | [8 empty] | 33.33 | 66.66 | 55.23 | 110.46 | 177.12 | 54.64 | 3.14 | 115.56
|  |  | One light point controlled by one movement detector | [6 empty] | n
|  | h | [EL25_0662B_Brittania_Hotel_Elec_Revised_Estim_B.xlsx]Elec_Rates!$D$200 |  |  | RATE_AAA
2 | 1 | 2 | 019# Lighting point in LSZH Conduit |  | 1Pt x 1Sw | RTLO_002 | [9 empty] | 9.65 | 19.3 | 1.31 | 2.62
|  | h | [EL25_0662B_Brittania_Hotel_Elec_Revised_Estim_B.xlsx]Elec_Rates!$D$210 |  |  | RATE_AAA
2 | 1 | 2 | 020# Movement Detector |  |  | RTLO_002 | [9 empty] | 17.67 | 35.34 | 0.26 | 0.52
[17 empty] | 0 |  | 0
d> | 0 |  |  |  |  | ICOST |  |  |  | mu_A | ITEM | [5 empty] | 54.64 |  | 3.14
|  |  |  | Sell Rate | Sell Total |  |  |  |  | IB | [17 empty] | U_M_Sell | T_M_Sell | U_L_Sell | T_L_Sell | Total_Sell | T_M_Cost | T_L_Phr | Mat/Lab=1
1 | No. |  | Item: l. | 146.41 | 146.41 | ISELL |  |  |  | mu_A | ITEM | [7 empty] | mu :1.22 | [8 empty] | 45.1 | 45.1 | 101.31 | 101.31 | 146.41 | 36.97 | 2.88 | 39.85
|  |  | Three light points controlled by one movement detector | [6 empty] | n
|  | h | [EL25_0662B_Brittania_Hotel_Elec_Revised_Estim_B.xlsx]Elec_Rates!$D$200 |  |  | RATE_AAA
1 | 2 | 2 | 019# Lighting point in LSZH Conduit |  | 3Pt x 1Sw | RTLO_002 | [9 empty] | 19.3 | 19.3 | 2.62 | 2.62
|  | h | [EL25_0662B_Brittania_Hotel_Elec_Revised_Estim_B.xlsx]Elec_Rates!$D$210 |  |  | RATE_AAA
1 | 1 | 1 | 020# Movement Detector |  |  | RTLO_002 | [9 empty] | 17.67 | 17.67 | 0.26 | 0.26
[17 empty] | 0 |  | 0
d> | 0 |  |  |  |  | ICOST |  |  |  | mu_A | ITEM | [5 empty] | 36.97 |  | 2.88
|  |  |  | Sell Rate | Sell Total |  |  |  |  | IB | [17 empty] | U_M_Sell | T_M_Sell | U_L_Sell | T_L_Sell | Total_Sell | T_M_Cost | T_L_Phr | Mat/Lab=1
1 | No. |  | Item: m. | 286.81 | 286.81 | ISELL |  |  |  | mu_A | ITEM | [7 empty] | mu :1.22 | [8 empty] | 121.13 | 121.13 | 165.68 | 165.68 | 286.81 | 99.29 | 4.71 | 104
Four light points controlled by two switches, 2 occupancy sensors and relay (one light point with battery back up)
|  | h | [EL25_0662B_Brittania_Hotel_Elec_Revised_Estim_B.xlsx]Elec_Rates!$D$200 |  |  | RATE_AAA
1 | 3 | 3 | 019# Lighting point in LSZH Conduit |  |  | RTLO_002 | [9 empty] | 28.95 | 28.95 | 3.93 | 3.93
|  | h | [EL25_0662B_Brittania_Hotel_Elec_Revised_Estim_B.xlsx]Elec_Rates!$D$210 |  |  | RATE_AAA
1 | 2 | 2 | 020# Movement Detector |  |  | RTLO_002 | [9 empty] | 35.34 | 35.34 | 0.52 | 0.52
|  | h | [EL25_0662B_Brittania_Hotel_Elec_Revised_Estim_B.xlsx]Elec_Rates!$D$524 |  |  | RATE_AAA
1 | 1 | 1 | 062# 230V 2P 16A Contactor |  |  | RTLO_002 | [9 empty] | 35 | 35 | 0.26 | 0.26
[17 empty] | 0 |  | 0
d> | 0 |  |  |  |  | ICOST |  |  |  | mu_A | ITEM | [5 empty] | 99.29 |  | 4.71
|  |  |  | Sell Rate | Sell Total |  |  |  |  | IB | [17 empty] | U_M_Sell | T_M_Sell | U_L_Sell | T_L_Sell | Total_Sell | T_M_Cost | T_L_Phr | Mat/Lab=1
7 | No. |  | Item: n. | 74.08 | 518.56 | ISELL |  |  |  | mu_A | ITEM | [7 empty] | mu :1.22 | [8 empty] | 21.72 | 152.04 | 52.36 | 366.52 | 518.56 | 124.6 | 10.42 | 945.14
|  |  | 5Amp Socket Outlet for Lighting | [6 empty] | n
|  | h | [EL25_0662B_Brittania_Hotel_Elec_Revised_Estim_B.xlsx]Elec_Rates!$D$200 |  |  | RATE_AAA
7 | 1 | 7 | 019# Lighting point in LSZH Conduit |  | 1Pt x 1Sw | RTLO_002 | [9 empty] | 9.65 | 67.55 | 1.31 | 9.17
7 | No |  | 5Amp Socket Outlet |  |  | WACC_054 | 705 | BG | 912 |  |  |  |  | 3 | 1994-12-01 | 8.15 | 57.05 | 0.17 | 1.2495
[17 empty] | 0 |  | 0
d> | 0 |  |  |  |  | ICOST |  |  |  | mu_A | ITEM | [5 empty] | 124.6 |  | 10.4195
|  |  |  | Sell Rate | Sell Total |  |  |  |  | IB | [17 empty] | U_M_Sell | T_M_Sell | U_L_Sell | T_L_Sell | Total_Sell | T_M_Cost | T_L_Phr | Mat/Lab=1
4 | No. |  | Item: o. | 57.85 | 231.4 | ISELL |  |  |  | mu_A | ITEM | [7 empty] | mu :1.22 | [8 empty] | 11.77 | 47.08 | 46.08 | 184.32 | 231.4 | 38.6 | 5.24 | 175.36
|  |  | One light point for reading lights | [6 empty] | n
|  | h | [EL25_0662B_Brittania_Hotel_Elec_Revised_Estim_B.xlsx]Elec_Rates!$D$200 |  |  | RATE_AAA
4 | 1 | 4 | 019# Lighting point in LSZH Conduit |  | 1Pt x 1Sw | RTLO_002 | [9 empty] | 9.65 | 38.6 | 1.31 | 5.24
[17 empty] | 0 |  | 0
d> | 0 |  |  |  |  | ICOST |  |  |  | mu_A | ITEM | [5 empty] | 38.6 |  | 5.24
|  |  |  | Sell Rate | Sell Total |  |  |  |  | IB | [17 empty] | U_M_Sell | T_M_Sell | U_L_Sell | T_L_Sell | Total_Sell | T_M_Cost | T_L_Phr | Mat/Lab=1
2 | No. |  | Item: p. | 57.85 | 115.7 | ISELL |  |  |  | mu_A | ITEM | [7 empty] | mu :1.22 | [8 empty] | 11.77 | 23.54 | 46.08 | 92.16 | 115.7 | 19.3 | 2.62 | 43.84
|  |  | One light point for wardrobe lights | [6 empty] | n
|  | h | [EL25_0662B_Brittania_Hotel_Elec_Revised_Estim_B.xlsx]Elec_Rates!$D$200 |  |  | RATE_AAA
2 | 1 | 2 | 019# Lighting point in LSZH Conduit |  | 1Pt x 1Sw | RTLO_002 | [9 empty] | 9.65 | 19.3 | 1.31 | 2.62
[17 empty] | 0 |  | 0
d> | 0 |  |  |  |  | ICOST |  |  |  | mu_A | ITEM | [5 empty] | 19.3 |  | 2.62
|  |  |  | Sell Rate | Sell Total |  |  |  |  | IB | [17 empty] | U_M_Sell | T_M_Sell | U_L_Sell | T_L_Sell | Total_Sell | T_M_Cost | T_L_Phr | Mat/Lab=1
2 | No. |  | Item: q. | 57.85 | 115.7 | ISELL |  |  |  | mu_A | ITEM | [7 empty] | mu :1.22 | [8 empty] | 11.77 | 23.54 | 46.08 | 92.16 | 115.7 | 19.3 | 2.62 | 43.84
|  |  | One light point for magnifying mirror | [6 empty] | n
|  | h | [EL25_0662B_Brittania_Hotel_Elec_Revised_Estim_B.xlsx]Elec_Rates!$D$200 |  |  | RATE_AAA
2 | 1 | 2 | 019# Lighting point in LSZH Conduit |  | 1Pt x 1Sw | RTLO_002 | [9 empty] | 9.65 | 19.3 | 1.31 | 2.62
[17 empty] | 0 |  | 0
d> | 0 |  |  |  |  | ICOST |  |  |  | mu_A | ITEM | [5 empty] | 19.3 |  | 2.62
|  |  |  | Sell Rate | Sell Total |  |  |  |  | IB | [17 empty] | U_M_Sell | T_M_Sell | U_L_Sell | T_L_Sell | Total_Sell | T_M_Cost | T_L_Phr | Mat/Lab=1
1 | No. |  | Item: r. | 57.85 | 57.85 | ISELL |  |  |  | mu_A | ITEM | [7 empty] | mu :1.22 | [8 empty] | 11.77 | 11.77 | 46.08 | 46.08 | 57.85 | 9.65 | 1.31 | 10.96
|  |  | Maintained emergency light points | [6 empty] | n
|  | h | [EL25_0662B_Brittania_Hotel_Elec_Revised_Estim_B.xlsx]Elec_Rates!$D$200 |  |  | RATE_AAA
1 | 1 | 1 | 019# Lighting point in LSZH Conduit |  | Emer | RTLO_002 | [9 empty] | 9.65 | 9.65 | 1.31 | 1.31
[17 empty] | 0 |  | 0
d> | 0 |  |  |  |  | ICOST |  |  |  | mu_A | ITEM | [5 empty] | 9.65 |  | 1.31
SB
| -0.031254 |  | PAGE: |  | 4075.04 | [5 empty] | PAGE | [5 empty] | 817.825 |  | 87.483
| Discy: |  |  |  | PAGE SELL | [11 empty] | PAGE MAT |  | PAGE LAB
TB
|  | t | Item: 59
Supply and install the following DALI lighting points (Moulded Plastic Installation)
|  |  |  | Sell Rate | Sell Total |  |  |  |  | IB | [17 empty] | U_M_Sell | T_M_Sell | U_L_Sell | T_L_Sell | Total_Sell | T_M_Cost | T_L_Phr | Mat/Lab=1
1 | No. |  | Item: a. | 67.06 | 67.06 | ISELL |  |  |  | mu_A | ITEM | [7 empty] | mu :1.22 | [8 empty] | 14.3 | 14.3 | 52.76 | 52.76 | 67.06 | 11.72 | 1.5 | 13.22
|  |  | Internal light points | [6 empty] | n
|  | h | [EL25_0662B_Brittania_Hotel_Elec_Revised_Estim_B.xlsx]Elec_Rates!$D$200 |  |  | RATE_AAA
1 | 1 | 1 | 019# Lighting point in LSZH Conduit |  |  | RTLO_002 | [9 empty] | 9.65 | 9.65 | 1.31 | 1.31
|  | h | [EL25_0662B_Brittania_Hotel_Elec_Revised_Estim_B.xlsx]Elec_Rates!$D$517 |  |  | RATE_AAA
1 | 1 | 1 | 061# DALI Wiring cables |  |  | RTLO_002 | [9 empty] | 2.07 | 2.07 | 0.19 | 0.19
[17 empty] | 0 |  | 0
d> | 0 |  |  |  |  | ICOST |  |  |  | mu_A | ITEM | [5 empty] | 11.72 |  | 1.5
TB
|  | t | Item: 60
Supply and install the following DALI switches / controllers.
|  |  |  | Sell Rate | Sell Total |  |  |  |  | IB | [17 empty] | U_M_Sell | T_M_Sell | U_L_Sell | T_L_Sell | Total_Sell | T_M_Cost | T_L_Phr | Mat/Lab=1
1 | No. |  | Item: a. | 55.19 | 55.19 | ISELL |  |  |  |  | ITEM | [7 empty] | mu :1.22 | [8 empty] | 42.23 | 42.23 | 12.96 | 12.96 | 55.19 | 34.61 | 0.37 | 34.98
|  |  | 1-Button Keypad for external lighting | [6 empty] | n
|  |  |  | 0 | Discrepancy
|  |  | Electrical | 21.66 | 21.66 |  |  |  |  | mu_A | SUBI
| >>> mu_A material here >>> | [15 empty] | 0 |  | 0
|  | h | [EL25_0662B_Brittania_Hotel_Elec_Revised_Estim_B.xlsx]Elec_Rates!$D$517 |  |  | RATE_AAA
1 | 1 | 1 | 061# DALI Wiring cables |  |  | RTLO_002 | [9 empty] | 2.07 | 2.07 | 0.19 | 0.19
1 | No |  | WHITE Switch 1G Push |  | ESS Q0395603 | WACC_054 | 705 | BG | 912 |  |  |  |  | 3 | 1994-12-01 | 5.06 | 5.06 | 0.17 | 0.1785
[17 empty] | 0 |  | 0
d> | 0 | [8 empty] | mu_A | SUBI | [5 empty] | 7.13 |  | 0.3685 | [8 empty] | 8.7
|  |  | Controls Section (DALI) | 33.53 | 33.53 |  |  |  |  | mu_B | SUBI
| >>> mu_B material here >>> | [15 empty] | 0 |  | 0
1 | No |  | DALI Push Button Interface |  |  | BMSE_004 | 512 | Anytronics | AMD 1 gang |  |  |  |  | 3 | 2005-03-10 | 27.48 | 27.48 |  | 0
[17 empty] | 0 |  | 0
d> | 0 | [8 empty] | mu_B | SUBI | [5 empty] | 27.48 |  | 0 | [8 empty] | 33.53
[6 empty] | ICOST |  |  |  |  | ITEM | [5 empty] | 34.61 |  | 0.3685
TB
|  | t | Item: 61
Supply only the following light fittings and accessories
|  |  |  | Sell Rate | Sell Total |  |  |  |  | IB | [17 empty] | U_M_Sell | T_M_Sell | U_L_Sell | T_L_Sell | Total_Sell | T_M_Cost | T_L_Phr | Mat/Lab=1
8 | No. |  | Item: a. | 81.56 | 652.48 | ISELL |  |  |  | mu_A | ITEM | [7 empty] | mu :1.22 | [8 empty] | 81.56 | 652.48 | 0 | 0 | 652.48 | 534.8 | 0 | 4278.4
|  |  | Outdoor wall lights for technical area, IP65 | [6 empty] | n
|  | h | [EL25_0662B_Brittania_Hotel_Elec_Revised_Estim_B.xlsx]Elec_Rates!$D$234 |  |  | RATE_AAA
8 | 1 | 8 | 024# Supply Only - Outdoor wall lights for technical area, IP65 |  |  | RTLO_002 | [9 empty] | 66.85 | 534.8 | 0 | 0
[17 empty] | 0 |  | 0
d> | 0 |  |  |  |  | ICOST |  |  |  | mu_A | ITEM | [5 empty] | 534.8 |  | 0
|  |  |  | Sell Rate | Sell Total |  |  |  |  | IB | [17 empty] | U_M_Sell | T_M_Sell | U_L_Sell | T_L_Sell | Total_Sell | T_M_Cost | T_L_Phr | Mat/Lab=1
7 | No. |  | Item: b. | 0 | 0 | ISELL |  |  |  | mu_A | ITEM |  |  |  |  | Included in item 58n |  |  | 0.00 | [8 empty] | 0 | 0 | 0 | 0 | 0 | 0 | 0 | 0
|  |  | 5Amp Socket Outlet for Lighting | [6 empty] | n
[17 empty] | 0 |  | 0
|  |  | Included in item 58n | [13 empty] | 0 |  | 0
[17 empty] | 0 |  | 0
d> | 0 |  |  |  |  | ICOST |  |  |  | mu_A | ITEM | [5 empty] | 0 |  | 0
|  |  |  | Sell Rate | Sell Total |  |  |  |  | IB | [17 empty] | U_M_Sell | T_M_Sell | U_L_Sell | T_L_Sell | Total_Sell | T_M_Cost | T_L_Phr | Mat/Lab=1
1 | No. |  | Item: c. | 28.98 | 28.98 | ISELL |  |  |  | mu_A | ITEM | [7 empty] | mu :1.22 | [8 empty] | 28.98 | 28.98 | 0 | 0 | 28.98 | 23.75 | 0 | 23.75
|  |  | Type 'E1' - Single Sided, Wall Mounted, Directional Exit Signage | [6 empty] | n
|  | h | [EL25_0662B_Brittania_Hotel_Elec_Revised_Estim_B.xlsx]Elec_Rates!$D$222 |  |  | RATE_AAA
1 | 1 | 1 | 022# Supply Only - Type 'E1' - Single Sided, Wall Mounted, Directional Exit Signage |  |  | RTLO_002 | [9 empty] | 23.75 | 23.75 | 0 | 0
[17 empty] | 0 |  | 0
d> | 0 |  |  |  |  | ICOST |  |  |  | mu_A | ITEM | [5 empty] | 23.75 |  | 0
TB
|  | t | Item: 62
Install and connect only the following light fittings and accessories. Light Fittings to be supplied by client.
|  |  |  | Sell Rate | Sell Total |  |  |  |  | IB | [17 empty] | U_M_Sell | T_M_Sell | U_L_Sell | T_L_Sell | Total_Sell | T_M_Cost | T_L_Phr | Mat/Lab=1
31 | No. |  | Item: a. | 14.36 | 445.16 | ISELL |  |  |  | mu_A | ITEM | [7 empty] | mu :1.22 | [8 empty] | 1.34 | 41.54 | 13.02 | 403.62 | 445.16 | 34.1 | 11.47 | 1412.67
|  |  | Type ' LT-01' - 11W Soffit Recessed Light Fitting | [6 empty] | n
|  | h | [EL25_0662B_Brittania_Hotel_Elec_Revised_Estim_B.xlsx]Elec_Rates!$D$369 |  |  | RATE_AAA
31 | 1 | 31 | 042# Install and connect Only - Type 'LT-01' - 11W Soffit Recessed Light Fitting |  |  | RTLO_002 | [9 empty] | 1.1 | 34.1 | 0.37 | 11.47
[17 empty] | 0 |  | 0
d> | 0 |  |  |  |  | ICOST |  |  |  | mu_A | ITEM | [5 empty] | 34.1 |  | 11.47
|  |  |  | Sell Rate | Sell Total |  |  |  |  | IB | [17 empty] | U_M_Sell | T_M_Sell | U_L_Sell | T_L_Sell | Total_Sell | T_M_Cost | T_L_Phr | Mat/Lab=1
5 | No. |  | Item: b. | 14.36 | 71.8 | ISELL |  |  |  | mu_A | ITEM | [7 empty] | mu :1.22 | [8 empty] | 1.34 | 6.7 | 13.02 | 65.1 | 71.8 | 5.5 | 1.85 | 36.75
|  |  | Type ' LT-02' - 11W Soffit Recessed Light Fitting | [6 empty] | n
|  | h | [EL25_0662B_Brittania_Hotel_Elec_Revised_Estim_B.xlsx]Elec_Rates!$D$376 |  |  | RATE_AAA
5 | 1 | 5 | 043# Install and connect Only - Type 'LT-02' - 11W Soffit Recessed Light Fitting |  |  | RTLO_002 | [9 empty] | 1.1 | 5.5 | 0.37 | 1.85
[17 empty] | 0 |  | 0
d> | 0 |  |  |  |  | ICOST |  |  |  | mu_A | ITEM | [5 empty] | 5.5 |  | 1.85
|  |  |  | Sell Rate | Sell Total |  |  |  |  | IB | [17 empty] | U_M_Sell | T_M_Sell | U_L_Sell | T_L_Sell | Total_Sell | T_M_Cost | T_L_Phr | Mat/Lab=1
3 | No. |  | Item: c. | 42.09 | 126.27 | ISELL |  |  |  | mu_A | ITEM | [7 empty] | mu :1.22 | [8 empty] | 21.69 | 65.07 | 20.4 | 61.2 | 126.27 | 53.34 | 1.74 | 165.24
|  |  | Type ' LT-11' - 6W Pole Light | [6 empty] | n
|  | h | [EL25_0662B_Brittania_Hotel_Elec_Revised_Estim_B.xlsx]Elec_Rates!$D$436 |  |  | RATE_AAA
3 | 1 | 3 | 051# Install and connect Only - Type 'LT-11' - 6W Pole Light |  |  | RTLO_002 | [9 empty] | 17.78 | 53.34 | 0.58 | 1.74
[17 empty] | 0 |  | 0
d> | 0 |  |  |  |  | ICOST |  |  |  | mu_A | ITEM | [5 empty] | 53.34 |  | 1.74
|  |  |  | Sell Rate | Sell Total |  |  |  |  | IB | [17 empty] | U_M_Sell | T_M_Sell | U_L_Sell | T_L_Sell | Total_Sell | T_M_Cost | T_L_Phr | Mat/Lab=1
8 | No. |  | Item: d. | 49.48 | 395.84 | ISELL |  |  |  | mu_A | ITEM | [7 empty] | mu :1.22 | [8 empty] | 21.69 | 173.52 | 27.79 | 222.32 | 395.84 | 142.24 | 6.32 | 1188.48
|  |  | Type ' LT-12' - 6W Recessed Floor Spotlight, Dimmable, IP65 | [6 empty] | n
|  | h | [EL25_0662B_Brittania_Hotel_Elec_Revised_Estim_B.xlsx]Elec_Rates!$D$444 |  |  | RATE_AAA
8 | 1 | 8 | 052# Install and connect Only - Type 'LT-12' - 6W Recessed Floor Spotlight, Dimmable, IP65 |  |  | RTLO_002 | [9 empty] | 17.78 | 142.24 | 0.79 | 6.32
[17 empty] | 0 |  | 0
d> | 0 |  |  |  |  | ICOST |  |  |  | mu_A | ITEM | [5 empty] | 142.24 |  | 6.32
|  |  |  | Sell Rate | Sell Total |  |  |  |  | IB | [17 empty] | U_M_Sell | T_M_Sell | U_L_Sell | T_L_Sell | Total_Sell | T_M_Cost | T_L_Phr | Mat/Lab=1
5 | m |  | Item: e. | 5.63 | 28.15 | ISELL |  |  |  | mu_A | ITEM | [7 empty] | mu :1.22 | [8 empty] | 0 | 0 | 5.63 | 28.15 | 28.15 | 0 | 0.8 | 4
|  |  | Type ' LT-13' - Dimmable Strip Light | [6 empty] | n
|  | h | [EL25_0662B_Brittania_Hotel_Elec_Revised_Estim_B.xlsx]Elec_Rates!$D$452 |  |  | RATE_AAA
5 | 1 | 5 | 053# Install and connect Only - Type 'LT-13 - Dimmable Strip Light |  |  | RTLO_002 | [9 empty] | 0 | 0 | 0.16 | 0.8
[17 empty] | 0 |  | 0
d> | 0 |  |  |  |  | ICOST |  |  |  | mu_A | ITEM | [5 empty] | 0 |  | 0.8
|  |  |  | Sell Rate | Sell Total |  |  |  |  | IB | [17 empty] | U_M_Sell | T_M_Sell | U_L_Sell | T_L_Sell | Total_Sell | T_M_Cost | T_L_Phr | Mat/Lab=1
7 | No. |  | Item: f. | 11.35 | 79.45 | ISELL |  |  |  | mu_A | ITEM | [7 empty] | mu :1.22 | [8 empty] | 0.1 | 0.7 | 11.25 | 78.75 | 79.45 | 0.56 | 2.24 | 19.6
|  |  | Type ' LD-01' - Rooms Art Light | [6 empty] | n
|  | h | [EL25_0662B_Brittania_Hotel_Elec_Revised_Estim_B.xlsx]Elec_Rates!$D$277 |  |  | RATE_AAA
7 | 1 | 7 | 030# Install and connect Only - Type 'LD-01' - Rooms Art Light |  |  | RTLO_002 | [9 empty] | 0.08 | 0.56 | 0.32 | 2.24
[17 empty] | 0 |  | 0
d> | 0 |  |  |  |  | ICOST |  |  |  | mu_A | ITEM | [5 empty] | 0.56 |  | 2.24
|  |  |  | Sell Rate | Sell Total |  |  |  |  | IB | [17 empty] | U_M_Sell | T_M_Sell | U_L_Sell | T_L_Sell | Total_Sell | T_M_Cost | T_L_Phr | Mat/Lab=1
1 | No. |  | Item: g. | 11.35 | 11.35 | ISELL |  |  |  | mu_A | ITEM | [7 empty] | mu :1.22 | [8 empty] | 0.1 | 0.1 | 11.25 | 11.25 | 11.35 | 0.08 | 0.32 | 0.4
|  |  | Type ' LD-11' - Hallway Wall Light | [6 empty] | n
|  | h | [EL25_0662B_Brittania_Hotel_Elec_Revised_Estim_B.xlsx]Elec_Rates!$D$322 |  |  | RATE_AAA
1 | 1 | 1 | 036# Install and connect Only - Type 'LD-11' - Hallway Wall Light |  |  | RTLO_002 | [9 empty] | 0.08 | 0.08 | 0.32 | 0.32
[17 empty] | 0 |  | 0
d> | 0 |  |  |  |  | ICOST |  |  |  | mu_A | ITEM | [5 empty] | 0.08 |  | 0.32
|  |  |  | Sell Rate | Sell Total |  |  |  |  | IB | [17 empty] | U_M_Sell | T_M_Sell | U_L_Sell | T_L_Sell | Total_Sell | T_M_Cost | T_L_Phr | Mat/Lab=1
4 | No. |  | Item: h. | 11.35 | 45.4 | ISELL |  |  |  | mu_A | ITEM | [7 empty] | mu :1.22 | [8 empty] | 0.1 | 0.4 | 11.25 | 45 | 45.4 | 0.32 | 1.28 | 6.4
|  |  | Type ' LD-12' - Bed Reading Light | [6 empty] | n
|  | h | [EL25_0662B_Brittania_Hotel_Elec_Revised_Estim_B.xlsx]Elec_Rates!$D$330 |  |  | RATE_AAA
4 | 1 | 4 | 037# Install and connect Only - Type 'LD-12' - Reading Lights |  |  | RTLO_002 | [9 empty] | 0.08 | 0.32 | 0.32 | 1.28
[17 empty] | 0 |  | 0
d> | 0 |  |  |  |  | ICOST |  |  |  | mu_A | ITEM | [5 empty] | 0.32 |  | 1.28
|  |  |  | Sell Rate | Sell Total |  |  |  |  | IB | [17 empty] | U_M_Sell | T_M_Sell | U_L_Sell | T_L_Sell | Total_Sell | T_M_Cost | T_L_Phr | Mat/Lab=1
6 | No. |  | Item: i. | 18.74 | 112.44 | ISELL |  |  |  | mu_A | ITEM | [7 empty] | mu :1.22 | [8 empty] | 0.1 | 0.6 | 18.64 | 111.84 | 112.44 | 0.48 | 3.18 | 21.96
|  |  | Type ' LD-14' - Terrace Wall Light | [6 empty] | n
|  | h | [EL25_0662B_Brittania_Hotel_Elec_Revised_Estim_B.xlsx]Elec_Rates!$D$345 |  |  | RATE_AAA
6 | 1 | 6 | 039# Install and connect Only - Type 'LD-14' - Terrace Wall Light |  |  | RTLO_002 | [9 empty] | 0.08 | 0.48 | 0.53 | 3.18
[17 empty] | 0 |  | 0
d> | 0 |  |  |  |  | ICOST |  |  |  | mu_A | ITEM | [5 empty] | 0.48 |  | 3.18
|  |  |  | Sell Rate | Sell Total |  |  |  |  | IB | [17 empty] | U_M_Sell | T_M_Sell | U_L_Sell | T_L_Sell | Total_Sell | T_M_Cost | T_L_Phr | Mat/Lab=1
3 | No. |  | Item: j. | 11.35 | 34.05 | ISELL |  |  |  | mu_A | ITEM | [7 empty] | mu :1.22 | [8 empty] | 0.1 | 0.3 | 11.25 | 33.75 | 34.05 | 0.24 | 0.96 | 3.6
|  |  | Type ' LD-15' - Bathrooms Wall Light | [6 empty] | n
|  | h | [EL25_0662B_Brittania_Hotel_Elec_Revised_Estim_B.xlsx]Elec_Rates!$D$353 |  |  | RATE_AAA
3 | 1 | 3 | 040# Install and connect Only - Type 'LD-15' - Bathrooms Wall Light |  |  | RTLO_002 | [9 empty] | 0.08 | 0.24 | 0.32 | 0.96
[17 empty] | 0 |  | 0
d> | 0 |  |  |  |  | ICOST |  |  |  | mu_A | ITEM | [5 empty] | 0.24 |  | 0.96
|  |  |  | Sell Rate | Sell Total |  |  |  |  | IB | [17 empty] | U_M_Sell | T_M_Sell | U_L_Sell | T_L_Sell | Total_Sell | T_M_Cost | T_L_Phr | Mat/Lab=1
8 | No. |  | Item: k. | 13.21 | 105.68 | ISELL |  |  |  | mu_A | ITEM | [7 empty] | mu :1.22 | [8 empty] | 0.2 | 1.6 | 13.01 | 104.08 | 105.68 | 1.28 | 2.96 | 33.92
|  |  | Outdoor wall lights for technical area, IP65 | [6 empty] | n
|  | h | [EL25_0662B_Brittania_Hotel_Elec_Revised_Estim_B.xlsx]Elec_Rates!$D$262 |  |  | RATE_AAA
8 | 1 | 8 | 028# Install and connect Only - Outdoor wall lights for technical area, IP65 |  |  | RTLO_002 | [9 empty] | 0.16 | 1.28 | 0.37 | 2.96
[17 empty] | 0 |  | 0
d> | 0 |  |  |  |  | ICOST |  |  |  | mu_A | ITEM | [5 empty] | 1.28 |  | 2.96
|  |  |  | Sell Rate | Sell Total |  |  |  |  | IB | [17 empty] | U_M_Sell | T_M_Sell | U_L_Sell | T_L_Sell | Total_Sell | T_M_Cost | T_L_Phr | Mat/Lab=1
7 | No. |  | Item: l. | 0 | 0 | ISELL |  |  |  | mu_A | ITEM |  |  |  |  | Included in item 58n |  |  | 0.00 | [8 empty] | 0 | 0 | 0 | 0 | 0 | 0 | 0 | 0
|  |  | 5Amp Socket Outlet for Lighting | [6 empty] | n
[17 empty] | 0 |  | 0
|  |  | Included in item 58n | [13 empty] | 0 |  | 0
[17 empty] | 0 |  | 0
d> | 0 |  |  |  |  | ICOST |  |  |  | mu_A | ITEM | [5 empty] | 0 |  | 0
SB
| 0.051027 |  | PAGE: |  | 2259.3 | [5 empty] | PAGE | [5 empty] | 843.02 |  | 34.9885
| Discy: |  |  |  | PAGE SELL | [11 empty] | PAGE MAT |  | PAGE LAB
|  |  |  | Sell Rate | Sell Total |  |  |  |  | IB | [17 empty] | U_M_Sell | T_M_Sell | U_L_Sell | T_L_Sell | Total_Sell | T_M_Cost | T_L_Phr | Mat/Lab=1
1 | No. |  | Item: m. | 13.21 | 13.21 | ISELL |  |  |  | mu_A | ITEM | [7 empty] | mu :1.22 | [8 empty] | 0.2 | 0.2 | 13.01 | 13.01 | 13.21 | 0.16 | 0.37 | 0.53
|  |  | Type 'E1' - Single Sided, Wall Mounted, Directional Exit Signage | [6 empty] | n
|  | h | [EL25_0662B_Brittania_Hotel_Elec_Revised_Estim_B.xlsx]Elec_Rates!$D$247 |  |  | RATE_AAA
1 | 1 | 1 | 026# Install and connect Only - Type 'E1' - Single Sided, Wall Mounted, Directional Exit Signage |  |  | RTLO_002 | [9 empty] | 0.16 | 0.16 | 0.37 | 0.37
[17 empty] | 0 |  | 0
d> | 0 |  |  |  |  | ICOST |  |  |  | mu_A | ITEM | [5 empty] | 0.16 |  | 0.37
|  |  |  | Sell Rate | Sell Total |  |  |  |  | IB | [17 empty] | U_M_Sell | T_M_Sell | U_L_Sell | T_L_Sell | Total_Sell | T_M_Cost | T_L_Phr | Mat/Lab=1
6 | No. |  | Item: n. | 16.12 | 96.72 | ISELL |  |  |  | mu_A | ITEM | [7 empty] | mu :1.22 | [8 empty] | 1.34 | 8.04 | 14.78 | 88.68 | 96.72 | 6.6 | 2.52 | 54.72
|  |  | Battery Backup Kit for Type 'LT-01' and Type 'LT-02' | [6 empty] | n
|  | h | [EL25_0662B_Brittania_Hotel_Elec_Revised_Estim_B.xlsx]Elec_Rates!$D$270 |  |  | RATE_AAA
6 | 1 | 6 | 029# Install and connect Only - Battery Backup Kit for the light fittings supplied by others |  |  | RTLO_002 | [9 empty] | 1.1 | 6.6 | 0.42 | 2.52
[17 empty] | 0 |  | 0
d> | 0 |  |  |  |  | ICOST |  |  |  | mu_A | ITEM | [5 empty] | 6.6 |  | 2.52
|  |  |  | Sell Rate | Sell Total |  |  |  |  | IB | [17 empty] | U_M_Sell | T_M_Sell | U_L_Sell | T_L_Sell | Total_Sell | T_M_Cost | T_L_Phr | Mat/Lab=1
2 | No. |  | Item: o. | 11.35 | 22.7 | ISELL |  |  |  | mu_A | ITEM | [7 empty] | mu :1.22 | [8 empty] | 0.1 | 0.2 | 11.25 | 22.5 | 22.7 | 0.16 | 0.64 | 1.6
|  |  | Magnifying Mirror in Bathroom | [6 empty] | n
|  | h | [EL25_0662B_Brittania_Hotel_Elec_Revised_Estim_B.xlsx]Elec_Rates!$D$478 |  |  | RATE_AAA
2 | 1 | 2 | 057# Install and connect Only - Magnifying Mirror in Bathroom |  |  | RTLO_002 | [9 empty] | 0.08 | 0.16 | 0.32 | 0.64
[17 empty] | 0 |  | 0
d> | 0 |  |  |  |  | ICOST |  |  |  | mu_A | ITEM | [5 empty] | 0.16 |  | 0.64
TB
t
POWER INSTALLATION
TB
|  | t | Item: 63
Supply and install the following power points in LSZH Conduit, chased in wall.
|  |  |  | Sell Rate | Sell Total |  |  |  |  | IB | [17 empty] | U_M_Sell | T_M_Sell | U_L_Sell | T_L_Sell | Total_Sell | T_M_Cost | T_L_Phr | Mat/Lab=1
11 | No. |  | Item: a. | 77.31 | 850.41 | ISELL |  |  |  | mu_A | ITEM | [7 empty] | mu :1.22 | [8 empty] | 20.73 | 228.03 | 56.58 | 622.38 | 850.41 | 186.89 | 17.69 | 2250.38
|  |  | 13Amp BS1363 Single Socket Outlet | [6 empty] | n
|  | h | [EL25_0662B_Brittania_Hotel_Elec_Revised_Estim_B.xlsx]Elec_Rates!$D$486 |  |  | RATE_AAA
11 | 1 | 11 | 058# General Power Point in LSZH Conduit |  |  | RTLO_002 | [9 empty] | 13.92 | 153.12 | 1.43 | 15.73
11 | No |  | 13Amp Single DP Switched Socket Outlet white |  | ESS Q0395603 | WACC_049 | 705 | BG | 921 |  |  |  |  | 3 | 1994-12-01 | 3.07 | 33.77 | 0.17 | 1.9635
[17 empty] | 0 |  | 0
d> | 0 |  |  |  |  | ICOST |  |  |  | mu_A | ITEM | [5 empty] | 186.89 |  | 17.6935
|  |  |  | Sell Rate | Sell Total |  |  |  |  | IB | [17 empty] | U_M_Sell | T_M_Sell | U_L_Sell | T_L_Sell | Total_Sell | T_M_Cost | T_L_Phr | Mat/Lab=1
5 | No. |  | Item: b. | 79.36 | 396.8 | ISELL |  |  |  | mu_A | ITEM | [7 empty] | mu :1.22 | [8 empty] | 22.78 | 113.9 | 56.58 | 282.9 | 396.8 | 93.35 | 8.04 | 506.95
|  |  | 13Amp BS1363 Double Socket Outlet | [6 empty] | n
|  | h | [EL25_0662B_Brittania_Hotel_Elec_Revised_Estim_B.xlsx]Elec_Rates!$D$486 |  |  | RATE_AAA
5 | 1 | 5 | 058# General Power Point in LSZH Conduit |  |  | RTLO_002 | [9 empty] | 13.92 | 69.6 | 1.43 | 7.15
5 | No |  | 13Amp Twin DP Switched Socket Outlet white |  |  | WACC_049 | 705 | BG | 921 |  |  |  |  | 3 | 1994-12-01 | 4.75 | 23.75 | 0.17 | 0.8925
[17 empty] | 0 |  | 0
d> | 0 |  |  |  |  | ICOST |  |  |  | mu_A | ITEM | [5 empty] | 93.35 |  | 8.0425
|  |  |  | Sell Rate | Sell Total |  |  |  |  | IB | [17 empty] | U_M_Sell | T_M_Sell | U_L_Sell | T_L_Sell | Total_Sell | T_M_Cost | T_L_Phr | Mat/Lab=1
6 | No. |  | Item: c. | 119.8 | 718.8 | ISELL |  |  |  | mu_A | ITEM | [7 empty] | mu :1.22 | [8 empty] | 63.22 | 379.32 | 56.58 | 339.48 | 718.8 | 310.92 | 9.65 | 1923.42
|  |  | Universal/ Continental Double Socket Outlet | [6 empty] | n
|  | h | [EL25_0662B_Brittania_Hotel_Elec_Revised_Estim_B.xlsx]Elec_Rates!$D$486 |  |  | RATE_AAA
6 | 1 | 6 | 058# General Power Point in LSZH Conduit |  |  | RTLO_002 | [9 empty] | 13.92 | 83.52 | 1.43 | 8.58
6 | No |  | Universal/ Continental Double Socket Outlet |  |  | WACC_049 | 705 | BG | 921 |  |  |  |  | 3 | 1994-12-01 | 37.9 | 227.4 | 0.17 | 1.071
[17 empty] | 0 |  | 0
d> | 0 |  |  |  |  | ICOST |  |  |  | mu_A | ITEM | [5 empty] | 310.92 |  | 9.651
|  |  |  | Sell Rate | Sell Total |  |  |  |  | IB | [17 empty] | U_M_Sell | T_M_Sell | U_L_Sell | T_L_Sell | Total_Sell | T_M_Cost | T_L_Phr | Mat/Lab=1
6 | No. |  | Item: d. | 119.8 | 718.8 | ISELL |  |  |  | mu_A | ITEM | [7 empty] | mu :1.22 | [8 empty] | 63.22 | 379.32 | 56.58 | 339.48 | 718.8 | 310.92 | 9.65 | 1923.42
|  |  | Universal/ Continental Double Socket Outlet complete with Type 'A' USB and Type 'C' USB | [6 empty] | n
|  | h | [EL25_0662B_Brittania_Hotel_Elec_Revised_Estim_B.xlsx]Elec_Rates!$D$486 |  |  | RATE_AAA
6 | 1 | 6 | 058# General Power Point in LSZH Conduit |  |  | RTLO_002 | [9 empty] | 13.92 | 83.52 | 1.43 | 8.58
6 | No |  | Universal/ Continental Double Socket Outlet complete with Type 'A' USB and Type 'C' USB |  |  | WACC_049 | 705 | BG | 921 |  |  |  |  | 3 | 1994-12-01 | 37.9 | 227.4 | 0.17 | 1.071
[17 empty] | 0 |  | 0
d> | 0 |  |  |  |  | ICOST |  |  |  | mu_A | ITEM | [5 empty] | 310.92 |  | 9.651
|  |  |  | Sell Rate | Sell Total |  |  |  |  | IB | [17 empty] | U_M_Sell | T_M_Sell | U_L_Sell | T_L_Sell | Total_Sell | T_M_Cost | T_L_Phr | Mat/Lab=1
4 | No. |  | Item: e. | 115.17 | 460.68 | ISELL |  |  |  | mu_A | ITEM | [7 empty] | mu :1.22 | [8 empty] | 58.58 | 234.32 | 56.59 | 226.36 | 460.68 | 192.08 | 6.43 | 794.04
|  |  | 13Amp BS1363 Weatherproof Double Socket Outlet | [6 empty] | n
|  | h | [EL25_0662B_Brittania_Hotel_Elec_Revised_Estim_B.xlsx]Elec_Rates!$D$486 |  |  | RATE_AAA
4 | 1 | 4 | 058# General Power Point in LSZH Conduit |  |  | RTLO_002 | [9 empty] | 13.92 | 55.68 | 1.43 | 5.72
4 | No |  | 13Amp BS1363 Weatherproof Double Socket Outlet |  |  | WACC_049 | 705 | BG | 921 |  |  |  |  | 3 | 1994-12-01 | 34.1 | 136.4 | 0.17 | 0.714
[17 empty] | 0 |  | 0
d> | 0 |  |  |  |  | ICOST |  |  |  | mu_A | ITEM | [5 empty] | 192.08 |  | 6.434
|  |  |  | Sell Rate | Sell Total |  |  |  |  | IB | [17 empty] | U_M_Sell | T_M_Sell | U_L_Sell | T_L_Sell | Total_Sell | T_M_Cost | T_L_Phr | Mat/Lab=1
10 | No. |  | Item: f. | 79.88 | 798.8 | ISELL |  |  |  | mu_A | ITEM | [7 empty] | mu :1.22 | [8 empty] | 23.3 | 233 | 56.58 | 565.8 | 798.8 | 191 | 16.09 | 2070.9
|  |  | 13Amp Switched Fuse Connection Unit | [6 empty] | n
|  | h | [EL25_0662B_Brittania_Hotel_Elec_Revised_Estim_B.xlsx]Elec_Rates!$D$486 |  |  | RATE_AAA
10 | 1 | 10 | 058# General Power Point in LSZH Conduit |  |  | RTLO_002 | [9 empty] | 13.92 | 139.2 | 1.43 | 14.3
10 | No |  | 13Amp DP Switched Fused Connection Unit with neon indicator |  |  | WACC_049 | 705 | BG | 921 |  |  |  |  | 3 | 1994-12-01 | 5.18 | 51.8 | 0.17 | 1.785
[17 empty] | 0 |  | 0
d> | 0 |  |  |  |  | ICOST |  |  |  | mu_A | ITEM | [5 empty] | 191 |  | 16.085
|  |  |  | Sell Rate | Sell Total |  |  |  |  | IB | [17 empty] | U_M_Sell | T_M_Sell | U_L_Sell | T_L_Sell | Total_Sell | T_M_Cost | T_L_Phr | Mat/Lab=1
3 | No. |  | Item: g. | 79.88 | 239.64 | ISELL |  |  |  | mu_A | ITEM | [7 empty] | mu :1.22 | [8 empty] | 23.3 | 69.9 | 56.58 | 169.74 | 239.64 | 57.3 | 4.83 | 186.39
|  |  | 13Amp Unswitched Fuse Connection Unit | [6 empty] | n
|  | h | [EL25_0662B_Brittania_Hotel_Elec_Revised_Estim_B.xlsx]Elec_Rates!$D$486 |  |  | RATE_AAA
3 | 1 | 3 | 058# General Power Point in LSZH Conduit |  |  | RTLO_002 | [9 empty] | 13.92 | 41.76 | 1.43 | 4.29
3 | No |  | 13Amp Unswitched Fused Connection Unit with neon indicator |  |  | WACC_049 | 705 | BG | 921 |  |  |  |  | 3 | 1994-12-01 | 5.18 | 15.54 | 0.17 | 0.5355
[17 empty] | 0 |  | 0
d> | 0 |  |  |  |  | ICOST |  |  |  | mu_A | ITEM | [5 empty] | 57.3 |  | 4.8255
|  |  |  | Sell Rate | Sell Total |  |  |  |  | IB | [17 empty] | U_M_Sell | T_M_Sell | U_L_Sell | T_L_Sell | Total_Sell | T_M_Cost | T_L_Phr | Mat/Lab=1
1 | No. |  | Item: h. | 80.2 | 80.2 | ISELL |  |  |  | mu_A | ITEM | [7 empty] | mu :1.22 | [8 empty] | 23.62 | 23.62 | 56.58 | 56.58 | 80.2 | 19.36 | 1.61 | 20.97
|  |  | 20Amp Double Pole Switch | [6 empty] | n
|  | h | [EL25_0662B_Brittania_Hotel_Elec_Revised_Estim_B.xlsx]Elec_Rates!$D$486 |  |  | RATE_AAA
1 | 1 | 1 | 058# General Power Point in LSZH Conduit |  |  | RTLO_002 | [9 empty] | 13.92 | 13.92 | 1.43 | 1.43
1 | No |  | 20A DP Switch |  |  | WACC_049 | 705 | BG | 921 |  |  |  |  | 3 | 1994-12-01 | 5.44 | 5.44 | 0.17 | 0.1785
[17 empty] | 0 |  | 0
d> | 0 |  |  |  |  | ICOST |  |  |  | mu_A | ITEM | [5 empty] | 19.36 |  | 1.6085
|  |  |  | Sell Rate | Sell Total |  |  |  |  | IB | [17 empty] | U_M_Sell | T_M_Sell | U_L_Sell | T_L_Sell | Total_Sell | T_M_Cost | T_L_Phr | Mat/Lab=1
2 | No. |  | Item: i. | 107.8 | 215.6 | ISELL |  |  |  | mu_A | ITEM | [7 empty] | mu :1.22 | [8 empty] | 55.44 | 110.88 | 52.36 | 104.72 | 215.6 | 90.88 | 2.98 | 187.72
|  |  | Shaver Unit | [6 empty] | n
|  | h | [EL25_0662B_Brittania_Hotel_Elec_Revised_Estim_B.xlsx]Elec_Rates!$D$200 |  |  | RATE_AAA
2 | 1 | 2 | 019# Lighting point in LSZH Conduit |  |  | RTLO_002 | [9 empty] | 9.65 | 19.3 | 1.31 | 2.62
2 | No |  | Shaver Unit |  |  | WACC_049 | 705 | BG | 921 |  |  |  |  | 3 | 1994-12-01 | 35.79 | 71.58 | 0.17 | 0.357
[17 empty] | 0 |  | 0
d> | 0 |  |  |  |  | ICOST |  |  |  | mu_A | ITEM | [5 empty] | 90.88 |  | 2.977
TB
t
SWITCHGEAR AND OTHER APPARATUS
TB
|  | t | Item: 64
Supply only the following switchgear and other accessories.
|  |  |  | Sell Rate | Sell Total |  |  |  |  | IB | [17 empty] | U_M_Sell | T_M_Sell | U_L_Sell | T_L_Sell | Total_Sell | T_M_Cost | T_L_Phr | Mat/Lab=1
1 | No. |  | Item: a. | 386.5 | 386.5 | ISELL |  |  |  | mu_A | ITEM | [7 empty] | mu :1.22 | [8 empty] | 386.5 | 386.5 | 0 | 0 | 386.5 | 316.8 | 0 | 316.8
|  |  | Distribution Board DB-L5 | [6 empty] | n
1 | No |  | Supply only Modular Distribution Board 'DB-L5' 4 Way 40Amp TP&N |  |  | SWLV_001 | 510 | (__) | [5 empty] | 2 |  | 316.8 | 316.8 |  | 0
[17 empty] | 0 |  | 0
d> | 0 |  |  |  |  | ICOST |  |  |  | mu_A | ITEM | [5 empty] | 316.8 |  | 0
|  |  |  | Sell Rate | Sell Total |  |  |  |  | IB | [17 empty] | U_M_Sell | T_M_Sell | U_L_Sell | T_L_Sell | Total_Sell | T_M_Cost | T_L_Phr | Mat/Lab=1
1 | No. |  | Item: b. | 216.67 | 216.67 | ISELL |  |  |  | mu_A | ITEM | [7 empty] | mu :1.22 | [8 empty] | 216.67 | 216.67 | 0 | 0 | 216.67 | 177.6 | 0 | 177.6
|  |  | Distribution Board DB-SF | [6 empty] | n
1 | No |  | Supply only Modular Distribution Board 'DB-SF' 6 Way 32Amp TP&N |  |  | SWLV_001 | 510 | (__) | [5 empty] | 2 |  | 177.6 | 177.6 |  | 0
[17 empty] | 0 |  | 0
d> | 0 |  |  |  |  | ICOST |  |  |  | mu_A | ITEM | [5 empty] | 177.6 |  | 0
|  |  |  | Sell Rate | Sell Total |  |  |  |  | IB | [17 empty] | U_M_Sell | T_M_Sell | U_L_Sell | T_L_Sell | Total_Sell | T_M_Cost | T_L_Phr | Mat/Lab=1
1 | No. |  | Item: c. | 138.07 | 138.07 | ISELL |  |  |  | mu_A | ITEM | [7 empty] | mu :1.22 | [8 empty] | 138.07 | 138.07 | 0 | 0 | 138.07 | 113.17 | 0 | 113.17
|  |  | Consumer Unit CU-G13 | [6 empty] | n
1 | No |  | Supply only Modular Consumer Unit 'CU-G13' |  |  | SWLV_001 | 510 | (__) | [5 empty] | 2 |  | 113.17 | 113.17 |  | 0
[17 empty] | 0 |  | 0
d> | 0 |  |  |  |  | ICOST |  |  |  | mu_A | ITEM | [5 empty] | 113.17 |  | 0
|  |  |  | Sell Rate | Sell Total |  |  |  |  | IB | [17 empty] | U_M_Sell | T_M_Sell | U_L_Sell | T_L_Sell | Total_Sell | T_M_Cost | T_L_Phr | Mat/Lab=1
1 | No. |  | Item: d. | 23.42 | 23.42 | ISELL |  |  |  | mu_A | ITEM | [7 empty] | mu :1.22 | [8 empty] | 23.42 | 23.42 | 0 | 0 | 23.42 | 19.2 | 0 | 19.2
|  |  | 16Amp Double Pole Rotary Isolator, IP65 | [6 empty] | n
1 | No |  | Supply only Surface Isolator 16A 2-Pole | PZ-209162 | ESS SQ060933 | SWLV_177 | 510 | KM | P3-63/I/N |  |  |  |  | 2 | 2000-12-20 | 19.2 | 19.2 |  | 0
[17 empty] | 0 |  | 0
d> | 0 |  |  |  |  | ICOST |  |  |  | mu_A | ITEM | [5 empty] | 19.2 |  | 0
|  |  |  | Sell Rate | Sell Total |  |  |  |  | IB | [17 empty] | U_M_Sell | T_M_Sell | U_L_Sell | T_L_Sell | Total_Sell | T_M_Cost | T_L_Phr | Mat/Lab=1
1 | No. |  | Item: e. | 23.57 | 23.57 | ISELL |  |  |  | mu_A | ITEM | [7 empty] | mu :1.22 | [8 empty] | 23.57 | 23.57 | 0 | 0 | 23.57 | 19.32 | 0 | 19.32
|  |  | 32Amp Double Pole Rotary Isolator, IP65 for Jacuzzi | [6 empty] | n
1 | No |  | Supply only Surface Isolator 32A 2-Pole | PZ-209322 | ESS SQ060933 | SWLV_177 | 510 | KM | P3-63/I/N |  |  |  |  | 2 | 2000-12-20 | 19.32 | 19.32 |  | 0
[17 empty] | 0 |  | 0
d> | 0 |  |  |  |  | ICOST |  |  |  | mu_A | ITEM | [5 empty] | 19.32 |  | 0
|  |  |  | Sell Rate | Sell Total |  |  |  |  | IB | [17 empty] | U_M_Sell | T_M_Sell | U_L_Sell | T_L_Sell | Total_Sell | T_M_Cost | T_L_Phr | Mat/Lab=1
1 | No. |  | Item: f. | 332.3 | 332.3 | ISELL |  |  |  | mu_A | ITEM | [7 empty] | mu :1.22 | [8 empty] | 332.3 | 332.3 | 0 | 0 | 332.3 | 272.38 | 0 | 272.38
|  |  | 32Amp Four Pole Rotary Isolator, Fire Rated for Lift | [6 empty] | n
1 | No |  | Supply only Surface Fire Rated Isolator 32A 4-Pole | FEM3205.U | ESS SQ060933 | SWLV_177 | 510 | KM | P3-63/I/N |  |  |  |  | 2 | 2000-12-20 | 272.38 | 272.38 |  | 0
[17 empty] | 0 |  | 0
d> | 0 |  |  |  |  | ICOST |  |  |  | mu_A | ITEM | [5 empty] | 272.38 |  | 0
|  |  |  | Sell Rate | Sell Total |  |  |  |  | IB | [17 empty] | U_M_Sell | T_M_Sell | U_L_Sell | T_L_Sell | Total_Sell | T_M_Cost | T_L_Phr | Mat/Lab=1
3 | No. |  | Item: g. | 26.84 | 80.52 | ISELL |  |  |  | mu_A | ITEM | [7 empty] | mu :1.22 | [8 empty] | 26.84 | 80.52 | 0 | 0 | 80.52 | 66 | 0 | 198
|  |  | 32Amp Four Pole Rotary Isolator, IP65 | [6 empty] | n
3 | No |  | Supply only Surface Isolator 32A 4-Pole | PZ-209324 | ESS SQ060933 | SWLV_177 | 510 | KM | P3-63/I/N |  |  |  |  | 2 | 2000-12-20 | 22 | 66 |  | 0
[17 empty] | 0 |  | 0
d> | 0 |  |  |  |  | ICOST |  |  |  | mu_A | ITEM | [5 empty] | 66 |  | 0
SB
| 0.0016225 |  | PAGE: |  | 5813.41 | [5 empty] | PAGE | [5 empty] | 2444.09 |  | 80.498
| Discy: |  |  |  | PAGE SELL | [11 empty] | PAGE MAT |  | PAGE LAB
|  |  |  | Sell Rate | Sell Total |  |  |  |  | IB | [17 empty] | U_M_Sell | T_M_Sell | U_L_Sell | T_L_Sell | Total_Sell | T_M_Cost | T_L_Phr | Mat/Lab=1
1 | No. |  | Item: h. | 67.1 | 67.1 | ISELL |  |  |  | mu_A | ITEM | [7 empty] | mu :1.22 | [8 empty] | 67.1 | 67.1 | 0 | 0 | 67.1 | 55 | 0 | 55
|  |  | 40Amp Four Pole Rotary isolator, IP65 | [6 empty] | n
1 | No |  | Supply only Surface Isolator 63A 4-Pole | PZ-209634 | ESS SQ060933 | SWLV_177 | 510 | KM | P3-63/I/N |  |  |  |  | 2 | 2000-12-20 | 55 | 55 |  | 0
[17 empty] | 0 |  | 0
d> | 0 |  |  |  |  | ICOST |  |  |  | mu_A | ITEM | [5 empty] | 55 |  | 0
|  |  |  | Sell Rate | Sell Total |  |  |  |  | IB | [17 empty] | U_M_Sell | T_M_Sell | U_L_Sell | T_L_Sell | Total_Sell | T_M_Cost | T_L_Phr | Mat/Lab=1
1 | No. |  | Item: i. | 690.87 | 690.87 | ISELL |  |  |  | mu_A | ITEM | [7 empty] | mu :1.22 | [8 empty] | 690.87 | 690.87 | 0 | 0 | 690.87 | 566.29 | 0 | 566.29
|  |  | 32Amp TPN Automatic Transfer Switch for Fire Fighting Lift | [6 empty] | n
1 | No |  | MODULAR AUTO CHANGE OVER 63A 4P |  |  | SWLV_365 | 510 | (__) |  | 01-010 |  |  |  | 2 | 2006-01-03 | 452.36 | 452.36 |  | 0
1 | No |  | GS DELAY ALARM |  |  | SWLV_365 | 510 | (__) |  | 01-010 |  |  |  | 2 | 2006-01-03 | 66.01 | 66.01 |  | 0
1 | No |  | 18M KAEDRA ENCLOSURE 1X18 IP65 |  |  | SWLV_365 | 510 | (__) |  | 01-010 |  |  |  | 2 | 2006-01-03 | 47.92 | 47.92 |  | 0
[17 empty] | 0 |  | 0
d> | 0 |  |  |  |  | ICOST |  |  |  | mu_A | ITEM | [5 empty] | 566.29 |  | 0
|  |  |  | Sell Rate | Sell Total |  |  |  |  | IB | [17 empty] | U_M_Sell | T_M_Sell | U_L_Sell | T_L_Sell | Total_Sell | T_M_Cost | T_L_Phr | Mat/Lab=1
1 | No. |  | Item: j. | 690.87 | 690.87 | ISELL |  |  |  | mu_A | ITEM | [7 empty] | mu :1.22 | [8 empty] | 690.87 | 690.87 | 0 | 0 | 690.87 | 566.29 | 0 | 566.29
|  |  | 32Amp TPN Automatic Transfer Switch for Smoke Fans | [6 empty] | n
1 | No |  | MODULAR AUTO CHANGE OVER 63A 4P |  |  | SWLV_365 | 510 | (__) |  | 01-010 |  |  |  | 2 | 2006-01-03 | 452.36 | 452.36 |  | 0
1 | No |  | GS DELAY ALARM |  |  | SWLV_365 | 510 | (__) |  | 01-010 |  |  |  | 2 | 2006-01-03 | 66.01 | 66.01 |  | 0
1 | No |  | 18M KAEDRA ENCLOSURE 1X18 IP65 |  |  | SWLV_365 | 510 | (__) |  | 01-010 |  |  |  | 2 | 2006-01-03 | 47.92 | 47.92 |  | 0
[17 empty] | 0 |  | 0
d> | 0 |  |  |  |  | ICOST |  |  |  | mu_A | ITEM | [5 empty] | 566.29 |  | 0
|  |  |  | Sell Rate | Sell Total |  |  |  |  | IB | [17 empty] | U_M_Sell | T_M_Sell | U_L_Sell | T_L_Sell | Total_Sell | T_M_Cost | T_L_Phr | Mat/Lab=1
4 | No. |  | Item: k. | 281.81 | 1127.24 | ISELL |  |  |  | mu_A | ITEM | [7 empty] | mu :1.22 | [8 empty] | 281.81 | 1127.24 | 0 | 0 | 1127.24 | 923.96 | 0 | 3695.84
|  |  | 16Amp Four Pole Rotary Isolator, Fire Rated for Smoke Fans | [6 empty] | n
4 | No |  | Supply only Surface Fire Rated Isolator 20A 4-Pole | FEM2005 | ESS SQ060933 | SWLV_177 | 510 | KM | P3-63/I/N |  |  |  |  | 2 | 2000-12-20 | 230.99 | 923.96 |  | 0
[17 empty] | 0 |  | 0
d> | 0 |  |  |  |  | ICOST |  |  |  | mu_A | ITEM | [5 empty] | 923.96 |  | 0
TB
|  | t | Item: 65
Install and connect only the following switchgear and other accessories.
|  |  |  | Sell Rate | Sell Total |  |  |  |  | IB | [17 empty] | U_M_Sell | T_M_Sell | U_L_Sell | T_L_Sell | Total_Sell | T_M_Cost | T_L_Phr | Mat/Lab=1
1 | No. |  | Item: a. | 161.74 | 161.74 | ISELL |  |  |  | mu_A | ITEM | [7 empty] | mu :1.22 | [8 empty] | 12.34 | 12.34 | 149.4 | 149.4 | 161.74 | 10.12 | 4.25 | 14.37
|  |  | Distribution Board DB-L5 | [6 empty] | n
1 | No |  | Install and connect only Modular Distribution Board 'DB-L5' 4 Way 40Amp TP&N |  |  | SWLV_001 | 510 | (__) | [5 empty] | 2 |  | 0 | 0 | 4 | 4.2
1 | No |  | Label Large |  |  | CONS_020 | 875 | (__) | [5 empty] | 3 | 1995-05-01 | 5.238 | 5.238 | 0.045 | 0.04725
1 | No |  | Distribution Board Schedule |  |  | DOCS_011 | 880 | (__) | [5 empty] | 3 | 1997-01-13 | 4.194 | 4.194 |  | 0
4 | No |  | Sleeve Anchor 8mm Hilti HLC 8x40/12-H |  |  | CONS_037 | 875 | HIL | HLC 8x40/12-H |  |  |  |  | 1 | 1999-01-15 | 0.171 | 0.684 |  | 0
[17 empty] | 0 |  | 0
d> | 0 |  |  |  |  | ICOST |  |  |  | mu_A | ITEM | [5 empty] | 10.116 |  | 4.2473
|  |  |  | Sell Rate | Sell Total |  |  |  |  | IB | [17 empty] | U_M_Sell | T_M_Sell | U_L_Sell | T_L_Sell | Total_Sell | T_M_Cost | T_L_Phr | Mat/Lab=1
1 | No. |  | Item: b. | 198.68 | 198.68 | ISELL |  |  |  | mu_A | ITEM | [7 empty] | mu :1.22 | [8 empty] | 12.34 | 12.34 | 186.34 | 186.34 | 198.68 | 10.12 | 5.3 | 15.42
|  |  | Distribution Board DB-SF | [6 empty] | n
1 | No |  | Install and connect only Modular Distribution Board 'DB-SF' 6 Way 40Amp TP&N |  |  | SWLV_001 | 510 | (__) | [5 empty] | 2 |  | 0 | 0 | 5 | 5.25
1 | No |  | Label Large |  |  | CONS_020 | 875 | (__) | [5 empty] | 3 | 1995-05-01 | 5.238 | 5.238 | 0.045 | 0.04725
1 | No |  | Distribution Board Schedule |  |  | DOCS_011 | 880 | (__) | [5 empty] | 3 | 1997-01-13 | 4.194 | 4.194 |  | 0
4 | No |  | Sleeve Anchor 8mm Hilti HLC 8x40/12-H |  |  | CONS_037 | 875 | HIL | HLC 8x40/12-H |  |  |  |  | 1 | 1999-01-15 | 0.171 | 0.684 |  | 0
[17 empty] | 0 |  | 0
d> | 0 |  |  |  |  | ICOST |  |  |  | mu_A | ITEM | [5 empty] | 10.116 |  | 5.2973
|  |  |  | Sell Rate | Sell Total |  |  |  |  | IB | [17 empty] | U_M_Sell | T_M_Sell | U_L_Sell | T_L_Sell | Total_Sell | T_M_Cost | T_L_Phr | Mat/Lab=1
1 | No. |  | Item: c. | 161.1 | 161.1 | ISELL |  |  |  | mu_A | ITEM | [7 empty] | mu :1.22 | [8 empty] | 11.7 | 11.7 | 149.4 | 149.4 | 161.1 | 9.59 | 4.25 | 13.84
|  |  | Consumer Unit CU-G13 | [6 empty] | n
1 | No |  | Install and connect only Modular Consumer Unit CU-G13 |  |  | SWLV_001 | 510 | (__) | [5 empty] | 2 |  | 0 | 0 | 4 | 4.2
1 | No |  | Label Large |  |  | CONS_020 | 875 | (__) | [5 empty] | 3 | 1995-05-01 | 5.238 | 5.238 | 0.045 | 0.04725
1 | No |  | Consumer Unit Schedule |  |  | DOCS_010 | 880 | (__) | [5 empty] | 3 | 1997-01-13 | 4.194 | 4.194 |  | 0
4 | No |  | Screw Wood S6 |  |  | CONS_035 | 875 | (__) |  | 02-008 |  |  |  | 1 | 1994-12-01 | 0.02 | 0.08 |  | 0
4 | No |  | Rawl Plug S6 |  |  | CONS_030 | 875 | (__) |  | 02-009 |  |  |  | 1 | 1994-12-01 | 0.02 | 0.08 |  | 0
[17 empty] | 0 |  | 0
d> | 0 |  |  |  |  | ICOST |  |  |  | mu_A | ITEM | [5 empty] | 9.592 |  | 4.2473
|  |  |  | Sell Rate | Sell Total |  |  |  |  | IB | [17 empty] | U_M_Sell | T_M_Sell | U_L_Sell | T_L_Sell | Total_Sell | T_M_Cost | T_L_Phr | Mat/Lab=1
1 | No. |  | Item: d. | 13.69 | 13.69 | ISELL |  |  |  | mu_A | ITEM | [7 empty] | mu :1.22 | [8 empty] | 4.45 | 4.45 | 9.24 | 9.24 | 13.69 | 3.65 | 0.26 | 3.91
|  |  | 16Amp Double Pole Rotary Isolator, IP65 | [6 empty] | n
1 | No |  | Install and connect only Surface Isolator 16A 2-Pole | PZ-209162 | ESS SQ060933 | SWLV_177 | 510 | KM | P3-63/I/N |  |  |  |  | 2 | 2000-12-20 | 0 | 0 | 0.25 | 0.2625
4 | No |  | Screw Wood S6 |  |  | CONS_035 | 875 | (__) | [5 empty] | 1 | 1994-12-01 | 0.02 | 0.08 |  | 0
4 | No |  | Rawl Plug S6 |  |  | CONS_030 | 875 | (__) | [5 empty] | 1 | 1994-12-01 | 0.02 | 0.08 |  | 0
1 | No |  | Label Small |  |  | CONS_021 | 875 | (__) | [5 empty] | 3 | 1995-05-01 | 3.49 | 3.49 |  | 0
[17 empty] | 0 |  | 0
d> | 0 |  |  |  |  | ICOST |  |  |  | mu_A | ITEM | [5 empty] | 3.65 |  | 0.2625
|  |  |  | Sell Rate | Sell Total |  |  |  |  | IB | [17 empty] | U_M_Sell | T_M_Sell | U_L_Sell | T_L_Sell | Total_Sell | T_M_Cost | T_L_Phr | Mat/Lab=1
1 | No. |  | Item: e. | 13.69 | 13.69 | ISELL |  |  |  | mu_A | ITEM | [7 empty] | mu :1.22 | [8 empty] | 4.45 | 4.45 | 9.24 | 9.24 | 13.69 | 3.65 | 0.26 | 3.91
|  |  | 32Amp Double Pole Rotary Isolator, IP65 | [6 empty] | n
1 | No |  | Install and connect only Surface Isolator 32A 2-Pole | PZ-209322 | ESS SQ060933 | SWLV_177 | 510 | KM | P3-63/I/N |  |  |  |  | 2 | 2000-12-20 | 0 | 0 | 0.25 | 0.2625
4 | No |  | Screw Wood S6 |  |  | CONS_035 | 875 | (__) | [5 empty] | 1 | 1994-12-01 | 0.02 | 0.08 |  | 0
4 | No |  | Rawl Plug S6 |  |  | CONS_030 | 875 | (__) | [5 empty] | 1 | 1994-12-01 | 0.02 | 0.08 |  | 0
1 | No |  | Label Small |  |  | CONS_021 | 875 | (__) | [5 empty] | 3 | 1995-05-01 | 3.49 | 3.49 |  | 0
[17 empty] | 0 |  | 0
d> | 0 |  |  |  |  | ICOST |  |  |  | mu_A | ITEM | [5 empty] | 3.65 |  | 0.2625
|  |  |  | Sell Rate | Sell Total |  |  |  |  | IB | [17 empty] | U_M_Sell | T_M_Sell | U_L_Sell | T_L_Sell | Total_Sell | T_M_Cost | T_L_Phr | Mat/Lab=1
1 | No. |  | Item: f. | 17.38 | 17.38 | ISELL |  |  |  | mu_A | ITEM | [7 empty] | mu :1.22 | [8 empty] | 4.45 | 4.45 | 12.93 | 12.93 | 17.38 | 3.65 | 0.37 | 4.02
|  |  | 32Amp Four Pole Rotary Isolator for Lift, Fire Rated | [6 empty] | n
1 | No |  | Install and connect only Surface Fire Rated Isolator 32A 5-Pole | fem3205.u | ESS SQ060933 | SWLV_177 | 510 | KM | P3-63/I/N |  |  |  |  | 2 | 2000-12-20 | 0 | 0 | 0.35 | 0.3675
4 | No |  | Screw Wood S6 |  |  | CONS_035 | 875 | (__) | [5 empty] | 1 | 1994-12-01 | 0.02 | 0.08 |  | 0
4 | No |  | Rawl Plug S6 |  |  | CONS_030 | 875 | (__) | [5 empty] | 1 | 1994-12-01 | 0.02 | 0.08 |  | 0
1 | No |  | Label Small |  |  | CONS_021 | 875 | (__) | [5 empty] | 3 | 1995-05-01 | 3.49 | 3.49 |  | 0
[17 empty] | 0 |  | 0
d> | 0 |  |  |  |  | ICOST |  |  |  | mu_A | ITEM | [5 empty] | 3.65 |  | 0.3675
|  |  |  | Sell Rate | Sell Total |  |  |  |  | IB | [17 empty] | U_M_Sell | T_M_Sell | U_L_Sell | T_L_Sell | Total_Sell | T_M_Cost | T_L_Phr | Mat/Lab=1
3 | No. |  | Item: g. | 13.69 | 41.07 | ISELL |  |  |  | mu_A | ITEM | [7 empty] | mu :1.22 | [8 empty] | 4.45 | 13.35 | 9.24 | 27.72 | 41.07 | 10.95 | 0.79 | 35.22
|  |  | 32Amp Four Pole Rotary Isolator, IP65 | [6 empty] | n
3 | No |  | Install and connect only Surface Isolator 32A 4-Pole | PZ-209324 | ESS SQ060933 | SWLV_177 | 510 | KM | P3-63/I/N |  |  |  |  | 2 | 2000-12-20 | 0 | 0 | 0.25 | 0.7875
12 | No |  | Screw Wood S6 |  |  | CONS_035 | 875 | (__) | [5 empty] | 1 | 1994-12-01 | 0.02 | 0.24 |  | 0
12 | No |  | Rawl Plug S6 |  |  | CONS_030 | 875 | (__) | [5 empty] | 1 | 1994-12-01 | 0.02 | 0.24 |  | 0
3 | No |  | Label Small |  |  | CONS_021 | 875 | (__) | [5 empty] | 3 | 1995-05-01 | 3.49 | 10.47 |  | 0
[17 empty] | 0 |  | 0
d> | 0 |  |  |  |  | ICOST |  |  |  | mu_A | ITEM | [5 empty] | 10.95 |  | 0.7875
|  |  |  | Sell Rate | Sell Total |  |  |  |  | IB | [17 empty] | U_M_Sell | T_M_Sell | U_L_Sell | T_L_Sell | Total_Sell | T_M_Cost | T_L_Phr | Mat/Lab=1
1 | No. |  | Item: h. | 52.14 | 52.14 | ISELL |  |  |  | mu_A | ITEM | [7 empty] | mu :1.22 | [8 empty] | 13.36 | 13.36 | 38.78 | 38.78 | 52.14 | 10.95 | 1.1 | 12.05
|  |  | 40Amp Four Pole Rotary isolator, IP65 | [6 empty] | n
3 | No |  | Install and connect only Surface Isolator 63A 4-Pole | PZ-209634 | ESS SQ060933 | SWLV_177 | 510 | KM | P3-63/I/N |  |  |  |  | 2 | 2000-12-20 | 0 | 0 | 0.35 | 1.1025
12 | No |  | Screw Wood S6 |  |  | CONS_035 | 875 | (__) | [5 empty] | 1 | 1994-12-01 | 0.02 | 0.24 |  | 0
12 | No |  | Rawl Plug S6 |  |  | CONS_030 | 875 | (__) | [5 empty] | 1 | 1994-12-01 | 0.02 | 0.24 |  | 0
3 | No |  | Label Small |  |  | CONS_021 | 875 | (__) | [5 empty] | 3 | 1995-05-01 | 3.49 | 10.47 |  | 0
[17 empty] | 0 |  | 0
d> | 0 |  |  |  |  | ICOST |  |  |  | mu_A | ITEM | [5 empty] | 10.95 |  | 1.1025
|  |  |  | Sell Rate | Sell Total |  |  |  |  | IB | [17 empty] | U_M_Sell | T_M_Sell | U_L_Sell | T_L_Sell | Total_Sell | T_M_Cost | T_L_Phr | Mat/Lab=1
1 | No. |  | Item: i. | 45.57 | 45.57 | ISELL |  |  |  | mu_A | ITEM | [7 empty] | mu :1.22 | [8 empty] | 6.98 | 6.98 | 38.59 | 38.59 | 45.57 | 5.72 | 1.1 | 6.82
|  |  | 32Amp TPN Automatic Transfer Switch for Fire Fighting Lift | [6 empty] | n
1 | No |  | Install and connect only 32Amp TPN Automatic Transfer Switch |  |  | SWLV_001 | 510 | (__) | [5 empty] | 2 |  | 0 | 0 | 1 | 1.05
1 | No |  | Label Large |  |  | CONS_020 | 875 | (__) | [5 empty] | 3 | 1995-05-01 | 5.238 | 5.238 | 0.045 | 0.04725
12 | No |  | Screw Wood S6 |  |  | CONS_035 | 875 | (__) | [5 empty] | 1 | 1994-12-01 | 0.02 | 0.24 |  | 0
12 | No |  | Rawl Plug S6 |  |  | CONS_030 | 875 | (__) | [5 empty] | 1 | 1994-12-01 | 0.02 | 0.24 |  | 0
[17 empty] | 0 |  | 0
d> | 0 |  |  |  |  | ICOST |  |  |  | mu_A | ITEM | [5 empty] | 5.718 |  | 1.0973
|  |  |  | Sell Rate | Sell Total |  |  |  |  | IB | [17 empty] | U_M_Sell | T_M_Sell | U_L_Sell | T_L_Sell | Total_Sell | T_M_Cost | T_L_Phr | Mat/Lab=1
1 | No. |  | Item: j. | 45.57 | 45.57 | ISELL |  |  |  | mu_A | ITEM | [7 empty] | mu :1.22 | [8 empty] | 6.98 | 6.98 | 38.59 | 38.59 | 45.57 | 5.72 | 1.1 | 6.82
|  |  | 32Amp TPN Automatic Transfer Switch for Smoke Fans | [6 empty] | n
1 | No |  | Install and connect only 32Amp TPN Automatic Transfer Switch |  |  | SWLV_001 | 510 | (__) | [5 empty] | 2 |  | 0 | 0 | 1 | 1.05
1 | No |  | Label Large |  |  | CONS_020 | 875 | (__) | [5 empty] | 3 | 1995-05-01 | 5.238 | 5.238 | 0.045 | 0.04725
12 | No |  | Screw Wood S6 |  |  | CONS_035 | 875 | (__) | [5 empty] | 1 | 1994-12-01 | 0.02 | 0.24 |  | 0
12 | No |  | Rawl Plug S6 |  |  | CONS_030 | 875 | (__) | [5 empty] | 1 | 1994-12-01 | 0.02 | 0.24 |  | 0
[17 empty] | 0 |  | 0
d> | 0 |  |  |  |  | ICOST |  |  |  | mu_A | ITEM | [5 empty] | 5.718 |  | 1.0973
|  |  |  | Sell Rate | Sell Total |  |  |  |  | IB | [17 empty] | U_M_Sell | T_M_Sell | U_L_Sell | T_L_Sell | Total_Sell | T_M_Cost | T_L_Phr | Mat/Lab=1
4 | No. |  | Item: k. | 17.38 | 69.52 | ISELL |  |  |  | mu_A | ITEM | [7 empty] | mu :1.22 | [8 empty] | 4.45 | 17.8 | 12.93 | 51.72 | 69.52 | 14.6 | 1.47 | 64.28
|  |  | 16Amp Four Pole Rotary Isolator, Fire Rated for Smoke Fans | [6 empty] | n
4 | No |  | Install and connect only Surface Fire Rated Isolator 32A 5-Pole | FEM2005 | ESS SQ060933 | SWLV_177 | 510 | KM | P3-63/I/N |  |  |  |  | 2 | 2000-12-20 | 0 | 0 | 0.35 | 1.47
16 | No |  | Screw Wood S6 |  |  | CONS_035 | 875 | (__) | [5 empty] | 1 | 1994-12-01 | 0.02 | 0.32 |  | 0
16 | No |  | Rawl Plug S6 |  |  | CONS_030 | 875 | (__) | [5 empty] | 1 | 1994-12-01 | 0.02 | 0.32 |  | 0
4 | No |  | Label Small |  |  | CONS_021 | 875 | (__) | [5 empty] | 3 | 1995-05-01 | 3.49 | 13.96 |  | 0
[17 empty] | 0 |  | 0
d> | 0 |  |  |  |  | ICOST |  |  |  | mu_A | ITEM | [5 empty] | 14.6 |  | 1.47
TB
t
POWER CABLING
TB
|  | t | Item: 66
Supply and install the following power cables. Cost is to, include all cable terminations and fixing accessories as, necessary.
|  |  |  | Sell Rate | Sell Total |  |  |  |  | IB | [17 empty] | U_M_Sell | T_M_Sell | U_L_Sell | T_L_Sell | Total_Sell | T_M_Cost | T_L_Phr | Mat/Lab=1
5 | m/r |  | Item: a. | 12.03 | 60.15 | ISELL |  |  |  | mu_A | ITEM | [7 empty] | mu :1.22 | [8 empty] | 3.59 | 17.95 | 8.44 | 42.2 | 60.15 | 14.7 | 1.2 | 79.5
|  |  | From DB-L5 to CU-GR13, 3 core x 6.0mm2 FG16(O)M16 Cable | [6 empty] | n
|  | h | [EL25_0662B_Brittania_Hotel_Elec_Revised_Estim_B.xlsx]Elec_Rates!$D$85 |  |  | RATE_AAA
5 | 1 | 5 | 008# 3 core x 6.0 mm2 FG16(O)M16 Cable |  |  | RTLO_002 | [9 empty] | 2.94 | 14.7 | 0.24 | 1.2
[17 empty] | 0 |  | 0
d> | 0 |  |  |  |  | ICOST |  |  |  | mu_A | ITEM | [5 empty] | 14.7 |  | 1.2
|  |  |  | Sell Rate | Sell Total |  |  |  |  | IB | [17 empty] | U_M_Sell | T_M_Sell | U_L_Sell | T_L_Sell | Total_Sell | T_M_Cost | T_L_Phr | Mat/Lab=1
12 | m/r |  | Item: b. | 13.11 | 157.32 | ISELL |  |  |  | mu_A | ITEM | [7 empty] | mu :1.22 | [8 empty] | 8.19 | 98.28 | 4.92 | 59.04 | 157.32 | 80.52 | 1.68 | 986.4
|  |  | From DB-OU to Heat Pump, 5 core x 10mm2 FG16(O)M16 Cable | [6 empty] | n
|  | h | [EL25_0662B_Brittania_Hotel_Elec_Revised_Estim_B.xlsx]Elec_Rates!$D$55 |  |  | RATE_AAA
12 | 1 | 12 | 005# 5 core x 10 mm2 FG16(O)M16 Cable |  |  | RTLO_002 | [9 empty] | 6.71 | 80.52 | 0.14 | 1.68
[17 empty] | 0 |  | 0
d> | 0 |  |  |  |  | ICOST |  |  |  | mu_A | ITEM | [5 empty] | 80.52 |  | 1.68
SB
| -0.0045609 |  | PAGE: |  | 3613.7 | [5 empty] | PAGE | [5 empty] | 2295.47 |  | 23.1187
| Discy: |  |  |  | PAGE SELL | [11 empty] | PAGE MAT |  | PAGE LAB
|  |  |  | Sell Rate | Sell Total |  |  |  |  | IB | [17 empty] | U_M_Sell | T_M_Sell | U_L_Sell | T_L_Sell | Total_Sell | T_M_Cost | T_L_Phr | Mat/Lab=1
15 | m/r |  | Item: c. | 10.36 | 155.4 | ISELL |  |  |  | mu_A | ITEM | [7 empty] | mu :1.22 | [8 empty] | 5.09 | 76.35 | 5.27 | 79.05 | 155.4 | 62.55 | 2.25 | 972
|  |  | From DB-OU to Airconditioning Outdoor Unit OU-01, 5 core x 6.0mm2 FG16(O)M16 Cable | [6 empty] | n
|  | h | [EL25_0662B_Brittania_Hotel_Elec_Revised_Estim_B.xlsx]Elec_Rates!$D$65 |  |  | RATE_AAA
15 | 1 | 15 | 006# 5 core x 6.0 mm2 FG16(O)M16 Cable |  |  | RTLO_002 | [9 empty] | 4.17 | 62.55 | 0.15 | 2.25
[17 empty] | 0 |  | 0
d> | 0 |  |  |  |  | ICOST |  |  |  | mu_A | ITEM | [5 empty] | 62.55 |  | 2.25
|  |  |  | Sell Rate | Sell Total |  |  |  |  | IB | [17 empty] | U_M_Sell | T_M_Sell | U_L_Sell | T_L_Sell | Total_Sell | T_M_Cost | T_L_Phr | Mat/Lab=1
17 | m/r |  | Item: d. | 10.36 | 176.12 | ISELL |  |  |  | mu_A | ITEM | [7 empty] | mu :1.22 | [8 empty] | 5.09 | 86.53 | 5.27 | 89.59 | 176.12 | 70.89 | 2.55 | 1248.48
|  |  | From DB-OU to Airconditioning Outdoor Unit OU-02, 5 core x 6.0mm2 FG16(O)M16 Cable | [6 empty] | n
|  | h | [EL25_0662B_Brittania_Hotel_Elec_Revised_Estim_B.xlsx]Elec_Rates!$D$65 |  |  | RATE_AAA
17 | 1 | 17 | 006# 5 core x 6.0 mm2 FG16(O)M16 Cable |  |  | RTLO_002 | [9 empty] | 4.17 | 70.89 | 0.15 | 2.55
[17 empty] | 0 |  | 0
d> | 0 |  |  |  |  | ICOST |  |  |  | mu_A | ITEM | [5 empty] | 70.89 |  | 2.55
|  |  |  | Sell Rate | Sell Total |  |  |  |  | IB | [17 empty] | U_M_Sell | T_M_Sell | U_L_Sell | T_L_Sell | Total_Sell | T_M_Cost | T_L_Phr | Mat/Lab=1
20 | m/r |  | Item: e. | 10.36 | 207.2 | ISELL |  |  |  | mu_A | ITEM | [7 empty] | mu :1.22 | [8 empty] | 5.09 | 101.8 | 5.27 | 105.4 | 207.2 | 83.4 | 3 | 1728
|  |  | From DB-OU to Airconditioning Outdoor Unit OU-03, 5 core x 6.0mm2 FG16(O)M16 Cable | [6 empty] | n
|  | h | [EL25_0662B_Brittania_Hotel_Elec_Revised_Estim_B.xlsx]Elec_Rates!$D$65 |  |  | RATE_AAA
20 | 1 | 20 | 006# 5 core x 6.0 mm2 FG16(O)M16 Cable |  |  | RTLO_002 | [9 empty] | 4.17 | 83.4 | 0.15 | 3
[17 empty] | 0 |  | 0
d> | 0 |  |  |  |  | ICOST |  |  |  | mu_A | ITEM | [5 empty] | 83.4 |  | 3
|  |  |  | Sell Rate | Sell Total |  |  |  |  | IB | [17 empty] | U_M_Sell | T_M_Sell | U_L_Sell | T_L_Sell | Total_Sell | T_M_Cost | T_L_Phr | Mat/Lab=1
24 | m/r |  | Item: f. | 4.5 | 108 | ISELL |  |  |  | mu_A | ITEM | [7 empty] | mu :1.22 | [8 empty] | 1.68 | 40.32 | 2.82 | 67.68 | 108 | 33.12 | 1.92 | 840.96
|  |  | From DB-OU to Airconditioning Outdoor Unit OU-04, 3 core x 2.5mm2 FG16(O)M16 Cable | [6 empty] | n
|  | h | [EL25_0662B_Brittania_Hotel_Elec_Revised_Estim_B.xlsx]Elec_Rates!$D$105 |  |  | RATE_AAA
24 | 1 | 24 | 010# 3 core x 2.5 mm2 FG16(O)M16 Cable |  |  | RTLO_002 | [9 empty] | 1.38 | 33.12 | 0.08 | 1.92
[17 empty] | 0 |  | 0
d> | 0 |  |  |  |  | ICOST |  |  |  | mu_A | ITEM | [5 empty] | 33.12 |  | 1.92
SB
| -0.14445 |  | PAGE: |  | 646.72 | [5 empty] | PAGE | [5 empty] | 249.96 |  | 9.72
| Discy: |  |  |  | PAGE SELL | [11 empty] | PAGE MAT |  | PAGE LAB
TB
t
COMMON AREA
TB
t
LIGHTING INSTALLATION
TB
|  | t | Item: 67
Supply and install the following lighting points as specified. (Moulded Plastic Installation)
|  |  |  | Sell Rate | Sell Total |  |  |  |  | IB | [17 empty] | U_M_Sell | T_M_Sell | U_L_Sell | T_L_Sell | Total_Sell | T_M_Cost | T_L_Phr | Mat/Lab=1
1 | No. |  | Item: a. | 611.02 | 611.02 | ISELL |  |  |  | mu_A | ITEM | [7 empty] | mu :1.22 | [8 empty] | 154.96 | 154.96 | 456.06 | 456.06 | 611.02 | 127.02 | 12.97 | 139.99
|  |  | Seventeen light points controlled by two movement detectors | [6 empty] | n
|  | h | [EL25_0662B_Brittania_Hotel_Elec_Revised_Estim_B.xlsx]Elec_Rates!$D$200 |  |  | RATE_AAA
1 | 9.5 | 9.5 | 019# Lighting point in LSZH Conduit |  | 17Pt x 1Sw | RTLO_002 | [9 empty] | 91.675 | 91.675 | 12.445 | 12.445
|  | h | [EL25_0662B_Brittania_Hotel_Elec_Revised_Estim_B.xlsx]Elec_Rates!$D$210 |  |  | RATE_AAA
2 | 1 | 2 | 020# Movement Detector |  |  | RTLO_002 | [9 empty] | 17.67 | 35.34 | 0.26 | 0.52
[17 empty] | 0 |  | 0
d> | 0 |  |  |  |  | ICOST |  |  |  | mu_A | ITEM | [5 empty] | 127.015 |  | 12.965
|  |  |  | Sell Rate | Sell Total |  |  |  |  | IB | [17 empty] | U_M_Sell | T_M_Sell | U_L_Sell | T_L_Sell | Total_Sell | T_M_Cost | T_L_Phr | Mat/Lab=1
1 | No. |  | Item: b. | 1399.15 | 1399.15 | ISELL |  |  |  | mu_A | ITEM | [7 empty] | mu :1.22 | [8 empty] | 376.58 | 376.58 | 1022.57 | 1022.57 | 1399.15 | 308.67 | 29.07 | 337.74
|  |  | Thirty-Six light points controlled by six movement detectors | [6 empty] | n
|  | h | [EL25_0662B_Brittania_Hotel_Elec_Revised_Estim_B.xlsx]Elec_Rates!$D$200 |  |  | RATE_AAA
1 | 21 | 21 | 019# Lighting point in LSZH Conduit |  | 36Pt x 1Sw | RTLO_002 | [9 empty] | 202.65 | 202.65 | 27.51 | 27.51
|  | h | [EL25_0662B_Brittania_Hotel_Elec_Revised_Estim_B.xlsx]Elec_Rates!$D$210 |  |  | RATE_AAA
6 | 1 | 6 | 020# Movement Detector |  |  | RTLO_002 | [9 empty] | 17.67 | 106.02 | 0.26 | 1.56
[17 empty] | 0 |  | 0
d> | 0 |  |  |  |  | ICOST |  |  |  | mu_A | ITEM | [5 empty] | 308.67 |  | 29.07
|  |  |  | Sell Rate | Sell Total |  |  |  |  | IB | [17 empty] | U_M_Sell | T_M_Sell | U_L_Sell | T_L_Sell | Total_Sell | T_M_Cost | T_L_Phr | Mat/Lab=1
9 | No. |  | Item: c. | 57.85 | 520.65 | ISELL |  |  |  | mu_A | ITEM | [7 empty] | mu :1.22 | [8 empty] | 11.77 | 105.93 | 46.08 | 414.72 | 520.65 | 86.85 | 11.79 | 887.76
|  |  | Maintained emergency light points | [6 empty] | n
|  | h | [EL25_0662B_Brittania_Hotel_Elec_Revised_Estim_B.xlsx]Elec_Rates!$D$200 |  |  | RATE_AAA
9 | 1 | 9 | 019# Lighting point in LSZH Conduit |  | Emer | RTLO_002 | [9 empty] | 9.65 | 86.85 | 1.31 | 11.79
[17 empty] | 0 |  | 0
d> | 0 |  |  |  |  | ICOST |  |  |  | mu_A | ITEM | [5 empty] | 86.85 |  | 11.79
TB
|  | t | Item: 68
Supply only the following light fittings and accessories
|  |  |  | Sell Rate | Sell Total |  |  |  |  | IB | [17 empty] | U_M_Sell | T_M_Sell | U_L_Sell | T_L_Sell | Total_Sell | T_M_Cost | T_L_Phr | Mat/Lab=1
9 | No. |  | Item: a. | 28.98 | 260.82 | ISELL |  |  |  | mu_A | ITEM | [7 empty] | mu :1.22 | [8 empty] | 28.98 | 260.82 | 0 | 0 | 260.82 | 213.75 | 0 | 1923.75
|  |  | Type 'E1' - Single Sided, Wall Mounted, Directional Exit Signage | [6 empty] | n
|  | h | [EL25_0662B_Brittania_Hotel_Elec_Revised_Estim_B.xlsx]Elec_Rates!$D$222 |  |  | RATE_AAA
9 | 1 | 9 | 022# Supply Only - Type 'E1' - Single Sided, Wall Mounted, Directional Exit Signage |  |  | RTLO_002 | [9 empty] | 23.75 | 213.75 | 0 | 0
[17 empty] | 0 |  | 0
d> | 0 |  |  |  |  | ICOST |  |  |  | mu_A | ITEM | [5 empty] | 213.75 |  | 0
TB
|  | t | Item: 69
Install and connect only the following light fittings and accessories. Light Fittings to be supplied by client.
|  |  |  | Sell Rate | Sell Total |  |  |  |  | IB | [17 empty] | U_M_Sell | T_M_Sell | U_L_Sell | T_L_Sell | Total_Sell | T_M_Cost | T_L_Phr | Mat/Lab=1
43 | No. |  | Item: a. | 11.35 | 488.05 | ISELL |  |  |  | mu_A | ITEM | [7 empty] | mu :1.22 | [8 empty] | 0.1 | 4.3 | 11.25 | 483.75 | 488.05 | 3.44 | 13.76 | 739.6
|  |  | Type ' LT-07' - 2W Wall Recessed Step Light, IP65 | [6 empty] | n
|  | h | [EL25_0662B_Brittania_Hotel_Elec_Revised_Estim_B.xlsx]Elec_Rates!$D$415 |  |  | RATE_AAA
43 | 1 | 43 | 048# Install and connect Only - Type 'LT-07' - 2W Wall Recessed Step Light, IP65 |  |  | RTLO_002 | [9 empty] | 0.08 | 3.44 | 0.32 | 13.76
[17 empty] | 0 |  | 0
d> | 0 |  |  |  |  | ICOST |  |  |  | mu_A | ITEM | [5 empty] | 3.44 |  | 13.76
|  |  |  | Sell Rate | Sell Total |  |  |  |  | IB | [17 empty] | U_M_Sell | T_M_Sell | U_L_Sell | T_L_Sell | Total_Sell | T_M_Cost | T_L_Phr | Mat/Lab=1
10 | No. |  | Item: b. | 11.35 | 113.5 | ISELL |  |  |  | mu_A | ITEM | [7 empty] | mu :1.22 | [8 empty] | 0.1 | 1 | 11.25 | 112.5 | 113.5 | 0.8 | 3.2 | 40
|  |  | Type ' LD-08' - Staircase Wall Light | [6 empty] | n
|  | h | [EL25_0662B_Brittania_Hotel_Elec_Revised_Estim_B.xlsx]Elec_Rates!$D$308 |  |  | RATE_AAA
10 | 1 | 10 | 034# Install and connect Only - Type 'LD-08' - Staircase Wall Light |  |  | RTLO_002 | [9 empty] | 0.08 | 0.8 | 0.32 | 3.2
[17 empty] | 0 |  | 0
d> | 0 |  |  |  |  | ICOST |  |  |  | mu_A | ITEM | [5 empty] | 0.8 |  | 3.2
|  |  |  | Sell Rate | Sell Total |  |  |  |  | IB | [17 empty] | U_M_Sell | T_M_Sell | U_L_Sell | T_L_Sell | Total_Sell | T_M_Cost | T_L_Phr | Mat/Lab=1
9 | No. |  | Item: c. | 13.21 | 118.89 | ISELL |  |  |  | mu_A | ITEM | [7 empty] | mu :1.22 | [8 empty] | 0.2 | 1.8 | 13.01 | 117.09 | 118.89 | 1.44 | 3.33 | 42.93
|  |  | Type 'E1' - Single Sided, Wall Mounted, Directional Exit Signage | [6 empty] | n
|  | h | [EL25_0662B_Brittania_Hotel_Elec_Revised_Estim_B.xlsx]Elec_Rates!$D$247 |  |  | RATE_AAA
9 | 1 | 9 | 026# Install and connect Only - Type 'E1' - Single Sided, Wall Mounted, Directional Exit Signage |  |  | RTLO_002 | [9 empty] | 0.16 | 1.44 | 0.37 | 3.33
[17 empty] | 0 |  | 0
d> | 0 |  |  |  |  | ICOST |  |  |  | mu_A | ITEM | [5 empty] | 1.44 |  | 3.33
SB
| -0.20581 |  | PAGE: |  | 3512.08 | [5 empty] | PAGE | [5 empty] | 741.965 |  | 74.115
| Discy: |  |  |  | PAGE SELL | [11 empty] | PAGE MAT |  | PAGE LAB
TB
t
GENERAL
|  |  |  | Sell Rate | Sell Total |  |  |  |  | IB | [17 empty] | U_M_Sell | T_M_Sell | U_L_Sell | T_L_Sell | Total_Sell | T_M_Cost | T_L_Phr | Mat/Lab=1
1 | No. |  | Item: 70 | 1384.64 | 1384.64 | ISELL |  |  |  | mu_A | ITEM | [7 empty] | mu :1.22 | [8 empty] | 1286.76 | 1286.76 | 97.88 | 97.88 | 1384.64 | 1054.72 | 2.78 | 1057.5
Supply and install an earth electrode network to an ohmage value of not more than 5 ohms. Cost is to include all the works and cabling up to the main switchgear panel .
1 | No |  | 20mm diameter x 3.6m solid copper earth electrode |  |  | BOND_032 | 810 | A.N. Wallis | ERU238 |  |  |  |  | 2 | 2004-12-09 | 758.42 | 758.42 |  | 0
1 | No |  | Inspection pit with cast iron cover, as specified |  |  | BOND_032 | 810 | A.N. Wallis | ERU238 |  |  |  |  | 2 | 2004-12-09 | 0 | 0 |  | 0
35 | m |  | Wiring Cable 1c 70 mm2 PVC Non-Arm |  |  | CASC_026 | 615 | CRO |  | 02-011 |  |  |  | 2 | 2006-09-28 | 8.33 | 291.55 | 0.07 | 2.5725
2 | No |  | Cable Lug 70 mm2 |  |  | CAAC_013 | 620 | CTT | [5 empty] | 2 | 1994-12-01 | 1 | 2 | 0.1 | 0.21
2 | No |  | Cable Marker Wrap Around Type |  |  | CAAC_025 | 620 | (__) | [5 empty] | 2 |  | 0.5 | 1 |  | 0
35 | No |  | Cable Tie 225mm |  |  | CONS_009 | 875 | (__) |  | 01-003 |  |  |  | 1 | 1994-12-01 | 0.05 | 1.75 |  | 0
[17 empty] | 0 |  | 0
d> | 0 |  |  |  |  | ICOST |  |  |  | mu_A | ITEM | [5 empty] | 1054.72 |  | 2.7825
|  |  |  | Sell Rate | Sell Total |  |  |  |  | IB | [17 empty] | U_M_Sell | T_M_Sell | U_L_Sell | T_L_Sell | Total_Sell | T_M_Cost | T_L_Phr | Mat/Lab=1
1 | No. |  | Item: 71 | 136.72 | 136.72 | ISELL |  |  |  | mu_A | ITEM | [7 empty] | mu :1.22 | [8 empty] | 118.25 | 118.25 | 18.47 | 18.47 | 136.72 | 96.93 | 0.53 | 97.46
|  |  | Supply and install 300mm x 50mm x 5mm Copper Earth Bar in Electrical Room | [6 empty] | n
1 | No |  | 12-way copper earth bar as specified |  |  | BOND_032 | 810 | A.N. Wallis | ERU238 |  |  |  |  | 2 | 2004-12-09 | 96.93 | 96.93 | 0.5 | 0.525
[17 empty] | 0 |  | 0
d> | 0 |  |  |  |  | ICOST |  |  |  | mu_A | ITEM | [5 empty] | 96.93 |  | 0.525
|  |  |  | Sell Rate | Sell Total |  |  |  |  | IB | [17 empty] | U_M_Sell | T_M_Sell | U_L_Sell | T_L_Sell | Total_Sell | T_M_Cost | T_L_Phr | Mat/Lab=1
1 | LS |  | Item: 72 | 0 | 0 | ISELL |  |  |  | mu_A | ITEM |  |  |  |  | Included |  |  | 0.00 | [8 empty] | 0 | 0 | 0 | 0 | 0 | 0 | 0 | 0
|  |  | Supply and install labels on all switchgear. | [6 empty] | n
[17 empty] | 0 |  | 0
|  |  | Included | [13 empty] | 0 |  | 0
[17 empty] | 0 |  | 0
d> | 0 |  |  |  |  | ICOST |  |  |  | mu_A | ITEM | [5 empty] | 0 |  | 0
|  |  |  | Sell Rate | Sell Total |  |  |  |  | IB | [17 empty] | U_M_Sell | T_M_Sell | U_L_Sell | T_L_Sell | Total_Sell | T_M_Cost | T_L_Phr | Mat/Lab=1
1 | LS |  | Item: 73 | 0 | 0 | ISELL |  |  |  | mu_A | ITEM |  |  |  |  | Included |  |  | 0.00 | [8 empty] | 0 | 0 | 0 | 0 | 0 | 0 | 0 | 0
|  |  | Supply and install connecting schedules on distribution boards and consumer units. | [6 empty] | n
[17 empty] | 0 |  | 0
|  |  | Included | [13 empty] | 0 |  | 0
[17 empty] | 0 |  | 0
d> | 0 |  |  |  |  | ICOST |  |  |  | mu_A | ITEM | [5 empty] | 0 |  | 0
TB
|  | t | Item: 74
Supply and install circuit labels on all multicore cables.
|  |  |  | Sell Rate | Sell Total |  |  |  |  | IB | [17 empty] | U_M_Sell | T_M_Sell | U_L_Sell | T_L_Sell | Total_Sell | T_M_Cost | T_L_Phr | Mat/Lab=1
1 | LS |  | Item: 75 | 6551.57 | 6551.57 | ISELL |  |  |  |  | ITEM | [7 empty] | mu :1.61 | [8 empty] | 0 | 0 | 6551.57 | 6551.57 | 6551.57 | 0 | 140.7 | 140.7
Test the entire electrical installation, including the balancing of load on the electrical voltage phases
|  |  |  | 0 | Discrepancy
|  |  | Electrical | 1477.4 | 1477.4 |  |  |  |  | mu_A | SUBI
| >>> mu_A material here >>> | [15 empty] | 0 |  | 0
1 | LS |  | Testing & Commissioning (by Electrician) |  |  | COMM_003 | 902 | MISC | [5 empty] | 3 | 2004-11-26 | 0 | 0 | 40 | 42
[17 empty] | 0 |  | 0
d> | 0 | [8 empty] | mu_A | SUBI | [5 empty] | 0 |  | 42 | [8 empty] | 0
|  |  | Controls Section Engineer (DALI) | 5074.17 | 5074.17 |  |  |  |  | mu_C | SUBI
| >>> mu_B material here >>> | [15 empty] | 0 |  | 0
1 | LS |  | Testing & Commissioning (DALI by Engineer) Level 0 |  |  | COMM_003 | 706 | MISC | [5 empty] | 3 | 2004-11-26 | 0 | 0 | 32 | 33.6
1 | LS |  | Testing & Commissioning (DALI by Engineer) Level 1 |  |  | COMM_003 | 706 | MISC | [5 empty] | 3 | 2004-11-26 | 0 | 0 | 18 | 18.9
1 | LS |  | Testing & Commissioning (DALI by Engineer) Level 2 |  |  | COMM_003 | 706 | MISC | [5 empty] | 3 | 2004-11-26 | 0 | 0 | 22 | 23.1
1 | LS |  | Testing & Commissioning (DALI by Engineer) Level 3 |  |  | COMM_003 | 706 | MISC | [5 empty] | 3 | 2004-11-26 | 0 | 0 | 10 | 10.5
1 | LS |  | Testing & Commissioning (DALI by Engineer) Level 4&5 |  |  | COMM_003 | 706 | MISC | [5 empty] | 3 | 2004-11-26 | 0 | 0 | 12 | 12.6
[17 empty] | 0 |  | 0
d> | 0 | [8 empty] | mu_C | SUBI | [5 empty] | 0 |  | 98.7 | [8 empty] | 0
[6 empty] | ICOST |  |  |  |  | ITEM | [5 empty] | 0 |  | 140.7
|  |  |  | Sell Rate | Sell Total |  |  |  |  | IB | [17 empty] | U_M_Sell | T_M_Sell | U_L_Sell | T_L_Sell | Total_Sell | T_M_Cost | T_L_Phr | Mat/Lab=1
1 | No. |  | Item: 76 | 1056.6 | 1056.6 | ISELL |  |  |  | mu_I | ITEM | [7 empty] | mu: 1.1 | [8 empty] | 990 | 990 | 66.6 | 66.6 | 1056.6 | 900 | 2.1 | 902.1
Prepare and submit Enemalta Corporation Application Forms and co-ordinate the provision of the electrical supply for this project. The application fee is to be included in the cost of this item.
1 | No |  | Enemalta Application Form 'A' |  |  | ENEM_002 | 961 | MISC | [5 empty] | 4 | 2004-05-22 | 900 | 900 | 2 | 2.1
[17 empty] | 0 |  | 0
d> | 0 |  |  |  |  | ICOST |  |  |  | mu_I | ITEM | [5 empty] | 900 |  | 2.1
|  |  |  | Sell Rate | Sell Total |  |  |  |  | IB | [17 empty] | U_M_Sell | T_M_Sell | U_L_Sell | T_L_Sell | Total_Sell | T_M_Cost | T_L_Phr | Mat/Lab=1
1 | LS |  | Item: 77 | 572.1 | 572.1 | ISELL |  |  |  | mu_A | ITEM | [7 empty] | mu :1.22 | [8 empty] | 69.78 | 69.78 | 502.32 | 502.32 | 572.1 | 57.2 | 14.28 | 71.48
Bonding of all the metallic structures to the power earthing system, using suitably rated PVC insulated cables or copper tape, as necessary.
40 | m |  | Borsan 1c 10mm LSZH 100m Yellow/Green |  |  | CASC_021 | 615 | CRO |  | 02-006 |  |  |  | 2 | 2006-09-28 | 1.14 | 45.6 | 0.03 | 1.26
40 | No |  | Cable Lug 10 mm2 |  |  | CAAC_008 | 620 | CTT | [5 empty] | 2 | 1994-12-01 | 0.14 | 5.6 | 0.06 | 2.52
40 | No |  | Cable Marker Wrap Around Type |  |  | CAAC_025 | 620 | (__) | [5 empty] | 2 |  | 0.1 | 4 |  | 0
40 | No |  | Cable Tie 225mm |  |  | CONS_009 | 875 | (__) |  | 01-003 |  |  |  | 1 | 1994-12-01 | 0.05 | 2 |  | 0
20 | No |  | Labour only (Bonding to metal structure) |  |  | LABO_006 | 900 | MISC | [5 empty] | 2 |  | 0 | 0 | 0.5 | 10.5
[17 empty] | 0 |  | 0
d> | 0 |  |  |  |  | ICOST |  |  |  | mu_A | ITEM | [5 empty] | 57.2 |  | 14.28
SB
| 1487.0006 |  | PAGE: |  | 9701.63 | [5 empty] | PAGE | [5 empty] | 2108.85 |  | 160.3875
| Discy: |  |  |  | PAGE SELL | [11 empty] | PAGE MAT |  | PAGE LAB
SB
| 2565.9206 |  | ELECTRICAL SYSTEM Total |  | 191052.51 | [5 empty] | SECT | [5 empty] | 86441.687 |  | 2360.3342
| Discy: |  |  |  | SECT SELL | [11 empty] | SECT MAT |  | SECT LAB
TB
t
EMERGENCY STANDBY GENERATOR
|  |  |  | Sell Rate | Sell Total |  |  |  |  | IB | [17 empty] | U_M_Sell | T_M_Sell | U_L_Sell | T_L_Sell | Total_Sell | T_M_Cost | T_L_Phr | Mat/Lab=1
1 | No. |  | Item: 1 | 24912.4 | 24912.4 | ISELL |  |  |  | mu_A | ITEM | [7 empty] | mu :1.22 | [8 empty] | 24912.4 | 24912.4 | 0 | 0 | 24912.4 | 20420 | 0 | 20420
Supply, deliver to site and place in its final location one prime rated power (PRP) 135kVA/ 400V/ 50Hz, diesel auto start stand-by generator set, complete as specified (excluding cost of ATS)
1 | No |  | Supply, 140kVA/ 400V/ 50Hz, diesel auto start stand-by generator set (PRP) VSS G Q 495 |  |  | GENS_002 | 845 | (__) | [5 empty] | 3 |  | 19120 | 19120 |  | 0
1 | No |  | Cable termination fishplates |  |  | GENS_002 | 845 | (__) | [5 empty] | 3 |  | 100 | 100 |  | 0
1 | LS |  | Crainage of Generator Set |  | WB. Neil Ciantar email dated 21/10/25 | CRAI_002 | 962 | MISC | [5 empty] | 2 | 2004-05-22 | 1200 | 1200 |  | 0
[17 empty] | 0 |  | 0
d> | 0 |  |  |  |  | ICOST |  |  |  | mu_A | ITEM | [5 empty] | 20420 |  | 0
|  |  |  | Sell Rate | Sell Total |  |  |  |  | IB | [17 empty] | U_M_Sell | T_M_Sell | U_L_Sell | T_L_Sell | Total_Sell | T_M_Cost | T_L_Phr | Mat/Lab=1
1 | LS |  | Item: 2 | 1265.03 | 1265.03 | ISELL |  |  |  | mu_A | ITEM | [7 empty] | mu :1.22 | [8 empty] | 635.38 | 635.38 | 629.65 | 629.65 | 1265.03 | 520.8 | 17.9 | 538.7
Install, test and commission the 135kVA/ 400V/ 50Hz prime rated power (PRP) Generator Set, and associated switchgear in accordance with manufacturer's instructions and Enemalta Corporation Regulations, , Cost shall include all the necessary small power (battery charging) and control cables between the generator set and the ATS change-over panel, complete as specified., All commissioning documentation is to be certified for correctness and signed by a Warranted Engineer.
1 | No |  | Install. 140kVA/ 400V/ 50Hz, diesel auto start stand-by generator set (PRP) VSS G Q 495 |  |  | GENS_002 | 845 | (__) | [5 empty] | 3 |  | 0 | 0 | 8 | 8.4
100 | lt |  | Generator Set - 100lt Diesel Fuel for commissioning |  |  | GENS_022 | 845 | (__) | [5 empty] | 3 | 2008-09-22 | 1.25 | 125 |  | 0
300 | lt |  | Generator Set - 300lt Diesel Fuel for filling the day tank |  |  | GENS_022 | 845 | (__) | [5 empty] | 3 | 2008-09-22 | 1.25 | 375 |  | 0
|  | h | [EL25_0662B_Brittania_Hotel_Elec_Revised_Estim_B.xlsx]Elec_Rates!$D$75 |  |  | RATE_AAA
10 | 1 | 10 | 007# 5 core x 2.5 mm2 FG16(O)M16 Cable |  |  | RTLO_002 | [9 empty] | 2.08 | 20.8 | 0.11 | 1.1
1 | LS |  | Testing & Commissioning (by Electrician) |  |  | COMM_003 | 902 | MISC | [5 empty] | 3 | 2004-11-26 | 0 | 0 | 8 | 8.4
[17 empty] | 0 |  | 0
d> | 0 |  |  |  |  | ICOST |  |  |  | mu_A | ITEM | [5 empty] | 520.8 |  | 17.9
|  |  |  | Sell Rate | Sell Total |  |  |  |  | IB | [17 empty] | U_M_Sell | T_M_Sell | U_L_Sell | T_L_Sell | Total_Sell | T_M_Cost | T_L_Phr | Mat/Lab=1
1 | No. |  | Item: 3 | 1220 | 1220 | ISELL |  |  |  | mu_A | ITEM | [7 empty] | mu :1.22 | [8 empty] | 1220 | 1220 | 0 | 0 | 1220 | 1000 | 0 | 1000
|  |  | Supply and deliver to site 250Amp TPN Automatic Transfer Switch (ATS) | [6 empty] | n
1 | No |  | Supply, 250Amp TPN Automatic Transfer Switch (ATS) VSS G Q 495 |  |  | GENS_002 | 845 | (__) | [5 empty] | 3 |  | 1000 | 1000 |  | 0
[17 empty] | 0 |  | 0
d> | 0 |  |  |  |  | ICOST |  |  |  | mu_A | ITEM | [5 empty] | 1000 |  | 0
|  |  |  | Sell Rate | Sell Total |  |  |  |  | IB | [17 empty] | U_M_Sell | T_M_Sell | U_L_Sell | T_L_Sell | Total_Sell | T_M_Cost | T_L_Phr | Mat/Lab=1
1 | No. |  | Item: 4 | 161.74 | 161.74 | ISELL |  |  |  | mu_A | ITEM | [7 empty] | mu :1.22 | [8 empty] | 12.34 | 12.34 | 149.4 | 149.4 | 161.74 | 10.12 | 4.25 | 14.37
|  |  | Install and connect 250Amp TPN Automatic Transfer Switch (ATS) | [6 empty] | n
1 | No |  | Install, 250Amp TPN Automatic Transfer Switch (ATS) VSS G Q 495 |  |  | GENS_002 | 845 | (__) | [5 empty] | 3 |  | 0 | 0 | 4 | 4.2
1 | No |  | Label Large |  |  | CONS_020 | 875 | (__) | [5 empty] | 3 | 1995-05-01 | 5.238 | 5.238 | 0.045 | 0.04725
1 | No |  | Distribution Board Schedule |  |  | DOCS_011 | 880 | (__) | [5 empty] | 3 | 1997-01-13 | 4.194 | 4.194 |  | 0
4 | No |  | Sleeve Anchor 8mm Hilti HLC 8x40/12-H |  |  | CONS_037 | 875 | HIL | HLC 8x40/12-H |  |  |  |  | 1 | 1999-01-15 | 0.171 | 0.684 |  | 0
[17 empty] | 0 |  | 0
d> | 0 |  |  |  |  | ICOST |  |  |  | mu_A | ITEM | [5 empty] | 10.116 |  | 4.2473
SB
| -0.0049443 |  | PAGE: |  | 27559.17 | [5 empty] | PAGE | [5 empty] | 21950.916 |  | 22.1472
| Discy: |  |  |  | PAGE SELL | [11 empty] | PAGE MAT |  | PAGE LAB
SB
| -0.0049443 |  | EMERGENCY STANDBY GENERATOR Total |  | 27559.17 | [5 empty] | SECT | [5 empty] | 21950.916 |  | 22.1472
| Discy: |  |  |  | SECT SELL | [11 empty] | SECT MAT |  | SECT LAB
TB
t
FIRE STOPPING
|  |  |  | Sell Rate | Sell Total |  |  |  |  | IB | [17 empty] | U_M_Sell | T_M_Sell | U_L_Sell | T_L_Sell | Total_Sell | T_M_Cost | T_L_Phr | Mat/Lab=1
1 | LS |  | Item: 1 | 2293.18 | 2293.18 | ISELL |  |  |  | mu_A | ITEM | [7 empty] | mu :1.22 | [8 empty] | 1033.69 | 1033.69 | 1259.49 | 1259.49 | 2293.18 | 847.29 | 35.81 | 883.1
|  |  | Fire barrier provisions to maintain fire compartmentation as required around and within all M&E services. Contractor to provide itemised cost breakdown under this sheet. | [6 empty] | n
|  |  | FIRESTOPS FOR ELECTRICAL SERVICES ONLY | [13 empty] | 0 |  | 0
31 | No |  | Firestop foam CFS-F FX |  |  | FIBA_002 | 726 | (__) | [5 empty] | 3 | 2006-05-11 | 9.31 | 288.61 |  | 0
4 | No |  | Firestop board white 1200x600x50mm CFS-CT HDB |  |  | FIBA_002 | 726 | (__) | [5 empty] | 3 | 2006-05-11 | 79.99 | 319.96 |  | 0
2 | No |  | Firestop coating 5kg |  |  | FIBA_002 | 726 | (__) | [5 empty] | 3 | 2006-05-11 | 50.29 | 100.58 |  | 0
14 | No |  | Firestop sealant (310ml) |  |  | FIBA_002 | 726 | (__) | [5 empty] | 3 | 2006-05-11 | 4.06 | 56.84 |  | 0
14 | No |  | Firestop Intumescent Graphite Sealant (310ml) |  |  | FIBA_002 | 726 | (__) | [5 empty] | 3 | 2006-05-11 | 5.39 | 75.46 |  | 0
1 | No |  | Firestop Intumescent Graphite Brick |  |  | FIBA_002 | 726 | (__) | [5 empty] | 3 | 2006-05-11 | 5.84 | 5.84 |  | 0
1 | LS |  | Labour to install Firestop Material |  |  | FIBA_002 | 726 | (__) | [5 empty] | 3 | 2006-05-11 | 0 | 0 | 34.1 | 35.805
[17 empty] | 0 |  | 0
d> | 0 |  |  |  |  | ICOST |  |  |  | mu_A | ITEM | [5 empty] | 847.29 |  | 35.805
SB
| 0.0002107 |  | PAGE: |  | 2293.18 | [5 empty] | PAGE | [5 empty] | 847.29 |  | 35.805
| Discy: |  |  |  | PAGE SELL | [11 empty] | PAGE MAT |  | PAGE LAB
SB
| 0.0002107 |  | FIRE STOPPING Total |  | 2293.18 | [5 empty] | SECT | [5 empty] | 847.29 |  | 35.805
| Discy: |  |  |  | SECT SELL | [11 empty] | SECT MAT |  | SECT LAB
TB
t
FIRE DETECTION AND ALARM
TB
t
Supply, install, connect, test, commission and certify the following:
TB
t
Basement Level -1
|  |  |  | Sell Rate | Sell Total |  |  |  |  | IB | [17 empty] | U_M_Sell | T_M_Sell | U_L_Sell | T_L_Sell | Total_Sell | T_M_Cost | T_L_Phr | Mat/Lab=1
24 | No. |  | Item: 1 | 62.88 | 1509.12 | ISELL |  |  |  | mu_D | ITEM | [7 empty] | mu: 1.08 | [8 empty] | 62.88 | 1509.12 | 0 | 0 | 1509.12 | 1403.76 | 0 | 33690.24
|  |  | Analogue addressable optical smoke detectors c/w base | [6 empty] | n
24 | No |  | Analogue addressable optical smoke detectors c/w base |  |  | FIRE_002 | 725 | (__) | [5 empty] | 3 |  | 58.49 | 1403.76 |  | 0
[17 empty] | 0 |  | 0
d> | 0 |  |  |  |  | ICOST |  |  |  | mu_D | ITEM | [5 empty] | 1403.76 |  | 0
|  |  |  | Sell Rate | Sell Total |  |  |  |  | IB | [17 empty] | U_M_Sell | T_M_Sell | U_L_Sell | T_L_Sell | Total_Sell | T_M_Cost | T_L_Phr | Mat/Lab=1
1 | No. |  | Item: 2 | 100.53 | 100.53 | ISELL |  |  |  | mu_D | ITEM | [7 empty] | mu: 1.07 | [8 empty] | 100.53 | 100.53 | 0 | 0 | 100.53 | 93.52 | 0 | 93.52
|  |  | Analogue addressable optical smoke detectors c/w base sounder | [6 empty] | n
1 | No |  | Analogue addressable optical smoke detectors c/w base sounder |  |  | FIRE_002 | 725 | (__) | [5 empty] | 3 |  | 93.52 | 93.52 |  | 0
[17 empty] | 0 |  | 0
d> | 0 |  |  |  |  | ICOST |  |  |  | mu_D | ITEM | [5 empty] | 93.52 |  | 0
|  |  |  | Sell Rate | Sell Total |  |  |  |  | IB | [17 empty] | U_M_Sell | T_M_Sell | U_L_Sell | T_L_Sell | Total_Sell | T_M_Cost | T_L_Phr | Mat/Lab=1
3 | No. |  | Item: 3 | 62.82 | 188.46 | ISELL |  |  |  | mu_D | ITEM | [7 empty] | mu: 1.07 | [8 empty] | 62.82 | 188.46 | 0 | 0 | 188.46 | 175.32 | 0 | 525.96
|  |  | Analogue addressable heat detectors c/w base | [6 empty] | n
3 | No |  | Analogue addressable heat detectors c/w base |  |  | FIRE_002 | 725 | (__) | [5 empty] | 3 |  | 58.44 | 175.32 |  | 0
[17 empty] | 0 |  | 0
d> | 0 |  |  |  |  | ICOST |  |  |  | mu_D | ITEM | [5 empty] | 175.32 |  | 0
|  |  |  | Sell Rate | Sell Total |  |  |  |  | IB | [17 empty] | U_M_Sell | T_M_Sell | U_L_Sell | T_L_Sell | Total_Sell | T_M_Cost | T_L_Phr | Mat/Lab=1
1 | No. |  | Item: 4 | 162.55 | 162.55 | ISELL |  |  |  | mu_D | ITEM | [7 empty] | mu: 1.07 | [8 empty] | 162.55 | 162.55 | 0 | 0 | 162.55 | 151.21 | 0 | 151.21
|  |  | Open area sounder plus beacon | [6 empty] | n
1 | No |  | Open area sounder plus beacon |  |  | FIRE_002 | 725 | (__) | [5 empty] | 3 |  | 151.21 | 151.21 |  | 0
[17 empty] | 0 |  | 0
d> | 0 |  |  |  |  | ICOST |  |  |  | mu_D | ITEM | [5 empty] | 151.21 |  | 0
|  |  |  | Sell Rate | Sell Total |  |  |  |  | IB | [17 empty] | U_M_Sell | T_M_Sell | U_L_Sell | T_L_Sell | Total_Sell | T_M_Cost | T_L_Phr | Mat/Lab=1
21 | No. |  | Item: 5 | 32.67 | 686.07 | ISELL |  |  |  | mu_D | ITEM | [7 empty] | mu: 1.08 | [8 empty] | 32.67 | 686.07 | 0 | 0 | 686.07 | 638.19 | 0 | 13401.99
|  |  | Remote LED Alarm Indicators | [6 empty] | n
21 | No |  | Remote LED Alarm Indicators |  |  | FIRE_002 | 725 | (__) | [5 empty] | 3 |  | 30.39 | 638.19 |  | 0
[17 empty] | 0 |  | 0
d> | 0 |  |  |  |  | ICOST |  |  |  | mu_D | ITEM | [5 empty] | 638.19 |  | 0
|  |  |  | Sell Rate | Sell Total |  |  |  |  | IB | [17 empty] | U_M_Sell | T_M_Sell | U_L_Sell | T_L_Sell | Total_Sell | T_M_Cost | T_L_Phr | Mat/Lab=1
2 | No. |  | Item: 6 | 90.3 | 180.6 | ISELL |  |  |  |  | ITEM | [7 empty] | mu :1.11 | [8 empty] | 70.35 | 140.7 | 19.95 | 39.9 | 180.6 | 129.74 | 1.13 | 261.74
|  |  | Manual call points as specified | [6 empty] | n
|  |  |  | 0.01 | Discrepancy
|  |  | ELV Sub-Contractor - APCO | 130.38 | 130.38 |  |  |  |  | mu_D | SUBI
| >>> mu_A material here >>> | [15 empty] | 0 |  | 0
2 | No |  | Manual call points as specified |  |  | FIRE_002 | 725 | (__) | [5 empty] | 3 |  | 60.64 | 121.28 |  | 0
[17 empty] | 0 |  | 0
d> | 0 | [8 empty] | mu_D | SUBI | [5 empty] | 121.28 |  | 0 | [8 empty] | 130.38
|  |  | Electrical | 50.21 | 50.22 |  |  |  |  | mu_A | SUBI
| >>> mu_B material here >>> | [15 empty] | 0 |  | 0
6 | m |  | 25mm Conduit LSZH - RATE |  |  | COPV_007 | 700 | GEN | 25mm |  |  |  |  | 1 | 2015-07-28 | 1.41 | 8.46 | 0.18 | 1.134
[17 empty] | 0 |  | 0
d> | 0 | [8 empty] | mu_A | SUBI | [5 empty] | 8.46 |  | 1.134 | [8 empty] | 10.32
[6 empty] | ICOST |  |  |  |  | ITEM | [5 empty] | 129.74 |  | 1.134
|  |  |  | Sell Rate | Sell Total |  |  |  |  | IB | [17 empty] | U_M_Sell | T_M_Sell | U_L_Sell | T_L_Sell | Total_Sell | T_M_Cost | T_L_Phr | Mat/Lab=1
3 | No. |  | Item: 7 | 341.21 | 1023.63 | ISELL |  |  |  |  | ITEM | [7 empty] | mu :1.08 | [8 empty] | 327.92 | 983.76 | 13.29 | 39.87 | 1023.63 | 913.98 | 1.13 | 2745.33
|  |  | Interface modules | [6 empty] | n
|  |  |  | -0.01 | Discrepancy
|  |  | ELV Sub-Contractor - APCO | 973.43 | 973.43 |  |  |  |  | mu_D | SUBI
| >>> mu_A material here >>> | [15 empty] | 0 |  | 0
3 | No |  | Interface modules |  |  | FIRE_002 | 725 | (__) | [5 empty] | 3 |  | 301.84 | 905.52 |  | 0
[17 empty] | 0 |  | 0
d> | 0 | [8 empty] | mu_D | SUBI | [5 empty] | 905.52 |  | 0 | [8 empty] | 973.43
|  |  | Electrical | 50.21 | 50.2 |  |  |  |  | mu_A | SUBI
| >>> mu_B material here >>> | [15 empty] | 0 |  | 0
6 | m |  | 25mm Conduit LSZH - RATE |  |  | COPV_007 | 700 | GEN | 25mm |  |  |  |  | 1 | 2015-07-28 | 1.41 | 8.46 | 0.18 | 1.134
[17 empty] | 0 |  | 0
d> | 0 | [8 empty] | mu_A | SUBI | [5 empty] | 8.46 |  | 1.134 | [8 empty] | 10.32
[6 empty] | ICOST |  |  |  |  | ITEM | [5 empty] | 913.98 |  | 1.134
|  |  |  | Sell Rate | Sell Total |  |  |  |  | IB | [17 empty] | U_M_Sell | T_M_Sell | U_L_Sell | T_L_Sell | Total_Sell | T_M_Cost | T_L_Phr | Mat/Lab=1
120 | m |  | Item: 8 | 10.78 | 1293.6 | ISELL |  |  |  | mu_D | ITEM | [7 empty] | mu: 1.07 | [8 empty] | 10.78 | 1293.6 | 0 | 0 | 1293.6 | 1203.6 | 0 | 144432
|  |  | Cabling in 'Standard' fire alarm cable | [6 empty] | n
120 | m |  | Cabling in 'Standard' fire alarm cable |  |  | FIRE_002 | 725 | (__) | [5 empty] | 3 |  | 10.03 | 1203.6 |  | 0
[17 empty] | 0 |  | 0
d> | 0 |  |  |  |  | ICOST |  |  |  | mu_D | ITEM | [5 empty] | 1203.6 |  | 0
|  |  |  | Sell Rate | Sell Total |  |  |  |  | IB | [17 empty] | U_M_Sell | T_M_Sell | U_L_Sell | T_L_Sell | Total_Sell | T_M_Cost | T_L_Phr | Mat/Lab=1
3 | No. |  | Item: 9 | 23.5 | 70.5 | ISELL |  |  |  | mu_D | ITEM | [7 empty] | mu: 1.08 | [8 empty] | 23.5 | 70.5 | 0 | 0 | 70.5 | 65.58 | 0 | 196.74
|  |  | Fire Blanket | [6 empty] | n
3 | No |  | Fire Blanket |  |  | FIRE_002 | 725 | (__) | [5 empty] | 3 |  | 21.86 | 65.58 |  | 0
[17 empty] | 0 |  | 0
d> | 0 |  |  |  |  | ICOST |  |  |  | mu_D | ITEM | [5 empty] | 65.58 |  | 0
TB
t
GROUND FLOOR
|  |  |  | Sell Rate | Sell Total |  |  |  |  | IB | [17 empty] | U_M_Sell | T_M_Sell | U_L_Sell | T_L_Sell | Total_Sell | T_M_Cost | T_L_Phr | Mat/Lab=1
1 | No. |  | Item: 10 | 4117.53 | 4117.53 | ISELL |  |  |  |  | ITEM | [7 empty] | mu :1.08 | [8 empty] | 4037.75 | 4037.75 | 79.78 | 79.78 | 4117.53 | 3753.77 | 2.27 | 3756.04
Four loop analogue addressable fire alarm control panel, c/w auto dialer, power supply unit & backup batteries
|  |  |  | 0 | Discrepancy
|  |  | ELV Sub-Contractor - APCO | 4017.11 | 4017.11 |  |  |  |  | mu_D | SUBI
| >>> mu_A material here >>> | [15 empty] | 0 |  | 0
1 | No |  | Four loop analogue addressable fire alarm control panel, c/w auto dialer, power supply unit & backup batteries |  |  | FIRE_002 | 725 | (__) | [5 empty] | 3 |  | 3736.85 | 3736.85 |  | 0
[17 empty] | 0 |  | 0
d> | 0 | [8 empty] | mu_D | SUBI | [5 empty] | 3736.85 |  | 0 | [8 empty] | 4017.11
|  |  | Electrical | 100.42 | 100.42 |  |  |  |  | mu_A | SUBI
| >>> mu_B material here >>> | [15 empty] | 0 |  | 0
12 | m |  | 25mm Conduit LSZH - RATE |  |  | COPV_007 | 700 | GEN | 25mm |  |  |  |  | 1 | 2015-07-28 | 1.41 | 16.92 | 0.18 | 2.268
[17 empty] | 0 |  | 0
d> | 0 | [8 empty] | mu_A | SUBI | [5 empty] | 16.92 |  | 2.268 | [8 empty] | 20.64
[6 empty] | ICOST |  |  |  |  | ITEM | [5 empty] | 3753.77 |  | 2.268
|  |  |  | Sell Rate | Sell Total |  |  |  |  | IB | [17 empty] | U_M_Sell | T_M_Sell | U_L_Sell | T_L_Sell | Total_Sell | T_M_Cost | T_L_Phr | Mat/Lab=1
17 | No. |  | Item: 11 | 62.88 | 1068.96 | ISELL |  |  |  | mu_D | ITEM | [7 empty] | mu: 1.08 | [8 empty] | 62.88 | 1068.96 | 0 | 0 | 1068.96 | 994.33 | 0 | 16903.61
|  |  | Analogue addressable optical smoke detectors c/w base | [6 empty] | n
17 | No |  | Analogue addressable optical smoke detectors c/w base |  |  | FIRE_002 | 725 | (__) | [5 empty] | 3 |  | 58.49 | 994.33 |  | 0
[17 empty] | 0 |  | 0
d> | 0 |  |  |  |  | ICOST |  |  |  | mu_D | ITEM | [5 empty] | 994.33 |  | 0
SB
| -1376.0695 |  | PAGE: |  | 10401.55 | [5 empty] | PAGE | [5 empty] | 9523 |  | 4.536
| Discy: |  |  |  | PAGE SELL | [11 empty] | PAGE MAT |  | PAGE LAB
|  |  |  | Sell Rate | Sell Total |  |  |  |  | IB | [17 empty] | U_M_Sell | T_M_Sell | U_L_Sell | T_L_Sell | Total_Sell | T_M_Cost | T_L_Phr | Mat/Lab=1
4 | No. |  | Item: 12 | 100.53 | 402.12 | ISELL |  |  |  | mu_D | ITEM | [7 empty] | mu: 1.07 | [8 empty] | 100.53 | 402.12 | 0 | 0 | 402.12 | 374.08 | 0 | 1496.32
|  |  | Analogue addressable optical smoke detectors c/w base sounder | [6 empty] | n
4 | No |  | Analogue addressable optical smoke detectors c/w base sounder |  |  | FIRE_002 | 725 | (__) | [5 empty] | 3 |  | 93.52 | 374.08 |  | 0
[17 empty] | 0 |  | 0
d> | 0 |  |  |  |  | ICOST |  |  |  | mu_D | ITEM | [5 empty] | 374.08 |  | 0
|  |  |  | Sell Rate | Sell Total |  |  |  |  | IB | [17 empty] | U_M_Sell | T_M_Sell | U_L_Sell | T_L_Sell | Total_Sell | T_M_Cost | T_L_Phr | Mat/Lab=1
9 | No. |  | Item: 13 | 32.67 | 294.03 | ISELL |  |  |  | mu_D | ITEM | [7 empty] | mu: 1.08 | [8 empty] | 32.67 | 294.03 | 0 | 0 | 294.03 | 273.51 | 0 | 2461.59
|  |  | Remote LED Alarm Indicators | [6 empty] | n
9 | No |  | Remote LED Alarm Indicators |  |  | FIRE_002 | 725 | (__) | [5 empty] | 3 |  | 30.39 | 273.51 |  | 0
[17 empty] | 0 |  | 0
d> | 0 |  |  |  |  | ICOST |  |  |  | mu_D | ITEM | [5 empty] | 273.51 |  | 0
|  |  |  | Sell Rate | Sell Total |  |  |  |  | IB | [17 empty] | U_M_Sell | T_M_Sell | U_L_Sell | T_L_Sell | Total_Sell | T_M_Cost | T_L_Phr | Mat/Lab=1
3 | No. |  | Item: 14 | 90.29 | 270.87 | ISELL |  |  |  |  | ITEM | [7 empty] | mu :1.11 | [8 empty] | 70.35 | 211.05 | 19.94 | 59.82 | 270.87 | 194.61 | 1.7 | 588.93
|  |  | Manual call points as specified | [6 empty] | n
|  |  |  | -0.01 | Discrepancy
|  |  | ELV Sub-Contractor - APCO | 195.56 | 195.56 |  |  |  |  | mu_D | SUBI
| >>> mu_A material here >>> | [15 empty] | 0 |  | 0
3 | No |  | Manual call points as specified |  |  | FIRE_002 | 725 | (__) | [5 empty] | 3 |  | 60.64 | 181.92 |  | 0
[17 empty] | 0 |  | 0
d> | 0 | [8 empty] | mu_D | SUBI | [5 empty] | 181.92 |  | 0 | [8 empty] | 195.56
|  |  | Electrical | 75.32 | 75.31 |  |  |  |  | mu_A | SUBI
| >>> mu_B material here >>> | [15 empty] | 0 |  | 0
9 | m |  | 25mm Conduit LSZH - RATE |  |  | COPV_007 | 700 | GEN | 25mm |  |  |  |  | 1 | 2015-07-28 | 1.41 | 12.69 | 0.18 | 1.701
[17 empty] | 0 |  | 0
d> | 0 | [8 empty] | mu_A | SUBI | [5 empty] | 12.69 |  | 1.701 | [8 empty] | 15.48
[6 empty] | ICOST |  |  |  |  | ITEM | [5 empty] | 194.61 |  | 1.701
|  |  |  | Sell Rate | Sell Total |  |  |  |  | IB | [17 empty] | U_M_Sell | T_M_Sell | U_L_Sell | T_L_Sell | Total_Sell | T_M_Cost | T_L_Phr | Mat/Lab=1
4 | No. |  | Item: 15 | 341.22 | 1364.88 | ISELL |  |  |  |  | ITEM | [7 empty] | mu :1.08 | [8 empty] | 327.92 | 1311.68 | 13.3 | 53.2 | 1364.88 | 1218.64 | 1.51 | 4880.6
|  |  | Interface modules | [6 empty] | n
|  |  |  | 0.02 | Discrepancy
|  |  | ELV Sub-Contractor - APCO | 1297.91 | 1297.91 |  |  |  |  | mu_D | SUBI
| >>> mu_A material here >>> | [15 empty] | 0 |  | 0
4 | No |  | Interface modules |  |  | FIRE_002 | 725 | (__) | [5 empty] | 3 |  | 301.84 | 1207.36 |  | 0
[17 empty] | 0 |  | 0
d> | 0 | [8 empty] | mu_D | SUBI | [5 empty] | 1207.36 |  | 0 | [8 empty] | 1297.91
|  |  | Electrical | 66.95 | 66.97 |  |  |  |  | mu_A | SUBI
| >>> mu_B material here >>> | [15 empty] | 0 |  | 0
8 | m |  | 25mm Conduit LSZH - RATE |  |  | COPV_007 | 700 | GEN | 25mm |  |  |  |  | 1 | 2015-07-28 | 1.41 | 11.28 | 0.18 | 1.512
[17 empty] | 0 |  | 0
d> | 0 | [8 empty] | mu_A | SUBI | [5 empty] | 11.28 |  | 1.512 | [8 empty] | 13.76
[6 empty] | ICOST |  |  |  |  | ITEM | [5 empty] | 1218.64 |  | 1.512
|  |  |  | Sell Rate | Sell Total |  |  |  |  | IB | [17 empty] | U_M_Sell | T_M_Sell | U_L_Sell | T_L_Sell | Total_Sell | T_M_Cost | T_L_Phr | Mat/Lab=1
160 | m |  | Item: 16 | 10.78 | 1724.8 | ISELL |  |  |  | mu_D | ITEM | [7 empty] | mu: 1.07 | [8 empty] | 10.78 | 1724.8 | 0 | 0 | 1724.8 | 1604.8 | 0 | 256768
|  |  | Cabling in 'Standard' fire alarm cable | [6 empty] | n
160 | m |  | Cabling in 'Standard' fire alarm cable |  |  | FIRE_002 | 725 | (__) | [5 empty] | 3 |  | 10.03 | 1604.8 |  | 0
[17 empty] | 0 |  | 0
d> | 0 |  |  |  |  | ICOST |  |  |  | mu_D | ITEM | [5 empty] | 1604.8 |  | 0
|  |  |  | Sell Rate | Sell Total |  |  |  |  | IB | [17 empty] | U_M_Sell | T_M_Sell | U_L_Sell | T_L_Sell | Total_Sell | T_M_Cost | T_L_Phr | Mat/Lab=1
4 | No. |  | Item: 17 | 143.14 | 572.56 | ISELL |  |  |  |  | ITEM | [7 empty] | mu :1.1 | [8 empty] | 123.2 | 492.8 | 19.94 | 79.76 | 572.56 | 456.12 | 2.27 | 1833.56
|  |  | Magnetic Door Holders | [6 empty] | n
|  |  |  | 0 | Discrepancy
|  |  | ELV Sub-Contractor - APCO | 472.14 | 472.14 |  |  |  |  | mu_D | SUBI
| >>> mu_A material here >>> | [15 empty] | 0 |  | 0
4 | No |  | Magnetic Door Holders |  |  | FIRE_002 | 725 | (__) | [5 empty] | 3 |  | 109.8 | 439.2 |  | 0
[17 empty] | 0 |  | 0
d> | 0 | [8 empty] | mu_D | SUBI | [5 empty] | 439.2 |  | 0 | [8 empty] | 472.14
|  |  | Electrical | 100.42 | 100.42 |  |  |  |  | mu_A | SUBI
| >>> mu_B material here >>> | [15 empty] | 0 |  | 0
12 | m |  | 25mm Conduit LSZH - RATE |  |  | COPV_007 | 700 | GEN | 25mm |  |  |  |  | 1 | 2015-07-28 | 1.41 | 16.92 | 0.18 | 2.268
[17 empty] | 0 |  | 0
d> | 0 | [8 empty] | mu_A | SUBI | [5 empty] | 16.92 |  | 2.268 | [8 empty] | 20.64
[6 empty] | ICOST |  |  |  |  | ITEM | [5 empty] | 456.12 |  | 2.268
TB
t
FIRST FLOOR
|  |  |  | Sell Rate | Sell Total |  |  |  |  | IB | [17 empty] | U_M_Sell | T_M_Sell | U_L_Sell | T_L_Sell | Total_Sell | T_M_Cost | T_L_Phr | Mat/Lab=1
11 | No. |  | Item: 18 | 62.88 | 691.68 | ISELL |  |  |  | mu_D | ITEM | [7 empty] | mu: 1.08 | [8 empty] | 62.88 | 691.68 | 0 | 0 | 691.68 | 643.39 | 0 | 7077.29
|  |  | Analogue addressable optical smoke detectors c/w base | [6 empty] | n
11 | No |  | Analogue addressable optical smoke detectors c/w base |  |  | FIRE_002 | 725 | (__) | [5 empty] | 3 |  | 58.49 | 643.39 |  | 0
[17 empty] | 0 |  | 0
d> | 0 |  |  |  |  | ICOST |  |  |  | mu_D | ITEM | [5 empty] | 643.39 |  | 0
|  |  |  | Sell Rate | Sell Total |  |  |  |  | IB | [17 empty] | U_M_Sell | T_M_Sell | U_L_Sell | T_L_Sell | Total_Sell | T_M_Cost | T_L_Phr | Mat/Lab=1
4 | No. |  | Item: 19 | 100.53 | 402.12 | ISELL |  |  |  | mu_D | ITEM | [7 empty] | mu: 1.07 | [8 empty] | 100.53 | 402.12 | 0 | 0 | 402.12 | 374.08 | 0 | 1496.32
|  |  | Analogue addressable optical smoke detectors c/w base sounder | [6 empty] | n
4 | No |  | Analogue addressable optical smoke detectors c/w base sounder |  |  | FIRE_002 | 725 | (__) | [5 empty] | 3 |  | 93.52 | 374.08 |  | 0
[17 empty] | 0 |  | 0
d> | 0 |  |  |  |  | ICOST |  |  |  | mu_D | ITEM | [5 empty] | 374.08 |  | 0
|  |  |  | Sell Rate | Sell Total |  |  |  |  | IB | [17 empty] | U_M_Sell | T_M_Sell | U_L_Sell | T_L_Sell | Total_Sell | T_M_Cost | T_L_Phr | Mat/Lab=1
1 | No. |  | Item: 20 | 162.55 | 162.55 | ISELL |  |  |  | mu_D | ITEM | [7 empty] | mu: 1.07 | [8 empty] | 162.55 | 162.55 | 0 | 0 | 162.55 | 151.21 | 0 | 151.21
|  |  | Open area sounder plus beacon | [6 empty] | n
1 | No |  | Open area sounder plus beacon |  |  | FIRE_002 | 725 | (__) | [5 empty] | 3 |  | 151.21 | 151.21 |  | 0
[17 empty] | 0 |  | 0
d> | 0 |  |  |  |  | ICOST |  |  |  | mu_D | ITEM | [5 empty] | 151.21 |  | 0
|  |  |  | Sell Rate | Sell Total |  |  |  |  | IB | [17 empty] | U_M_Sell | T_M_Sell | U_L_Sell | T_L_Sell | Total_Sell | T_M_Cost | T_L_Phr | Mat/Lab=1
4 | No. |  | Item: 21 | 32.67 | 130.68 | ISELL |  |  |  | mu_D | ITEM | [7 empty] | mu: 1.08 | [8 empty] | 32.67 | 130.68 | 0 | 0 | 130.68 | 121.56 | 0 | 486.24
|  |  | Remote LED Alarm Indicators | [6 empty] | n
4 | No |  | Remote LED Alarm Indicators |  |  | FIRE_002 | 725 | (__) | [5 empty] | 3 |  | 30.39 | 121.56 |  | 0
[17 empty] | 0 |  | 0
d> | 0 |  |  |  |  | ICOST |  |  |  | mu_D | ITEM | [5 empty] | 121.56 |  | 0
|  |  |  | Sell Rate | Sell Total |  |  |  |  | IB | [17 empty] | U_M_Sell | T_M_Sell | U_L_Sell | T_L_Sell | Total_Sell | T_M_Cost | T_L_Phr | Mat/Lab=1
2 | No. |  | Item: 22 | 90.3 | 180.6 | ISELL |  |  |  |  | ITEM | [7 empty] | mu :1.11 | [8 empty] | 70.35 | 140.7 | 19.95 | 39.9 | 180.6 | 129.74 | 1.13 | 261.74
|  |  | Manual call points as specified | [6 empty] | n
|  |  |  | 0.01 | Discrepancy
|  |  | ELV Sub-Contractor - APCO | 130.38 | 130.38 |  |  |  |  | mu_D | SUBI
| >>> mu_A material here >>> | [15 empty] | 0 |  | 0
2 | No |  | Manual call points as specified |  |  | FIRE_002 | 725 | (__) | [5 empty] | 3 |  | 60.64 | 121.28 |  | 0
[17 empty] | 0 |  | 0
d> | 0 | [8 empty] | mu_D | SUBI | [5 empty] | 121.28 |  | 0 | [8 empty] | 130.38
|  |  | Electrical | 50.21 | 50.22 |  |  |  |  | mu_A | SUBI
| >>> mu_B material here >>> | [15 empty] | 0 |  | 0
6 | m |  | 25mm Conduit LSZH - RATE |  |  | COPV_007 | 700 | GEN | 25mm |  |  |  |  | 1 | 2015-07-28 | 1.41 | 8.46 | 0.18 | 1.134
[17 empty] | 0 |  | 0
d> | 0 | [8 empty] | mu_A | SUBI | [5 empty] | 8.46 |  | 1.134 | [8 empty] | 10.32
[6 empty] | ICOST |  |  |  |  | ITEM | [5 empty] | 129.74 |  | 1.134
|  |  |  | Sell Rate | Sell Total |  |  |  |  | IB | [17 empty] | U_M_Sell | T_M_Sell | U_L_Sell | T_L_Sell | Total_Sell | T_M_Cost | T_L_Phr | Mat/Lab=1
1 | No. |  | Item: 23 | 341.22 | 341.22 | ISELL |  |  |  |  | ITEM | [7 empty] | mu :1.08 | [8 empty] | 327.92 | 327.92 | 13.3 | 13.3 | 341.22 | 304.66 | 0.38 | 305.04
|  |  | Interface modules | [6 empty] | n
|  |  |  | 0 | Discrepancy
|  |  | ELV Sub-Contractor - APCO | 324.48 | 324.48 |  |  |  |  | mu_D | SUBI
| >>> mu_A material here >>> | [15 empty] | 0 |  | 0
1 | No |  | Interface modules |  |  | FIRE_002 | 725 | (__) | [5 empty] | 3 |  | 301.84 | 301.84 |  | 0
[17 empty] | 0 |  | 0
d> | 0 | [8 empty] | mu_D | SUBI | [5 empty] | 301.84 |  | 0 | [8 empty] | 324.48
|  |  | Electrical | 16.74 | 16.74 |  |  |  |  | mu_A | SUBI
| >>> mu_B material here >>> | [15 empty] | 0 |  | 0
2 | m |  | 25mm Conduit LSZH - RATE |  |  | COPV_007 | 700 | GEN | 25mm |  |  |  |  | 1 | 2015-07-28 | 1.41 | 2.82 | 0.18 | 0.378
[17 empty] | 0 |  | 0
d> | 0 | [8 empty] | mu_A | SUBI | [5 empty] | 2.82 |  | 0.378 | [8 empty] | 3.44
[6 empty] | ICOST |  |  |  |  | ITEM | [5 empty] | 304.66 |  | 0.378
|  |  |  | Sell Rate | Sell Total |  |  |  |  | IB | [17 empty] | U_M_Sell | T_M_Sell | U_L_Sell | T_L_Sell | Total_Sell | T_M_Cost | T_L_Phr | Mat/Lab=1
120 | m |  | Item: 24 | 10.78 | 1293.6 | ISELL |  |  |  | mu_D | ITEM | [7 empty] | mu: 1.07 | [8 empty] | 10.78 | 1293.6 | 0 | 0 | 1293.6 | 1203.6 | 0 | 144432
|  |  | Cabling in 'Standard' fire alarm cable | [6 empty] | n
120 | m |  | Cabling in 'Standard' fire alarm cable |  |  | FIRE_002 | 725 | (__) | [5 empty] | 3 |  | 10.03 | 1203.6 |  | 0
[17 empty] | 0 |  | 0
d> | 0 |  |  |  |  | ICOST |  |  |  | mu_D | ITEM | [5 empty] | 1203.6 |  | 0
|  |  |  | Sell Rate | Sell Total |  |  |  |  | IB | [17 empty] | U_M_Sell | T_M_Sell | U_L_Sell | T_L_Sell | Total_Sell | T_M_Cost | T_L_Phr | Mat/Lab=1
4 | No. |  | Item: 25 | 143.14 | 572.56 | ISELL |  |  |  |  | ITEM | [7 empty] | mu :1.1 | [8 empty] | 123.2 | 492.8 | 19.94 | 79.76 | 572.56 | 456.12 | 2.27 | 1833.56
|  |  | Magnetic Door Holders | [6 empty] | n
|  |  |  | 0 | Discrepancy
|  |  | ELV Sub-Contractor - APCO | 472.14 | 472.14 |  |  |  |  | mu_D | SUBI
| >>> mu_A material here >>> | [15 empty] | 0 |  | 0
4 | No |  | Magnetic Door Holders |  |  | FIRE_002 | 725 | (__) | [5 empty] | 3 |  | 109.8 | 439.2 |  | 0
[17 empty] | 0 |  | 0
d> | 0 | [8 empty] | mu_D | SUBI | [5 empty] | 439.2 |  | 0 | [8 empty] | 472.14
|  |  | Electrical | 100.42 | 100.42 |  |  |  |  | mu_A | SUBI
| >>> mu_B material here >>> | [15 empty] | 0 |  | 0
12 | m |  | 25mm Conduit LSZH - RATE |  |  | COPV_007 | 700 | GEN | 25mm |  |  |  |  | 1 | 2015-07-28 | 1.41 | 16.92 | 0.18 | 2.268
[17 empty] | 0 |  | 0
d> | 0 | [8 empty] | mu_A | SUBI | [5 empty] | 16.92 |  | 2.268 | [8 empty] | 20.64
[6 empty] | ICOST |  |  |  |  | ITEM | [5 empty] | 456.12 |  | 2.268
SB
| -1078.9637 |  | PAGE: |  | 8404.27 | [5 empty] | PAGE | [5 empty] | 7506.12 |  | 9.261
| Discy: |  |  |  | PAGE SELL | [11 empty] | PAGE MAT |  | PAGE LAB
TB
t
SECOND FLOOR
|  |  |  | Sell Rate | Sell Total |  |  |  |  | IB | [17 empty] | U_M_Sell | T_M_Sell | U_L_Sell | T_L_Sell | Total_Sell | T_M_Cost | T_L_Phr | Mat/Lab=1
13 | No. |  | Item: 26 | 62.88 | 817.44 | ISELL |  |  |  | mu_D | ITEM | [7 empty] | mu: 1.08 | [8 empty] | 62.88 | 817.44 | 0 | 0 | 817.44 | 760.37 | 0 | 9884.81
|  |  | Analogue addressable optical smoke detectors c/w base | [6 empty] | n
13 | No |  | Analogue addressable optical smoke detectors c/w base |  |  | FIRE_002 | 725 | (__) | [5 empty] | 3 |  | 58.49 | 760.37 |  | 0
[17 empty] | 0 |  | 0
d> | 0 |  |  |  |  | ICOST |  |  |  | mu_D | ITEM | [5 empty] | 760.37 |  | 0
|  |  |  | Sell Rate | Sell Total |  |  |  |  | IB | [17 empty] | U_M_Sell | T_M_Sell | U_L_Sell | T_L_Sell | Total_Sell | T_M_Cost | T_L_Phr | Mat/Lab=1
4 | No. |  | Item: 27 | 100.53 | 402.12 | ISELL |  |  |  | mu_D | ITEM | [7 empty] | mu: 1.07 | [8 empty] | 100.53 | 402.12 | 0 | 0 | 402.12 | 374.08 | 0 | 1496.32
|  |  | Analogue addressable optical smoke detectors c/w base sounder | [6 empty] | n
4 | No |  | Analogue addressable optical smoke detectors c/w base sounder |  |  | FIRE_002 | 725 | (__) | [5 empty] | 3 |  | 93.52 | 374.08 |  | 0
[17 empty] | 0 |  | 0
d> | 0 |  |  |  |  | ICOST |  |  |  | mu_D | ITEM | [5 empty] | 374.08 |  | 0
|  |  |  | Sell Rate | Sell Total |  |  |  |  | IB | [17 empty] | U_M_Sell | T_M_Sell | U_L_Sell | T_L_Sell | Total_Sell | T_M_Cost | T_L_Phr | Mat/Lab=1
6 | No. |  | Item: 28 | 32.67 | 196.02 | ISELL |  |  |  | mu_D | ITEM | [7 empty] | mu: 1.08 | [8 empty] | 32.67 | 196.02 | 0 | 0 | 196.02 | 182.34 | 0 | 1094.04
|  |  | Remote LED Alarm Indicators | [6 empty] | n
6 | No |  | Remote LED Alarm Indicators |  |  | FIRE_002 | 725 | (__) | [5 empty] | 3 |  | 30.39 | 182.34 |  | 0
[17 empty] | 0 |  | 0
d> | 0 |  |  |  |  | ICOST |  |  |  | mu_D | ITEM | [5 empty] | 182.34 |  | 0
|  |  |  | Sell Rate | Sell Total |  |  |  |  | IB | [17 empty] | U_M_Sell | T_M_Sell | U_L_Sell | T_L_Sell | Total_Sell | T_M_Cost | T_L_Phr | Mat/Lab=1
2 | No. |  | Item: 29 | 90.3 | 180.6 | ISELL |  |  |  |  | ITEM | [7 empty] | mu :1.11 | [8 empty] | 70.35 | 140.7 | 19.95 | 39.9 | 180.6 | 129.74 | 1.13 | 261.74
|  |  | Manual call points as specified | [6 empty] | n
|  |  |  | 0.01 | Discrepancy
|  |  | ELV Sub-Contractor - APCO | 130.38 | 130.38 |  |  |  |  | mu_D | SUBI
| >>> mu_A material here >>> | [15 empty] | 0 |  | 0
2 | No |  | Manual call points as specified |  |  | FIRE_002 | 725 | (__) | [5 empty] | 3 |  | 60.64 | 121.28 |  | 0
[17 empty] | 0 |  | 0
d> | 0 | [8 empty] | mu_D | SUBI | [5 empty] | 121.28 |  | 0 | [8 empty] | 130.38
|  |  | Electrical | 50.21 | 50.22 |  |  |  |  | mu_A | SUBI
| >>> mu_B material here >>> | [15 empty] | 0 |  | 0
6 | m |  | 25mm Conduit LSZH - RATE |  |  | COPV_007 | 700 | GEN | 25mm |  |  |  |  | 1 | 2015-07-28 | 1.41 | 8.46 | 0.18 | 1.134
[17 empty] | 0 |  | 0
d> | 0 | [8 empty] | mu_A | SUBI | [5 empty] | 8.46 |  | 1.134 | [8 empty] | 10.32
[6 empty] | ICOST |  |  |  |  | ITEM | [5 empty] | 129.74 |  | 1.134
|  |  |  | Sell Rate | Sell Total |  |  |  |  | IB | [17 empty] | U_M_Sell | T_M_Sell | U_L_Sell | T_L_Sell | Total_Sell | T_M_Cost | T_L_Phr | Mat/Lab=1
1 | No. |  | Item: 30 | 341.22 | 341.22 | ISELL |  |  |  |  | ITEM | [7 empty] | mu :1.08 | [8 empty] | 327.92 | 327.92 | 13.3 | 13.3 | 341.22 | 304.66 | 0.38 | 305.04
|  |  | Interface modules | [6 empty] | n
|  |  |  | 0 | Discrepancy
|  |  | ELV Sub-Contractor - APCO | 324.48 | 324.48 |  |  |  |  | mu_D | SUBI
| >>> mu_A material here >>> | [15 empty] | 0 |  | 0
1 | No |  | Interface modules |  |  | FIRE_002 | 725 | (__) | [5 empty] | 3 |  | 301.84 | 301.84 |  | 0
[17 empty] | 0 |  | 0
d> | 0 | [8 empty] | mu_D | SUBI | [5 empty] | 301.84 |  | 0 | [8 empty] | 324.48
|  |  | Electrical | 16.74 | 16.74 |  |  |  |  | mu_A | SUBI
| >>> mu_B material here >>> | [15 empty] | 0 |  | 0
2 | m |  | 25mm Conduit LSZH - RATE |  |  | COPV_007 | 700 | GEN | 25mm |  |  |  |  | 1 | 2015-07-28 | 1.41 | 2.82 | 0.18 | 0.378
[17 empty] | 0 |  | 0
d> | 0 | [8 empty] | mu_A | SUBI | [5 empty] | 2.82 |  | 0.378 | [8 empty] | 3.44
[6 empty] | ICOST |  |  |  |  | ITEM | [5 empty] | 304.66 |  | 0.378
|  |  |  | Sell Rate | Sell Total |  |  |  |  | IB | [17 empty] | U_M_Sell | T_M_Sell | U_L_Sell | T_L_Sell | Total_Sell | T_M_Cost | T_L_Phr | Mat/Lab=1
120 | m |  | Item: 31 | 10.78 | 1293.6 | ISELL |  |  |  | mu_D | ITEM | [7 empty] | mu: 1.07 | [8 empty] | 10.78 | 1293.6 | 0 | 0 | 1293.6 | 1203.6 | 0 | 144432
|  |  | Cabling in 'Standard' fire alarm cable | [6 empty] | n
120 | m |  | Cabling in 'Standard' fire alarm cable |  |  | FIRE_002 | 725 | (__) | [5 empty] | 3 |  | 10.03 | 1203.6 |  | 0
[17 empty] | 0 |  | 0
d> | 0 |  |  |  |  | ICOST |  |  |  | mu_D | ITEM | [5 empty] | 1203.6 |  | 0
|  |  |  | Sell Rate | Sell Total |  |  |  |  | IB | [17 empty] | U_M_Sell | T_M_Sell | U_L_Sell | T_L_Sell | Total_Sell | T_M_Cost | T_L_Phr | Mat/Lab=1
3 | No. |  | Item: 32 | 143.14 | 429.42 | ISELL |  |  |  |  | ITEM | [7 empty] | mu :1.1 | [8 empty] | 123.2 | 369.6 | 19.94 | 59.82 | 429.42 | 342.09 | 1.7 | 1031.37
|  |  | Magnetic Door Holders | [6 empty] | n
|  |  |  | -0.01 | Discrepancy
|  |  | ELV Sub-Contractor - APCO | 354.11 | 354.11 |  |  |  |  | mu_D | SUBI
| >>> mu_A material here >>> | [15 empty] | 0 |  | 0
3 | No |  | Magnetic Door Holders |  |  | FIRE_002 | 725 | (__) | [5 empty] | 3 |  | 109.8 | 329.4 |  | 0
[17 empty] | 0 |  | 0
d> | 0 | [8 empty] | mu_D | SUBI | [5 empty] | 329.4 |  | 0 | [8 empty] | 354.11
|  |  | Electrical | 75.32 | 75.31 |  |  |  |  | mu_A | SUBI
| >>> mu_B material here >>> | [15 empty] | 0 |  | 0
9 | m |  | 25mm Conduit LSZH - RATE |  |  | COPV_007 | 700 | GEN | 25mm |  |  |  |  | 1 | 2015-07-28 | 1.41 | 12.69 | 0.18 | 1.701
[17 empty] | 0 |  | 0
d> | 0 | [8 empty] | mu_A | SUBI | [5 empty] | 12.69 |  | 1.701 | [8 empty] | 15.48
[6 empty] | ICOST |  |  |  |  | ITEM | [5 empty] | 342.09 |  | 1.701
TB
t
THIRD FLOOR
|  |  |  | Sell Rate | Sell Total |  |  |  |  | IB | [17 empty] | U_M_Sell | T_M_Sell | U_L_Sell | T_L_Sell | Total_Sell | T_M_Cost | T_L_Phr | Mat/Lab=1
18 | No. |  | Item: 33 | 62.88 | 1131.84 | ISELL |  |  |  | mu_D | ITEM | [7 empty] | mu: 1.08 | [8 empty] | 62.88 | 1131.84 | 0 | 0 | 1131.84 | 1052.82 | 0 | 18950.76
|  |  | Analogue addressable optical smoke detectors c/w base | [6 empty] | n
18 | No |  | Analogue addressable optical smoke detectors c/w base |  |  | FIRE_002 | 725 | (__) | [5 empty] | 3 |  | 58.49 | 1052.82 |  | 0
[17 empty] | 0 |  | 0
d> | 0 |  |  |  |  | ICOST |  |  |  | mu_D | ITEM | [5 empty] | 1052.82 |  | 0
|  |  |  | Sell Rate | Sell Total |  |  |  |  | IB | [17 empty] | U_M_Sell | T_M_Sell | U_L_Sell | T_L_Sell | Total_Sell | T_M_Cost | T_L_Phr | Mat/Lab=1
4 | No. |  | Item: 34 | 100.53 | 402.12 | ISELL |  |  |  | mu_D | ITEM | [7 empty] | mu: 1.07 | [8 empty] | 100.53 | 402.12 | 0 | 0 | 402.12 | 374.08 | 0 | 1496.32
|  |  | Analogue addressable optical smoke detectors c/w base sounder | [6 empty] | n
4 | No |  | Analogue addressable optical smoke detectors c/w base sounder |  |  | FIRE_002 | 725 | (__) | [5 empty] | 3 |  | 93.52 | 374.08 |  | 0
[17 empty] | 0 |  | 0
d> | 0 |  |  |  |  | ICOST |  |  |  | mu_D | ITEM | [5 empty] | 374.08 |  | 0
|  |  |  | Sell Rate | Sell Total |  |  |  |  | IB | [17 empty] | U_M_Sell | T_M_Sell | U_L_Sell | T_L_Sell | Total_Sell | T_M_Cost | T_L_Phr | Mat/Lab=1
10 | No. |  | Item: 35 | 32.67 | 326.7 | ISELL |  |  |  | mu_D | ITEM | [7 empty] | mu: 1.08 | [8 empty] | 32.67 | 326.7 | 0 | 0 | 326.7 | 303.9 | 0 | 3039
|  |  | Remote LED Alarm Indicators | [6 empty] | n
10 | No |  | Remote LED Alarm Indicators |  |  | FIRE_002 | 725 | (__) | [5 empty] | 3 |  | 30.39 | 303.9 |  | 0
[17 empty] | 0 |  | 0
d> | 0 |  |  |  |  | ICOST |  |  |  | mu_D | ITEM | [5 empty] | 303.9 |  | 0
|  |  |  | Sell Rate | Sell Total |  |  |  |  | IB | [17 empty] | U_M_Sell | T_M_Sell | U_L_Sell | T_L_Sell | Total_Sell | T_M_Cost | T_L_Phr | Mat/Lab=1
1 | No. |  | Item: 36 | 90.3 | 90.3 | ISELL |  |  |  |  | ITEM | [7 empty] | mu :1.11 | [8 empty] | 70.35 | 70.35 | 19.95 | 19.95 | 90.3 | 64.87 | 0.57 | 65.44
|  |  | Manual call points as specified | [6 empty] | n
|  |  |  | 0 | Discrepancy
|  |  | ELV Sub-Contractor - APCO | 65.19 | 65.19 |  |  |  |  | mu_D | SUBI
| >>> mu_A material here >>> | [15 empty] | 0 |  | 0
1 | No |  | Manual call points as specified |  |  | FIRE_002 | 725 | (__) | [5 empty] | 3 |  | 60.64 | 60.64 |  | 0
[17 empty] | 0 |  | 0
d> | 0 | [8 empty] | mu_D | SUBI | [5 empty] | 60.64 |  | 0 | [8 empty] | 65.19
|  |  | Electrical | 25.11 | 25.11 |  |  |  |  | mu_A | SUBI
| >>> mu_B material here >>> | [15 empty] | 0 |  | 0
3 | m |  | 25mm Conduit LSZH - RATE |  |  | COPV_007 | 700 | GEN | 25mm |  |  |  |  | 1 | 2015-07-28 | 1.41 | 4.23 | 0.18 | 0.567
[17 empty] | 0 |  | 0
d> | 0 | [8 empty] | mu_A | SUBI | [5 empty] | 4.23 |  | 0.567 | [8 empty] | 5.16
[6 empty] | ICOST |  |  |  |  | ITEM | [5 empty] | 64.87 |  | 0.567
|  |  |  | Sell Rate | Sell Total |  |  |  |  | IB | [17 empty] | U_M_Sell | T_M_Sell | U_L_Sell | T_L_Sell | Total_Sell | T_M_Cost | T_L_Phr | Mat/Lab=1
1 | No. |  | Item: 37 | 341.22 | 341.22 | ISELL |  |  |  |  | ITEM | [7 empty] | mu :1.08 | [8 empty] | 327.92 | 327.92 | 13.3 | 13.3 | 341.22 | 304.66 | 0.38 | 305.04
|  |  | Interface modules | [6 empty] | n
|  |  |  | 0 | Discrepancy
|  |  | ELV Sub-Contractor - APCO | 324.48 | 324.48 |  |  |  |  | mu_D | SUBI
| >>> mu_A material here >>> | [15 empty] | 0 |  | 0
1 | No |  | Interface modules |  |  | FIRE_002 | 725 | (__) | [5 empty] | 3 |  | 301.84 | 301.84 |  | 0
[17 empty] | 0 |  | 0
d> | 0 | [8 empty] | mu_D | SUBI | [5 empty] | 301.84 |  | 0 | [8 empty] | 324.48
|  |  | Electrical | 16.74 | 16.74 |  |  |  |  | mu_A | SUBI
| >>> mu_B material here >>> | [15 empty] | 0 |  | 0
2 | m |  | 25mm Conduit LSZH - RATE |  |  | COPV_007 | 700 | GEN | 25mm |  |  |  |  | 1 | 2015-07-28 | 1.41 | 2.82 | 0.18 | 0.378
[17 empty] | 0 |  | 0
d> | 0 | [8 empty] | mu_A | SUBI | [5 empty] | 2.82 |  | 0.378 | [8 empty] | 3.44
[6 empty] | ICOST |  |  |  |  | ITEM | [5 empty] | 304.66 |  | 0.378
SB
| -778.2591 |  | PAGE: |  | 5952.6 | [5 empty] | PAGE | [5 empty] | 5397.21 |  | 4.158
| Discy: |  |  |  | PAGE SELL | [11 empty] | PAGE MAT |  | PAGE LAB
|  |  |  | Sell Rate | Sell Total |  |  |  |  | IB | [17 empty] | U_M_Sell | T_M_Sell | U_L_Sell | T_L_Sell | Total_Sell | T_M_Cost | T_L_Phr | Mat/Lab=1
120 | m |  | Item: 38 | 10.78 | 1293.6 | ISELL |  |  |  | mu_D | ITEM | [7 empty] | mu: 1.07 | [8 empty] | 10.78 | 1293.6 | 0 | 0 | 1293.6 | 1203.6 | 0 | 144432
|  |  | Cabling in 'Standard' fire alarm cable | [6 empty] | n
120 | m |  | Cabling in 'Standard' fire alarm cable |  |  | FIRE_002 | 725 | (__) | [5 empty] | 3 |  | 10.03 | 1203.6 |  | 0
[17 empty] | 0 |  | 0
d> | 0 |  |  |  |  | ICOST |  |  |  | mu_D | ITEM | [5 empty] | 1203.6 |  | 0
|  |  |  | Sell Rate | Sell Total |  |  |  |  | IB | [17 empty] | U_M_Sell | T_M_Sell | U_L_Sell | T_L_Sell | Total_Sell | T_M_Cost | T_L_Phr | Mat/Lab=1
3 | No. |  | Item: 39 | 143.14 | 429.42 | ISELL |  |  |  |  | ITEM | [7 empty] | mu :1.1 | [8 empty] | 123.2 | 369.6 | 19.94 | 59.82 | 429.42 | 342.09 | 1.7 | 1031.37
|  |  | Magnetic Door Holders | [6 empty] | n
|  |  |  | -0.01 | Discrepancy
|  |  | ELV Sub-Contractor - APCO | 354.11 | 354.11 |  |  |  |  | mu_D | SUBI
| >>> mu_A material here >>> | [15 empty] | 0 |  | 0
3 | No |  | Magnetic Door Holders |  |  | FIRE_002 | 725 | (__) | [5 empty] | 3 |  | 109.8 | 329.4 |  | 0
[17 empty] | 0 |  | 0
d> | 0 | [8 empty] | mu_D | SUBI | [5 empty] | 329.4 |  | 0 | [8 empty] | 354.11
|  |  | Electrical | 75.32 | 75.31 |  |  |  |  | mu_A | SUBI
| >>> mu_B material here >>> | [15 empty] | 0 |  | 0
9 | m |  | 25mm Conduit LSZH - RATE |  |  | COPV_007 | 700 | GEN | 25mm |  |  |  |  | 1 | 2015-07-28 | 1.41 | 12.69 | 0.18 | 1.701
[17 empty] | 0 |  | 0
d> | 0 | [8 empty] | mu_A | SUBI | [5 empty] | 12.69 |  | 1.701 | [8 empty] | 15.48
[6 empty] | ICOST |  |  |  |  | ITEM | [5 empty] | 342.09 |  | 1.701
TB
t
FOURTH FLOOR
|  |  |  | Sell Rate | Sell Total |  |  |  |  | IB | [17 empty] | U_M_Sell | T_M_Sell | U_L_Sell | T_L_Sell | Total_Sell | T_M_Cost | T_L_Phr | Mat/Lab=1
10 | No. |  | Item: 40 | 62.88 | 628.8 | ISELL |  |  |  | mu_D | ITEM | [7 empty] | mu: 1.08 | [8 empty] | 62.88 | 628.8 | 0 | 0 | 628.8 | 584.9 | 0 | 5849
|  |  | Analogue addressable optical smoke detectors c/w base | [6 empty] | n
10 | No |  | Analogue addressable optical smoke detectors c/w base |  |  | FIRE_002 | 725 | (__) | [5 empty] | 3 |  | 58.49 | 584.9 |  | 0
[17 empty] | 0 |  | 0
d> | 0 |  |  |  |  | ICOST |  |  |  | mu_D | ITEM | [5 empty] | 584.9 |  | 0
|  |  |  | Sell Rate | Sell Total |  |  |  |  | IB | [17 empty] | U_M_Sell | T_M_Sell | U_L_Sell | T_L_Sell | Total_Sell | T_M_Cost | T_L_Phr | Mat/Lab=1
4 | No. |  | Item: 41 | 100.53 | 402.12 | ISELL |  |  |  | mu_D | ITEM | [7 empty] | mu: 1.07 | [8 empty] | 100.53 | 402.12 | 0 | 0 | 402.12 | 374.08 | 0 | 1496.32
|  |  | Analogue addressable optical smoke detectors c/w base sounder | [6 empty] | n
4 | No |  | Analogue addressable optical smoke detectors c/w base sounder |  |  | FIRE_002 | 725 | (__) | [5 empty] | 3 |  | 93.52 | 374.08 |  | 0
[17 empty] | 0 |  | 0
d> | 0 |  |  |  |  | ICOST |  |  |  | mu_D | ITEM | [5 empty] | 374.08 |  | 0
|  |  |  | Sell Rate | Sell Total |  |  |  |  | IB | [17 empty] | U_M_Sell | T_M_Sell | U_L_Sell | T_L_Sell | Total_Sell | T_M_Cost | T_L_Phr | Mat/Lab=1
3 | No. |  | Item: 42 | 32.67 | 98.01 | ISELL |  |  |  | mu_D | ITEM | [7 empty] | mu: 1.08 | [8 empty] | 32.67 | 98.01 | 0 | 0 | 98.01 | 91.17 | 0 | 273.51
|  |  | Remote LED Alarm Indicators | [6 empty] | n
3 | No |  | Remote LED Alarm Indicators |  |  | FIRE_002 | 725 | (__) | [5 empty] | 3 |  | 30.39 | 91.17 |  | 0
[17 empty] | 0 |  | 0
d> | 0 |  |  |  |  | ICOST |  |  |  | mu_D | ITEM | [5 empty] | 91.17 |  | 0
|  |  |  | Sell Rate | Sell Total |  |  |  |  | IB | [17 empty] | U_M_Sell | T_M_Sell | U_L_Sell | T_L_Sell | Total_Sell | T_M_Cost | T_L_Phr | Mat/Lab=1
1 | No. |  | Item: 43 | 90.3 | 90.3 | ISELL |  |  |  |  | ITEM | [7 empty] | mu :1.11 | [8 empty] | 70.35 | 70.35 | 19.95 | 19.95 | 90.3 | 64.87 | 0.57 | 65.44
|  |  | Manual call points as specified | [6 empty] | n
|  |  |  | 0 | Discrepancy
|  |  | ELV Sub-Contractor - APCO | 65.19 | 65.19 |  |  |  |  | mu_D | SUBI
| >>> mu_A material here >>> | [15 empty] | 0 |  | 0
1 | No |  | Manual call points as specified |  |  | FIRE_002 | 725 | (__) | [5 empty] | 3 |  | 60.64 | 60.64 |  | 0
[17 empty] | 0 |  | 0
d> | 0 | [8 empty] | mu_D | SUBI | [5 empty] | 60.64 |  | 0 | [8 empty] | 65.19
|  |  | Electrical | 25.11 | 25.11 |  |  |  |  | mu_A | SUBI
| >>> mu_B material here >>> | [15 empty] | 0 |  | 0
3 | m |  | 25mm Conduit LSZH - RATE |  |  | COPV_007 | 700 | GEN | 25mm |  |  |  |  | 1 | 2015-07-28 | 1.41 | 4.23 | 0.18 | 0.567
[17 empty] | 0 |  | 0
d> | 0 | [8 empty] | mu_A | SUBI | [5 empty] | 4.23 |  | 0.567 | [8 empty] | 5.16
[6 empty] | ICOST |  |  |  |  | ITEM | [5 empty] | 64.87 |  | 0.567
|  |  |  | Sell Rate | Sell Total |  |  |  |  | IB | [17 empty] | U_M_Sell | T_M_Sell | U_L_Sell | T_L_Sell | Total_Sell | T_M_Cost | T_L_Phr | Mat/Lab=1
1 | No. |  | Item: 44 | 341.22 | 341.22 | ISELL |  |  |  |  | ITEM | [7 empty] | mu :1.08 | [8 empty] | 327.92 | 327.92 | 13.3 | 13.3 | 341.22 | 304.66 | 0.38 | 305.04
|  |  | Interface modules | [6 empty] | n
|  |  |  | 0 | Discrepancy
|  |  | ELV Sub-Contractor - APCO | 324.48 | 324.48 |  |  |  |  | mu_D | SUBI
| >>> mu_A material here >>> | [15 empty] | 0 |  | 0
1 | No |  | Interface modules |  |  | FIRE_002 | 725 | (__) | [5 empty] | 3 |  | 301.84 | 301.84 |  | 0
[17 empty] | 0 |  | 0
d> | 0 | [8 empty] | mu_D | SUBI | [5 empty] | 301.84 |  | 0 | [8 empty] | 324.48
|  |  | Electrical | 16.74 | 16.74 |  |  |  |  | mu_A | SUBI
| >>> mu_B material here >>> | [15 empty] | 0 |  | 0
2 | m |  | 25mm Conduit LSZH - RATE |  |  | COPV_007 | 700 | GEN | 25mm |  |  |  |  | 1 | 2015-07-28 | 1.41 | 2.82 | 0.18 | 0.378
[17 empty] | 0 |  | 0
d> | 0 | [8 empty] | mu_A | SUBI | [5 empty] | 2.82 |  | 0.378 | [8 empty] | 3.44
[6 empty] | ICOST |  |  |  |  | ITEM | [5 empty] | 304.66 |  | 0.378
|  |  |  | Sell Rate | Sell Total |  |  |  |  | IB | [17 empty] | U_M_Sell | T_M_Sell | U_L_Sell | T_L_Sell | Total_Sell | T_M_Cost | T_L_Phr | Mat/Lab=1
120 | m |  | Item: 45 | 10.78 | 1293.6 | ISELL |  |  |  | mu_D | ITEM | [7 empty] | mu: 1.07 | [8 empty] | 10.78 | 1293.6 | 0 | 0 | 1293.6 | 1203.6 | 0 | 144432
|  |  | Cabling in 'Standard' fire alarm cable | [6 empty] | n
120 | m |  | Cabling in 'Standard' fire alarm cable |  |  | FIRE_002 | 725 | (__) | [5 empty] | 3 |  | 10.03 | 1203.6 |  | 0
[17 empty] | 0 |  | 0
d> | 0 |  |  |  |  | ICOST |  |  |  | mu_D | ITEM | [5 empty] | 1203.6 |  | 0
|  |  |  | Sell Rate | Sell Total |  |  |  |  | IB | [17 empty] | U_M_Sell | T_M_Sell | U_L_Sell | T_L_Sell | Total_Sell | T_M_Cost | T_L_Phr | Mat/Lab=1
3 | No. |  | Item: 46 | 143.14 | 429.42 | ISELL |  |  |  |  | ITEM | [7 empty] | mu :1.1 | [8 empty] | 123.2 | 369.6 | 19.94 | 59.82 | 429.42 | 342.09 | 1.7 | 1031.37
|  |  | Magnetic Door Holders | [6 empty] | n
|  |  |  | -0.01 | Discrepancy
|  |  | ELV Sub-Contractor - APCO | 354.11 | 354.11 |  |  |  |  | mu_D | SUBI
| >>> mu_A material here >>> | [15 empty] | 0 |  | 0
3 | No |  | Magnetic Door Holders |  |  | FIRE_002 | 725 | (__) | [5 empty] | 3 |  | 109.8 | 329.4 |  | 0
[17 empty] | 0 |  | 0
d> | 0 | [8 empty] | mu_D | SUBI | [5 empty] | 329.4 |  | 0 | [8 empty] | 354.11
|  |  | Electrical | 75.32 | 75.31 |  |  |  |  | mu_A | SUBI
| >>> mu_B material here >>> | [15 empty] | 0 |  | 0
9 | m |  | 25mm Conduit LSZH - RATE |  |  | COPV_007 | 700 | GEN | 25mm |  |  |  |  | 1 | 2015-07-28 | 1.41 | 12.69 | 0.18 | 1.701
[17 empty] | 0 |  | 0
d> | 0 | [8 empty] | mu_A | SUBI | [5 empty] | 12.69 |  | 1.701 | [8 empty] | 15.48
[6 empty] | ICOST |  |  |  |  | ITEM | [5 empty] | 342.09 |  | 1.701
TB
t
FIFTH FLOOR
|  |  |  | Sell Rate | Sell Total |  |  |  |  | IB | [17 empty] | U_M_Sell | T_M_Sell | U_L_Sell | T_L_Sell | Total_Sell | T_M_Cost | T_L_Phr | Mat/Lab=1
12 | No. |  | Item: 47 | 62.88 | 754.56 | ISELL |  |  |  | mu_D | ITEM | [7 empty] | mu: 1.08 | [8 empty] | 62.88 | 754.56 | 0 | 0 | 754.56 | 701.88 | 0 | 8422.56
|  |  | Analogue addressable optical smoke detectors c/w base | [6 empty] | n
12 | No |  | Analogue addressable optical smoke detectors c/w base |  |  | FIRE_002 | 725 | (__) | [5 empty] | 3 |  | 58.49 | 701.88 |  | 0
[17 empty] | 0 |  | 0
d> | 0 |  |  |  |  | ICOST |  |  |  | mu_D | ITEM | [5 empty] | 701.88 |  | 0
|  |  |  | Sell Rate | Sell Total |  |  |  |  | IB | [17 empty] | U_M_Sell | T_M_Sell | U_L_Sell | T_L_Sell | Total_Sell | T_M_Cost | T_L_Phr | Mat/Lab=1
2 | No. |  | Item: 48 | 100.53 | 201.06 | ISELL |  |  |  | mu_D | ITEM | [7 empty] | mu: 1.07 | [8 empty] | 100.53 | 201.06 | 0 | 0 | 201.06 | 187.04 | 0 | 374.08
|  |  | Analogue addressable optical smoke detectors c/w base sounder | [6 empty] | n
2 | No |  | Analogue addressable optical smoke detectors c/w base sounder |  |  | FIRE_002 | 725 | (__) | [5 empty] | 3 |  | 93.52 | 187.04 |  | 0
[17 empty] | 0 |  | 0
d> | 0 |  |  |  |  | ICOST |  |  |  | mu_D | ITEM | [5 empty] | 187.04 |  | 0
|  |  |  | Sell Rate | Sell Total |  |  |  |  | IB | [17 empty] | U_M_Sell | T_M_Sell | U_L_Sell | T_L_Sell | Total_Sell | T_M_Cost | T_L_Phr | Mat/Lab=1
1 | No. |  | Item: 49 | 62.82 | 62.82 | ISELL |  |  |  | mu_D | ITEM | [7 empty] | mu: 1.07 | [8 empty] | 62.82 | 62.82 | 0 | 0 | 62.82 | 58.44 | 0 | 58.44
|  |  | Analogue addressable heat detectors c/w base | [6 empty] | n
1 | No |  | Analogue addressable heat detectors c/w base |  |  | FIRE_002 | 725 | (__) | [5 empty] | 3 |  | 58.44 | 58.44 |  | 0
[17 empty] | 0 |  | 0
d> | 0 |  |  |  |  | ICOST |  |  |  | mu_D | ITEM | [5 empty] | 58.44 |  | 0
|  |  |  | Sell Rate | Sell Total |  |  |  |  | IB | [17 empty] | U_M_Sell | T_M_Sell | U_L_Sell | T_L_Sell | Total_Sell | T_M_Cost | T_L_Phr | Mat/Lab=1
6 | No. |  | Item: 50 | 32.67 | 196.02 | ISELL |  |  |  | mu_D | ITEM | [7 empty] | mu: 1.08 | [8 empty] | 32.67 | 196.02 | 0 | 0 | 196.02 | 182.34 | 0 | 1094.04
|  |  | Remote LED Alarm Indicators | [6 empty] | n
6 | No |  | Remote LED Alarm Indicators |  |  | FIRE_002 | 725 | (__) | [5 empty] | 3 |  | 30.39 | 182.34 |  | 0
[17 empty] | 0 |  | 0
d> | 0 |  |  |  |  | ICOST |  |  |  | mu_D | ITEM | [5 empty] | 182.34 |  | 0
|  |  |  | Sell Rate | Sell Total |  |  |  |  | IB | [17 empty] | U_M_Sell | T_M_Sell | U_L_Sell | T_L_Sell | Total_Sell | T_M_Cost | T_L_Phr | Mat/Lab=1
1 | No. |  | Item: 51 | 90.3 | 90.3 | ISELL |  |  |  |  | ITEM | [7 empty] | mu :1.11 | [8 empty] | 70.35 | 70.35 | 19.95 | 19.95 | 90.3 | 64.87 | 0.57 | 65.44
|  |  | Manual call points as specified | [6 empty] | n
|  |  |  | 0 | Discrepancy
|  |  | ELV Sub-Contractor - APCO | 65.19 | 65.19 |  |  |  |  | mu_D | SUBI
| >>> mu_A material here >>> | [15 empty] | 0 |  | 0
1 | No |  | Manual call points as specified |  |  | FIRE_002 | 725 | (__) | [5 empty] | 3 |  | 60.64 | 60.64 |  | 0
[17 empty] | 0 |  | 0
d> | 0 | [8 empty] | mu_D | SUBI | [5 empty] | 60.64 |  | 0 | [8 empty] | 65.19
|  |  | Electrical | 25.11 | 25.11 |  |  |  |  | mu_A | SUBI
| >>> mu_B material here >>> | [15 empty] | 0 |  | 0
3 | m |  | 25mm Conduit LSZH - RATE |  |  | COPV_007 | 700 | GEN | 25mm |  |  |  |  | 1 | 2015-07-28 | 1.41 | 4.23 | 0.18 | 0.567
[17 empty] | 0 |  | 0
d> | 0 | [8 empty] | mu_A | SUBI | [5 empty] | 4.23 |  | 0.567 | [8 empty] | 5.16
[6 empty] | ICOST |  |  |  |  | ITEM | [5 empty] | 64.87 |  | 0.567
SB
| -822.4747 |  | PAGE: |  | 6311.25 | [5 empty] | PAGE | [5 empty] | 5705.63 |  | 4.914
| Discy: |  |  |  | PAGE SELL | [11 empty] | PAGE MAT |  | PAGE LAB
|  |  |  | Sell Rate | Sell Total |  |  |  |  | IB | [17 empty] | U_M_Sell | T_M_Sell | U_L_Sell | T_L_Sell | Total_Sell | T_M_Cost | T_L_Phr | Mat/Lab=1
2 | No. |  | Item: 52 | 341.22 | 682.44 | ISELL |  |  |  |  | ITEM | [7 empty] | mu :1.08 | [8 empty] | 327.92 | 655.84 | 13.3 | 26.6 | 682.44 | 609.32 | 0.76 | 1220.16
|  |  | Interface modules | [6 empty] | n
|  |  |  | 0.01 | Discrepancy
|  |  | ELV Sub-Contractor - APCO | 648.96 | 648.96 |  |  |  |  | mu_D | SUBI
| >>> mu_A material here >>> | [15 empty] | 0 |  | 0
2 | No |  | Interface modules |  |  | FIRE_002 | 725 | (__) | [5 empty] | 3 |  | 301.84 | 603.68 |  | 0
[17 empty] | 0 |  | 0
d> | 0 | [8 empty] | mu_D | SUBI | [5 empty] | 603.68 |  | 0 | [8 empty] | 648.96
|  |  | Electrical | 33.47 | 33.48 |  |  |  |  | mu_A | SUBI
| >>> mu_B material here >>> | [15 empty] | 0 |  | 0
4 | m |  | 25mm Conduit LSZH - RATE |  |  | COPV_007 | 700 | GEN | 25mm |  |  |  |  | 1 | 2015-07-28 | 1.41 | 5.64 | 0.18 | 0.756
[17 empty] | 0 |  | 0
d> | 0 | [8 empty] | mu_A | SUBI | [5 empty] | 5.64 |  | 0.756 | [8 empty] | 6.88
[6 empty] | ICOST |  |  |  |  | ITEM | [5 empty] | 609.32 |  | 0.756
|  |  |  | Sell Rate | Sell Total |  |  |  |  | IB | [17 empty] | U_M_Sell | T_M_Sell | U_L_Sell | T_L_Sell | Total_Sell | T_M_Cost | T_L_Phr | Mat/Lab=1
100 | m |  | Item: 53 | 10.78 | 1078 | ISELL |  |  |  | mu_D | ITEM | [7 empty] | mu: 1.07 | [8 empty] | 10.78 | 1078 | 0 | 0 | 1078 | 1003 | 0 | 100300
|  |  | Cabling in 'Standard' fire alarm cable | [6 empty] | n
100 | m |  | Cabling in 'Standard' fire alarm cable |  |  | FIRE_002 | 725 | (__) | [5 empty] | 3 |  | 10.03 | 1003 |  | 0
[17 empty] | 0 |  | 0
d> | 0 |  |  |  |  | ICOST |  |  |  | mu_D | ITEM | [5 empty] | 1003 |  | 0
|  |  |  | Sell Rate | Sell Total |  |  |  |  | IB | [17 empty] | U_M_Sell | T_M_Sell | U_L_Sell | T_L_Sell | Total_Sell | T_M_Cost | T_L_Phr | Mat/Lab=1
1 | No. |  | Item: 54 | 23.5 | 23.5 | ISELL |  |  |  | mu_D | ITEM | [7 empty] | mu: 1.08 | [8 empty] | 23.5 | 23.5 | 0 | 0 | 23.5 | 21.86 | 0 | 21.86
|  |  | Fire Blanket | [6 empty] | n
1 | No |  | Fire Blanket |  |  | FIRE_002 | 725 | (__) | [5 empty] | 3 |  | 21.86 | 21.86 |  | 0
[17 empty] | 0 |  | 0
d> | 0 |  |  |  |  | ICOST |  |  |  | mu_D | ITEM | [5 empty] | 21.86 |  | 0
TB
t
Nurse Call System
|  |  |  | Sell Rate | Sell Total |  |  |  |  | IB | [17 empty] | U_M_Sell | T_M_Sell | U_L_Sell | T_L_Sell | Total_Sell | T_M_Cost | T_L_Phr | Mat/Lab=1
2 | No. |  | Item: 55 | 636.77 | 1273.54 | ISELL |  |  |  |  | ITEM | [7 empty] | mu :1.09 | [8 empty] | 583.58 | 1167.16 | 53.19 | 106.38 | 1273.54 | 1082.68 | 3.02 | 2171.4
Nurse Call system to be interfaced with Fire Alarm System including Pull Chord, Reset Button, etc.
|  |  |  | 0.01 | Discrepancy
|  |  | ELV Sub-Contractor - APCO | 1139.63 | 1139.63 |  |  |  |  | mu_D | SUBI
| >>> mu_A material here >>> | [15 empty] | 0 |  | 0
2 | No |  | Nurse Call system to be interfaced with Fire Alarm System including Pull Chord, Reset Button, etc. |  |  | NCAL_018 | 858 | (__) |  |  |  | 0 | 0 | 3 | 2012-11-10 | 530.06 | 1060.12 |  | 0
[17 empty] | 0 |  | 0
d> | 0 | [8 empty] | mu_D | SUBI | [5 empty] | 1060.12 |  | 0 | [8 empty] | 1139.63
|  |  | Electrical | 133.9 | 133.91 |  |  |  |  | mu_A | SUBI
| >>> mu_B material here >>> | [15 empty] | 0 |  | 0
16 | m |  | 25mm Conduit LSZH - RATE |  |  | COPV_007 | 700 | GEN | 25mm |  |  |  |  | 1 | 2015-07-28 | 1.41 | 22.56 | 0.18 | 3.024
[17 empty] | 0 |  | 0
d> | 0 | [8 empty] | mu_A | SUBI | [5 empty] | 22.56 |  | 3.024 | [8 empty] | 27.52
[6 empty] | ICOST |  |  |  |  | ITEM | [5 empty] | 1082.68 |  | 3.024
SB
| -390.0555 |  | PAGE: |  | 3057.48 | [5 empty] | PAGE | [5 empty] | 2716.86 |  | 3.78
| Discy: |  |  |  | PAGE SELL | [11 empty] | PAGE MAT |  | PAGE LAB
SB
| -4445.8226 |  | FIRE DETECTION & ALARM SYSTEM Total |  | 34127.15 | [5 empty] | SECT | [5 empty] | 30848.82 |  | 26.649
| Discy: |  |  |  | SECT SELL | [11 empty] | SECT MAT |  | SECT LAB
TB
|  | t | Item:
CCTV SYSTEM
TB
t
IP CCTV SYSTEM
TB
t
Supply, install, connect, test, commission and certify the following:
TB
t
Basement Level -1
|  |  |  | Sell Rate | Sell Total |  |  |  |  | IB | [17 empty] | U_M_Sell | T_M_Sell | U_L_Sell | T_L_Sell | Total_Sell | T_M_Cost | T_L_Phr | Mat/Lab=1
1 | No. |  | Item: 1 | 183.5 | 183.5 | ISELL |  |  |  | mu_D | ITEM | [7 empty] | mu: 1.07 | [8 empty] | 183.5 | 183.5 | 0 | 0 | 183.5 | 170.7 | 0 | 170.7
|  |  | IP Dome Cameras | [6 empty] | n
1 | No |  | IP Dome Cameras |  |  | CCTV_002 | 865 | G&E | [5 empty] | 3 | 1999-07-01 | 170.7 | 170.7 |  | 0
[17 empty] | 0 |  | 0
d> | 0 |  |  |  |  | ICOST |  |  |  | mu_D | ITEM | [5 empty] | 170.7 |  | 0
TB
t
Ground Floor
|  |  |  | Sell Rate | Sell Total |  |  |  |  | IB | [17 empty] | U_M_Sell | T_M_Sell | U_L_Sell | T_L_Sell | Total_Sell | T_M_Cost | T_L_Phr | Mat/Lab=1
3 | No. |  | Item: 2 | 183.5 | 550.5 | ISELL |  |  |  | mu_D | ITEM | [7 empty] | mu: 1.07 | [8 empty] | 183.5 | 550.5 | 0 | 0 | 550.5 | 512.1 | 0 | 1536.3
|  |  | IP Dome Cameras | [6 empty] | n
3 | No |  | IP Dome Cameras |  |  | CCTV_002 | 865 | G&E | [5 empty] | 3 | 1999-07-01 | 170.7 | 512.1 |  | 0
[17 empty] | 0 |  | 0
d> | 0 |  |  |  |  | ICOST |  |  |  | mu_D | ITEM | [5 empty] | 512.1 |  | 0
|  |  |  | Sell Rate | Sell Total |  |  |  |  | IB | [17 empty] | U_M_Sell | T_M_Sell | U_L_Sell | T_L_Sell | Total_Sell | T_M_Cost | T_L_Phr | Mat/Lab=1
2 | No. |  | Item: 3 | 202.32 | 404.64 | ISELL |  |  |  | mu_D | ITEM | [7 empty] | mu: 1.08 | [8 empty] | 202.32 | 404.64 | 0 | 0 | 404.64 | 376.4 | 0 | 752.8
|  |  | External type IP Dome Cameras | [6 empty] | n
2 | No |  | External type IP Dome Cameras |  |  | CCTV_002 | 865 | G&E | [5 empty] | 3 | 1999-07-01 | 188.2 | 376.4 |  | 0
[17 empty] | 0 |  | 0
d> | 0 |  |  |  |  | ICOST |  |  |  | mu_D | ITEM | [5 empty] | 376.4 |  | 0
|  |  |  | Sell Rate | Sell Total |  |  |  |  | IB | [17 empty] | U_M_Sell | T_M_Sell | U_L_Sell | T_L_Sell | Total_Sell | T_M_Cost | T_L_Phr | Mat/Lab=1
1 | No. |  | Item: 4 | 803.46 | 803.46 | ISELL |  |  |  | mu_D | ITEM | [7 empty] | mu: 1.08 | [8 empty] | 803.46 | 803.46 | 0 | 0 | 803.46 | 747.4 | 0 | 747.4
|  |  | 16-Channel Network Video Recorder (NVR) with PoE ports | [6 empty] | n
1 | No |  | 16-Channel Network Video Recorder (NVR) with PoE ports |  |  | CCTV_002 | 865 | G&E | [5 empty] | 3 | 1999-07-01 | 747.4 | 747.4 |  | 0
[17 empty] | 0 |  | 0
d> | 0 |  |  |  |  | ICOST |  |  |  | mu_D | ITEM | [5 empty] | 747.4 |  | 0
TB
t
First Floor
|  |  |  | Sell Rate | Sell Total |  |  |  |  | IB | [17 empty] | U_M_Sell | T_M_Sell | U_L_Sell | T_L_Sell | Total_Sell | T_M_Cost | T_L_Phr | Mat/Lab=1
2 | No. |  | Item: 5 | 202.32 | 404.64 | ISELL |  |  |  | mu_D | ITEM | [7 empty] | mu: 1.08 | [8 empty] | 202.32 | 404.64 | 0 | 0 | 404.64 | 376.4 | 0 | 752.8
|  |  | External type IP Dome Cameras | [6 empty] | n
2 | No |  | External type IP Dome Cameras |  |  | CCTV_002 | 865 | G&E | [5 empty] | 3 | 1999-07-01 | 188.2 | 376.4 |  | 0
[17 empty] | 0 |  | 0
d> | 0 |  |  |  |  | ICOST |  |  |  | mu_D | ITEM | [5 empty] | 376.4 |  | 0
TB
t
Fifth Floor
|  |  |  | Sell Rate | Sell Total |  |  |  |  | IB | [17 empty] | U_M_Sell | T_M_Sell | U_L_Sell | T_L_Sell | Total_Sell | T_M_Cost | T_L_Phr | Mat/Lab=1
1 | No. |  | Item: 6 | 183.5 | 183.5 | ISELL |  |  |  | mu_D | ITEM | [7 empty] | mu: 1.07 | [8 empty] | 183.5 | 183.5 | 0 | 0 | 183.5 | 170.7 | 0 | 170.7
|  |  | IP Dome Cameras | [6 empty] | n
1 | No |  | IP Dome Cameras |  |  | CCTV_002 | 865 | G&E | [5 empty] | 3 | 1999-07-01 | 170.7 | 170.7 |  | 0
[17 empty] | 0 |  | 0
d> | 0 |  |  |  |  | ICOST |  |  |  | mu_D | ITEM | [5 empty] | 170.7 |  | 0
TB
t
Note: Data points for CCTV are included in the data bill.
SB
| -341.274 |  | PAGE: |  | 2530.24 | [5 empty] | PAGE | [5 empty] | 2353.7 |  | 0
| Discy: |  |  |  | PAGE SELL | [11 empty] | PAGE MAT |  | PAGE LAB
SB
| -341.274 |  | CCTV SYSTEM Total |  | 2530.24 | [5 empty] | SECT | [5 empty] | 2353.7 |  | 0
| Discy: |  |  |  | SECT SELL | [11 empty] | SECT MAT |  | SECT LAB
TB
t
STRUCTURED CABLING
TB
t
Supply, install, connect, test, commission and certify the following:
TB
t
Basement Level -1
|  |  |  | Sell Rate | Sell Total |  |  |  |  | IB | [17 empty] | U_M_Sell | T_M_Sell | U_L_Sell | T_L_Sell | Total_Sell | T_M_Cost | T_L_Phr | Mat/Lab=1
2 | No. |  | Item: 1 | 66.71 | 133.42 | ISELL |  |  |  |  | ITEM | [7 empty] | mu :1.19 | [8 empty] | 26.82 | 53.64 | 39.89 | 79.78 | 133.42 | 46.92 | 2.27 | 98.38
|  |  | RJ45 Cat 6 Single socket outlets. | [6 empty] | n
|  |  |  | 0 | Discrepancy
|  |  | ELV Sub-Contractor - DATA | 33 | 33 |  |  |  |  | mu_E | SUBI
| >>> mu_A material here >>> | [15 empty] | 0 |  | 0
2 | No |  | RJ45 Cat 6 Single socket outlets. |  |  | DATA_009 | 821 | (__) | [5 empty] | 3 |  | 15 | 30 |  | 0
[17 empty] | 0 |  | 0
d> | 0 | [8 empty] | mu_E | SUBI | [5 empty] | 30 |  | 0 | [8 empty] | 33
|  |  | Electrical | 100.42 | 100.42 |  |  |  |  | mu_A | SUBI
| >>> mu_B material here >>> | [15 empty] | 0 |  | 0
12 | m |  | 25mm Conduit LSZH - RATE |  |  | COPV_007 | 700 | GEN | 25mm |  |  |  |  | 1 | 2015-07-28 | 1.41 | 16.92 | 0.18 | 2.268
[17 empty] | 0 |  | 0
d> | 0 | [8 empty] | mu_A | SUBI | [5 empty] | 16.92 |  | 2.268 | [8 empty] | 20.64
[6 empty] | ICOST |  |  |  |  | ITEM | [5 empty] | 46.92 |  | 2.268
|  |  |  | Sell Rate | Sell Total |  |  |  |  | IB | [17 empty] | U_M_Sell | T_M_Sell | U_L_Sell | T_L_Sell | Total_Sell | T_M_Cost | T_L_Phr | Mat/Lab=1
1 | No. |  | Item: 2 | 77.71 | 77.71 | ISELL |  |  |  |  | ITEM | [7 empty] | mu :1.17 | [8 empty] | 37.82 | 37.82 | 39.89 | 39.89 | 77.71 | 33.46 | 1.13 | 34.59
|  |  | RJ45 Cat 6 Double socket outlets. | [6 empty] | n
|  |  |  | 0 | Discrepancy
|  |  | ELV Sub-Contractor - DATA | 27.5 | 27.5 |  |  |  |  | mu_E | SUBI
| >>> mu_A material here >>> | [15 empty] | 0 |  | 0
1 | No |  | RJ45 Cat 6 Double socket outlets. |  |  | DATA_009 | 821 | (__) | [5 empty] | 3 |  | 25 | 25 |  | 0
[17 empty] | 0 |  | 0
d> | 0 | [8 empty] | mu_E | SUBI | [5 empty] | 25 |  | 0 | [8 empty] | 27.5
|  |  | Electrical | 50.21 | 50.21 |  |  |  |  | mu_A | SUBI
| >>> mu_B material here >>> | [15 empty] | 0 |  | 0
6 | m |  | 25mm Conduit LSZH - RATE |  |  | COPV_007 | 700 | GEN | 25mm |  |  |  |  | 1 | 2015-07-28 | 1.41 | 8.46 | 0.18 | 1.134
[17 empty] | 0 |  | 0
d> | 0 | [8 empty] | mu_A | SUBI | [5 empty] | 8.46 |  | 1.134 | [8 empty] | 10.32
[6 empty] | ICOST |  |  |  |  | ITEM | [5 empty] | 33.46 |  | 1.134
|  |  |  | Sell Rate | Sell Total |  |  |  |  | IB | [17 empty] | U_M_Sell | T_M_Sell | U_L_Sell | T_L_Sell | Total_Sell | T_M_Cost | T_L_Phr | Mat/Lab=1
60 | m |  | Item: 3 | 1.1 | 66 | ISELL |  |  |  | mu_E | ITEM | [7 empty] | mu: 1.1 | [8 empty] | 1.1 | 66 | 0 | 0 | 66 | 60 | 0 | 3600
|  |  | Cat 6 cable from patch panel cabinet to data points | [6 empty] | n
60 | m |  | Cat 6 cable from patch panel cabinet to data points |  |  | DATA_009 | 821 | (__) | [5 empty] | 3 |  | 1 | 60 |  | 0
[17 empty] | 0 |  | 0
d> | 0 |  |  |  |  | ICOST |  |  |  | mu_E | ITEM | [5 empty] | 60 |  | 0
TB
t
Ground Floor
|  |  |  | Sell Rate | Sell Total |  |  |  |  | IB | [17 empty] | U_M_Sell | T_M_Sell | U_L_Sell | T_L_Sell | Total_Sell | T_M_Cost | T_L_Phr | Mat/Lab=1
1 | No. |  | Item: 4 | 990 | 990 | ISELL |  |  |  | mu_E | ITEM | [7 empty] | mu: 1.1 | [8 empty] | 990 | 990 | 0 | 0 | 990 | 900 | 0 | 900
|  |  | 20U 600x600mm Floor Standing Data Cabinet | [6 empty] | n
1 | No |  | 20U 600x600mm Floor Standing Data Cabinet |  |  | DATA_009 | 821 | (__) | [5 empty] | 3 |  | 900 | 900 |  | 0
[17 empty] | 0 |  | 0
d> | 0 |  |  |  |  | ICOST |  |  |  | mu_E | ITEM | [5 empty] | 900 |  | 0
|  |  |  | Sell Rate | Sell Total |  |  |  |  | IB | [17 empty] | U_M_Sell | T_M_Sell | U_L_Sell | T_L_Sell | Total_Sell | T_M_Cost | T_L_Phr | Mat/Lab=1
4 | No. |  | Item: 5 | 82.5 | 330 | ISELL |  |  |  | mu_E | ITEM | [7 empty] | mu: 1.1 | [8 empty] | 82.5 | 330 | 0 | 0 | 330 | 300 | 0 | 1200
|  |  | Rack mount 24 port RJ45 Cat 6 patch panel | [6 empty] | n
4 | No |  | Rack mount 24 port RJ45 Cat 6 patch panel |  |  | DATA_009 | 821 | (__) | [5 empty] | 3 |  | 75 | 300 |  | 0
[17 empty] | 0 |  | 0
d> | 0 |  |  |  |  | ICOST |  |  |  | mu_E | ITEM | [5 empty] | 300 |  | 0
|  |  |  | Sell Rate | Sell Total |  |  |  |  | IB | [17 empty] | U_M_Sell | T_M_Sell | U_L_Sell | T_L_Sell | Total_Sell | T_M_Cost | T_L_Phr | Mat/Lab=1
7 | No. |  | Item: 6 | 16.5 | 115.5 | ISELL |  |  |  | mu_E | ITEM | [7 empty] | mu: 1.1 | [8 empty] | 16.5 | 115.5 | 0 | 0 | 115.5 | 105 | 0 | 735
|  |  | 19" 1U Patchcord management panel | [6 empty] | n
7 | No |  | 19" 1U Patchcord management panel |  |  | DATA_009 | 821 | (__) | [5 empty] | 3 |  | 15 | 105 |  | 0
[17 empty] | 0 |  | 0
d> | 0 |  |  |  |  | ICOST |  |  |  | mu_E | ITEM | [5 empty] | 105 |  | 0
|  |  |  | Sell Rate | Sell Total |  |  |  |  | IB | [17 empty] | U_M_Sell | T_M_Sell | U_L_Sell | T_L_Sell | Total_Sell | T_M_Cost | T_L_Phr | Mat/Lab=1
1 | No. |  | Item: 7 | 71.5 | 71.5 | ISELL |  |  |  | mu_E | ITEM | [7 empty] | mu: 1.1 | [8 empty] | 71.5 | 71.5 | 0 | 0 | 71.5 | 65 | 0 | 65
Rack mount power distribution unit with 6No. 13Amp BS socket outlets, including in built surge protection
1 | No |  | Rack mount power distribution unit with 6No. 13Amp BS socket outlets, including in built surge protection |  |  | DATA_009 | 821 | (__) | [5 empty] | 3 |  | 65 | 65 |  | 0
[17 empty] | 0 |  | 0
d> | 0 |  |  |  |  | ICOST |  |  |  | mu_E | ITEM | [5 empty] | 65 |  | 0
|  |  |  | Sell Rate | Sell Total |  |  |  |  | IB | [17 empty] | U_M_Sell | T_M_Sell | U_L_Sell | T_L_Sell | Total_Sell | T_M_Cost | T_L_Phr | Mat/Lab=1
7 | No. |  | Item: 8 | 66.71 | 466.97 | ISELL |  |  |  |  | ITEM | [7 empty] | mu :1.19 | [8 empty] | 26.82 | 187.74 | 39.89 | 279.23 | 466.97 | 164.22 | 7.94 | 1205.12
|  |  | RJ45 Cat 6 Single socket outlets. | [6 empty] | n
|  |  |  | -0.01 | Discrepancy
|  |  | ELV Sub-Contractor - DATA | 115.5 | 115.5 |  |  |  |  | mu_E | SUBI
| >>> mu_A material here >>> | [15 empty] | 0 |  | 0
7 | No |  | RJ45 Cat 6 Single socket outlets. |  |  | DATA_009 | 821 | (__) | [5 empty] | 3 |  | 15 | 105 |  | 0
[17 empty] | 0 |  | 0
d> | 0 | [8 empty] | mu_E | SUBI | [5 empty] | 105 |  | 0 | [8 empty] | 115.5
|  |  | Electrical | 351.48 | 351.47 |  |  |  |  | mu_A | SUBI
| >>> mu_B material here >>> | [15 empty] | 0 |  | 0
42 | m |  | 25mm Conduit LSZH - RATE |  |  | COPV_007 | 700 | GEN | 25mm |  |  |  |  | 1 | 2015-07-28 | 1.41 | 59.22 | 0.18 | 7.938
[17 empty] | 0 |  | 0
d> | 0 | [8 empty] | mu_A | SUBI | [5 empty] | 59.22 |  | 7.938 | [8 empty] | 72.25
[6 empty] | ICOST |  |  |  |  | ITEM | [5 empty] | 164.22 |  | 7.938
|  |  |  | Sell Rate | Sell Total |  |  |  |  | IB | [17 empty] | U_M_Sell | T_M_Sell | U_L_Sell | T_L_Sell | Total_Sell | T_M_Cost | T_L_Phr | Mat/Lab=1
2 | No. |  | Item: 9 | 77.71 | 155.42 | ISELL |  |  |  |  | ITEM | [7 empty] | mu :1.17 | [8 empty] | 37.82 | 75.64 | 39.89 | 79.78 | 155.42 | 66.92 | 2.27 | 138.38
|  |  | RJ45 Cat 6 Double socket outlets. | [6 empty] | n
|  |  |  | 0 | Discrepancy
|  |  | ELV Sub-Contractor - DATA | 55 | 55 |  |  |  |  | mu_E | SUBI
| >>> mu_A material here >>> | [15 empty] | 0 |  | 0
2 | No |  | RJ45 Cat 6 Double socket outlets. |  |  | DATA_009 | 821 | (__) | [5 empty] | 3 |  | 25 | 50 |  | 0
[17 empty] | 0 |  | 0
d> | 0 | [8 empty] | mu_E | SUBI | [5 empty] | 50 |  | 0 | [8 empty] | 55
|  |  | Electrical | 100.42 | 100.42 |  |  |  |  | mu_A | SUBI
| >>> mu_B material here >>> | [15 empty] | 0 |  | 0
12 | m |  | 25mm Conduit LSZH - RATE |  |  | COPV_007 | 700 | GEN | 25mm |  |  |  |  | 1 | 2015-07-28 | 1.41 | 16.92 | 0.18 | 2.268
[17 empty] | 0 |  | 0
d> | 0 | [8 empty] | mu_A | SUBI | [5 empty] | 16.92 |  | 2.268 | [8 empty] | 20.64
[6 empty] | ICOST |  |  |  |  | ITEM | [5 empty] | 66.92 |  | 2.268
|  |  |  | Sell Rate | Sell Total |  |  |  |  | IB | [17 empty] | U_M_Sell | T_M_Sell | U_L_Sell | T_L_Sell | Total_Sell | T_M_Cost | T_L_Phr | Mat/Lab=1
320 | m |  | Item: 10 | 1.1 | 352 | ISELL |  |  |  | mu_E | ITEM | [7 empty] | mu: 1.1 | [8 empty] | 1.1 | 352 | 0 | 0 | 352 | 320 | 0 | 102400
|  |  | Cat 6 cable from patch panel cabinet to data points | [6 empty] | n
320 | m |  | Cat 6 cable from patch panel cabinet to data points |  |  | DATA_009 | 821 | (__) | [5 empty] | 3 |  | 1 | 320 |  | 0
[17 empty] | 0 |  | 0
d> | 0 |  |  |  |  | ICOST |  |  |  | mu_E | ITEM | [5 empty] | 320 |  | 0
SB
| -235.2129 |  | PAGE: |  | 2758.52 | [5 empty] | PAGE | [5 empty] | 2061.52 |  | 13.608
| Discy: |  |  |  | PAGE SELL | [11 empty] | PAGE MAT |  | PAGE LAB
TB
t
First Floor
|  |  |  | Sell Rate | Sell Total |  |  |  |  | IB | [17 empty] | U_M_Sell | T_M_Sell | U_L_Sell | T_L_Sell | Total_Sell | T_M_Cost | T_L_Phr | Mat/Lab=1
14 | No. |  | Item: 11 | 66.71 | 933.94 | ISELL |  |  |  |  | ITEM | [7 empty] | mu :1.19 | [8 empty] | 26.82 | 375.48 | 39.89 | 558.46 | 933.94 | 328.44 | 15.88 | 4820.48
|  |  | RJ45 Cat 6 Single socket outlets. | [6 empty] | n
|  |  |  | -0.02 | Discrepancy
|  |  | ELV Sub-Contractor - DATA | 231 | 231 |  |  |  |  | mu_E | SUBI
| >>> mu_A material here >>> | [15 empty] | 0 |  | 0
14 | No |  | RJ45 Cat 6 Single socket outlets. |  |  | DATA_009 | 821 | (__) | [5 empty] | 3 |  | 15 | 210 |  | 0
[17 empty] | 0 |  | 0
d> | 0 | [8 empty] | mu_E | SUBI | [5 empty] | 210 |  | 0 | [8 empty] | 231
|  |  | Electrical | 702.96 | 702.94 |  |  |  |  | mu_A | SUBI
| >>> mu_B material here >>> | [15 empty] | 0 |  | 0
84 | m |  | 25mm Conduit LSZH - RATE |  |  | COPV_007 | 700 | GEN | 25mm |  |  |  |  | 1 | 2015-07-28 | 1.41 | 118.44 | 0.18 | 15.876
[17 empty] | 0 |  | 0
d> | 0 | [8 empty] | mu_A | SUBI | [5 empty] | 118.44 |  | 15.876 | [8 empty] | 144.5
[6 empty] | ICOST |  |  |  |  | ITEM | [5 empty] | 328.44 |  | 15.876
|  |  |  | Sell Rate | Sell Total |  |  |  |  | IB | [17 empty] | U_M_Sell | T_M_Sell | U_L_Sell | T_L_Sell | Total_Sell | T_M_Cost | T_L_Phr | Mat/Lab=1
435 | m |  | Item: 12 | 1.1 | 478.5 | ISELL |  |  |  | mu_E | ITEM | [7 empty] | mu: 1.1 | [8 empty] | 1.1 | 478.5 | 0 | 0 | 478.5 | 435 | 0 | 189225
|  |  | Cat 6 cable from patch panel cabinet to data points | [6 empty] | n
435 | m |  | Cat 6 cable from patch panel cabinet to data points |  |  | DATA_009 | 821 | (__) | [5 empty] | 3 |  | 1 | 435 |  | 0
[17 empty] | 0 |  | 0
d> | 0 |  |  |  |  | ICOST |  |  |  | mu_E | ITEM | [5 empty] | 435 |  | 0
TB
t
Second Floor
|  |  |  | Sell Rate | Sell Total |  |  |  |  | IB | [17 empty] | U_M_Sell | T_M_Sell | U_L_Sell | T_L_Sell | Total_Sell | T_M_Cost | T_L_Phr | Mat/Lab=1
11 | No. |  | Item: 13 | 66.71 | 733.81 | ISELL |  |  |  |  | ITEM | [7 empty] | mu :1.19 | [8 empty] | 26.82 | 295.02 | 39.89 | 438.79 | 733.81 | 258.06 | 12.47 | 2975.83
|  |  | RJ45 Cat 6 Single socket outlets. | [6 empty] | n
|  |  |  | -0.01 | Discrepancy
|  |  | ELV Sub-Contractor - DATA | 181.5 | 181.5 |  |  |  |  | mu_E | SUBI
| >>> mu_A material here >>> | [15 empty] | 0 |  | 0
11 | No |  | RJ45 Cat 6 Single socket outlets. |  |  | DATA_009 | 821 | (__) | [5 empty] | 3 |  | 15 | 165 |  | 0
[17 empty] | 0 |  | 0
d> | 0 | [8 empty] | mu_E | SUBI | [5 empty] | 165 |  | 0 | [8 empty] | 181.5
|  |  | Electrical | 552.32 | 552.31 |  |  |  |  | mu_A | SUBI
| >>> mu_B material here >>> | [15 empty] | 0 |  | 0
66 | m |  | 25mm Conduit LSZH - RATE |  |  | COPV_007 | 700 | GEN | 25mm |  |  |  |  | 1 | 2015-07-28 | 1.41 | 93.06 | 0.18 | 12.474
[17 empty] | 0 |  | 0
d> | 0 | [8 empty] | mu_A | SUBI | [5 empty] | 93.06 |  | 12.474 | [8 empty] | 113.53
[6 empty] | ICOST |  |  |  |  | ITEM | [5 empty] | 258.06 |  | 12.474
|  |  |  | Sell Rate | Sell Total |  |  |  |  | IB | [17 empty] | U_M_Sell | T_M_Sell | U_L_Sell | T_L_Sell | Total_Sell | T_M_Cost | T_L_Phr | Mat/Lab=1
3 | No. |  | Item: 14 | 77.71 | 233.13 | ISELL |  |  |  |  | ITEM | [7 empty] | mu :1.17 | [8 empty] | 37.82 | 113.46 | 39.89 | 119.67 | 233.13 | 100.38 | 3.4 | 311.34
|  |  | RJ45 Cat 6 Double socket outlets. | [6 empty] | n
|  |  |  | 0 | Discrepancy
|  |  | ELV Sub-Contractor - DATA | 82.5 | 82.5 |  |  |  |  | mu_E | SUBI
| >>> mu_A material here >>> | [15 empty] | 0 |  | 0
3 | No |  | RJ45 Cat 6 Double socket outlets. |  |  | DATA_009 | 821 | (__) | [5 empty] | 3 |  | 25 | 75 |  | 0
[17 empty] | 0 |  | 0
d> | 0 | [8 empty] | mu_E | SUBI | [5 empty] | 75 |  | 0 | [8 empty] | 82.5
|  |  | Electrical | 150.63 | 150.63 |  |  |  |  | mu_A | SUBI
| >>> mu_B material here >>> | [15 empty] | 0 |  | 0
18 | m |  | 25mm Conduit LSZH - RATE |  |  | COPV_007 | 700 | GEN | 25mm |  |  |  |  | 1 | 2015-07-28 | 1.41 | 25.38 | 0.18 | 3.402
[17 empty] | 0 |  | 0
d> | 0 | [8 empty] | mu_A | SUBI | [5 empty] | 25.38 |  | 3.402 | [8 empty] | 30.96
[6 empty] | ICOST |  |  |  |  | ITEM | [5 empty] | 100.38 |  | 3.402
|  |  |  | Sell Rate | Sell Total |  |  |  |  | IB | [17 empty] | U_M_Sell | T_M_Sell | U_L_Sell | T_L_Sell | Total_Sell | T_M_Cost | T_L_Phr | Mat/Lab=1
765 | m |  | Item: 15 | 1.1 | 841.5 | ISELL |  |  |  | mu_E | ITEM | [7 empty] | mu: 1.1 | [8 empty] | 1.1 | 841.5 | 0 | 0 | 841.5 | 765 | 0 | 585225
|  |  | Cat 6 cable from patch panel cabinet to data points | [6 empty] | n
765 | m |  | Cat 6 cable from patch panel cabinet to data points |  |  | DATA_009 | 821 | (__) | [5 empty] | 3 |  | 1 | 765 |  | 0
[17 empty] | 0 |  | 0
d> | 0 |  |  |  |  | ICOST |  |  |  | mu_E | ITEM | [5 empty] | 765 |  | 0
TB
t
Third Floor
|  |  |  | Sell Rate | Sell Total |  |  |  |  | IB | [17 empty] | U_M_Sell | T_M_Sell | U_L_Sell | T_L_Sell | Total_Sell | T_M_Cost | T_L_Phr | Mat/Lab=1
11 | No. |  | Item: 16 | 66.71 | 733.81 | ISELL |  |  |  |  | ITEM | [7 empty] | mu :1.19 | [8 empty] | 26.82 | 295.02 | 39.89 | 438.79 | 733.81 | 258.06 | 12.47 | 2975.83
|  |  | RJ45 Cat 6 Single socket outlets. | [6 empty] | n
|  |  |  | -0.01 | Discrepancy
|  |  | ELV Sub-Contractor - DATA | 181.5 | 181.5 |  |  |  |  | mu_E | SUBI
| >>> mu_A material here >>> | [15 empty] | 0 |  | 0
11 | No |  | RJ45 Cat 6 Single socket outlets. |  |  | DATA_009 | 821 | (__) | [5 empty] | 3 |  | 15 | 165 |  | 0
[17 empty] | 0 |  | 0
d> | 0 | [8 empty] | mu_E | SUBI | [5 empty] | 165 |  | 0 | [8 empty] | 181.5
|  |  | Electrical | 552.32 | 552.31 |  |  |  |  | mu_A | SUBI
| >>> mu_B material here >>> | [15 empty] | 0 |  | 0
66 | m |  | 25mm Conduit LSZH - RATE |  |  | COPV_007 | 700 | GEN | 25mm |  |  |  |  | 1 | 2015-07-28 | 1.41 | 93.06 | 0.18 | 12.474
[17 empty] | 0 |  | 0
d> | 0 | [8 empty] | mu_A | SUBI | [5 empty] | 93.06 |  | 12.474 | [8 empty] | 113.53
[6 empty] | ICOST |  |  |  |  | ITEM | [5 empty] | 258.06 |  | 12.474
|  |  |  | Sell Rate | Sell Total |  |  |  |  | IB | [17 empty] | U_M_Sell | T_M_Sell | U_L_Sell | T_L_Sell | Total_Sell | T_M_Cost | T_L_Phr | Mat/Lab=1
470 | m |  | Item: 17 | 1.1 | 517 | ISELL |  |  |  | mu_E | ITEM | [7 empty] | mu: 1.1 | [8 empty] | 1.1 | 517 | 0 | 0 | 517 | 470 | 0 | 220900
|  |  | Cat 6 cable from patch panel cabinet to data points | [6 empty] | n
470 | m |  | Cat 6 cable from patch panel cabinet to data points |  |  | DATA_009 | 821 | (__) | [5 empty] | 3 |  | 1 | 470 |  | 0
[17 empty] | 0 |  | 0
d> | 0 |  |  |  |  | ICOST |  |  |  | mu_E | ITEM | [5 empty] | 470 |  | 0
TB
t
Fourth Floor
|  |  |  | Sell Rate | Sell Total |  |  |  |  | IB | [17 empty] | U_M_Sell | T_M_Sell | U_L_Sell | T_L_Sell | Total_Sell | T_M_Cost | T_L_Phr | Mat/Lab=1
11 | No. |  | Item: 18 | 66.71 | 733.81 | ISELL |  |  |  |  | ITEM | [7 empty] | mu :1.19 | [8 empty] | 26.82 | 295.02 | 39.89 | 438.79 | 733.81 | 258.06 | 12.47 | 2975.83
|  |  | RJ45 Cat 6 Single socket outlets. | [6 empty] | n
|  |  |  | -0.01 | Discrepancy
|  |  | ELV Sub-Contractor - DATA | 181.5 | 181.5 |  |  |  |  | mu_E | SUBI
| >>> mu_A material here >>> | [15 empty] | 0 |  | 0
11 | No |  | RJ45 Cat 6 Single socket outlets. |  |  | DATA_009 | 821 | (__) | [5 empty] | 3 |  | 15 | 165 |  | 0
[17 empty] | 0 |  | 0
d> | 0 | [8 empty] | mu_E | SUBI | [5 empty] | 165 |  | 0 | [8 empty] | 181.5
|  |  | Electrical | 552.32 | 552.31 |  |  |  |  | mu_A | SUBI
| >>> mu_B material here >>> | [15 empty] | 0 |  | 0
66 | m |  | 25mm Conduit LSZH - RATE |  |  | COPV_007 | 700 | GEN | 25mm |  |  |  |  | 1 | 2015-07-28 | 1.41 | 93.06 | 0.18 | 12.474
[17 empty] | 0 |  | 0
d> | 0 | [8 empty] | mu_A | SUBI | [5 empty] | 93.06 |  | 12.474 | [8 empty] | 113.53
[6 empty] | ICOST |  |  |  |  | ITEM | [5 empty] | 258.06 |  | 12.474
|  |  |  | Sell Rate | Sell Total |  |  |  |  | IB | [17 empty] | U_M_Sell | T_M_Sell | U_L_Sell | T_L_Sell | Total_Sell | T_M_Cost | T_L_Phr | Mat/Lab=1
535 | m |  | Item: 19 | 1.1 | 588.5 | ISELL |  |  |  | mu_E | ITEM | [7 empty] | mu: 1.1 | [8 empty] | 1.1 | 588.5 | 0 | 0 | 588.5 | 535 | 0 | 286225
|  |  | Cat 6 cable from patch panel cabinet to data points | [6 empty] | n
535 | m |  | Cat 6 cable from patch panel cabinet to data points |  |  | DATA_009 | 821 | (__) | [5 empty] | 3 |  | 1 | 535 |  | 0
[17 empty] | 0 |  | 0
d> | 0 |  |  |  |  | ICOST |  |  |  | mu_E | ITEM | [5 empty] | 535 |  | 0
TB
t
Fifth Floor
|  |  |  | Sell Rate | Sell Total |  |  |  |  | IB | [17 empty] | U_M_Sell | T_M_Sell | U_L_Sell | T_L_Sell | Total_Sell | T_M_Cost | T_L_Phr | Mat/Lab=1
9 | No. |  | Item: 20 | 66.71 | 600.39 | ISELL |  |  |  |  | ITEM | [7 empty] | mu :1.19 | [8 empty] | 26.82 | 241.38 | 39.89 | 359.01 | 600.39 | 211.14 | 10.21 | 1992.15
|  |  | RJ45 Cat 6 Single socket outlets. | [6 empty] | n
|  |  |  | -0.01 | Discrepancy
|  |  | ELV Sub-Contractor - DATA | 148.5 | 148.5 |  |  |  |  | mu_E | SUBI
| >>> mu_A material here >>> | [15 empty] | 0 |  | 0
9 | No |  | RJ45 Cat 6 Single socket outlets. |  |  | DATA_009 | 821 | (__) | [5 empty] | 3 |  | 15 | 135 |  | 0
[17 empty] | 0 |  | 0
d> | 0 | [8 empty] | mu_E | SUBI | [5 empty] | 135 |  | 0 | [8 empty] | 148.5
|  |  | Electrical | 451.9 | 451.89 |  |  |  |  | mu_A | SUBI
| >>> mu_B material here >>> | [15 empty] | 0 |  | 0
54 | m |  | 25mm Conduit LSZH - RATE |  |  | COPV_007 | 700 | GEN | 25mm |  |  |  |  | 1 | 2015-07-28 | 1.41 | 76.14 | 0.18 | 10.206
[17 empty] | 0 |  | 0
d> | 0 | [8 empty] | mu_A | SUBI | [5 empty] | 76.14 |  | 10.206 | [8 empty] | 92.89
[6 empty] | ICOST |  |  |  |  | ITEM | [5 empty] | 211.14 |  | 10.206
|  |  |  | Sell Rate | Sell Total |  |  |  |  | IB | [17 empty] | U_M_Sell | T_M_Sell | U_L_Sell | T_L_Sell | Total_Sell | T_M_Cost | T_L_Phr | Mat/Lab=1
440 | m |  | Item: 21 | 1.1 | 484 | ISELL |  |  |  | mu_E | ITEM | [7 empty] | mu: 1.1 | [8 empty] | 1.1 | 484 | 0 | 0 | 484 | 440 | 0 | 193600
|  |  | Cat 6 cable from patch panel cabinet to data points | [6 empty] | n
440 | m |  | Cat 6 cable from patch panel cabinet to data points |  |  | DATA_009 | 821 | (__) | [5 empty] | 3 |  | 1 | 440 |  | 0
[17 empty] | 0 |  | 0
d> | 0 |  |  |  |  | ICOST |  |  |  | mu_E | ITEM | [5 empty] | 440 |  | 0
SB
| -427.2637 |  | PAGE: |  | 6878.39 | [5 empty] | PAGE | [5 empty] | 4059.14 |  | 66.906
| Discy: |  |  |  | PAGE SELL | [11 empty] | PAGE MAT |  | PAGE LAB
SB
| -662.4766 |  | STRUCTURED CABLING Total |  | 9636.91 | [5 empty] | SECT | [5 empty] | 6120.66 |  | 80.514
| Discy: |  |  |  | SECT SELL | [11 empty] | SECT MAT |  | SECT LAB
TB
t
ACCESS CONTROL
TB
t
ACCESS CONTROL
TB
t
Supply, install, connect, test, commission and certify the following:
|  |  |  | Sell Rate | Sell Total |  |  |  |  | IB | [17 empty] | U_M_Sell | T_M_Sell | U_L_Sell | T_L_Sell | Total_Sell | T_M_Cost | T_L_Phr | Mat/Lab=1
1 | LS |  | Item: 1 | 3424.43 | 3424.43 | ISELL |  |  |  | mu_D | ITEM | [7 empty] | mu: 1.07 | [8 empty] | 3424.43 | 3424.43 | 0 | 0 | 3424.43 | 3185.52 | 0 | 3185.52
Main Controller, inclusive of Software License Module including any licenses for the door readers, contacts etc. for a complete working solution.
1 | No |  | Main Controller, inclusive of Software License Module including any licenses for the door readers, contacts etc. for a complete working solution. |  |  | ACCE_012 | 751 | (__) | [5 empty] | 3 | 2004-03-01 | 3185.52 | 3185.52 |  | 0
[17 empty] | 0 |  | 0
d> | 0 |  |  |  |  | ICOST |  |  |  | mu_D | ITEM | [5 empty] | 3185.52 |  | 0
|  |  |  | Sell Rate | Sell Total |  |  |  |  | IB | [17 empty] | U_M_Sell | T_M_Sell | U_L_Sell | T_L_Sell | Total_Sell | T_M_Cost | T_L_Phr | Mat/Lab=1
7 | No. |  | Item: 2 | 335.79 | 2350.53 | ISELL |  |  |  |  | ITEM | [7 empty] | mu :1.09 | [8 empty] | 306.98 | 2148.86 | 28.81 | 201.67 | 2350.53 | 1995.14 | 5.73 | 14006.09
|  |  | Proximity Card Reader | [6 empty] | n
|  |  |  | 0 | Discrepancy
|  |  | ELV Sub-Contractor - APCO | 2114.53 | 2114.53 |  |  |  |  | mu_D | SUBI
| >>> mu_A material here >>> | [15 empty] | 0 |  | 0
7 | No |  | Proximity Card Reader |  |  | ACCE_012 | 751 | (__) | [5 empty] | 3 | 2004-03-01 | 281 | 1967 |  | 0
[17 empty] | 0 |  | 0
d> | 0 | [8 empty] | mu_D | SUBI | [5 empty] | 1967 |  | 0 | [8 empty] | 2114.53
|  |  | Electrical | 236 | 236 |  |  |  |  | mu_A | SUBI
| >>> mu_B material here >>> | [15 empty] | 0 |  | 0
42 | m |  | 20mm Conduit LSZH - RATE |  |  | COPV_003 | 700 | GEN | 20mm |  |  |  |  | 1 | 2015-07-28 | 0.67 | 28.14 | 0.13 | 5.733
[17 empty] | 0 |  | 0
d> | 0 | [8 empty] | mu_A | SUBI | [5 empty] | 28.14 |  | 5.733 | [8 empty] | 34.33
[6 empty] | ICOST |  |  |  |  | ITEM | [5 empty] | 1995.14 |  | 5.733
|  |  |  | Sell Rate | Sell Total |  |  |  |  | IB | [17 empty] | U_M_Sell | T_M_Sell | U_L_Sell | T_L_Sell | Total_Sell | T_M_Cost | T_L_Phr | Mat/Lab=1
7 | No. |  | Item: 3 | 151.88 | 1063.16 | ISELL |  |  |  |  | ITEM | [7 empty] | mu :1.09 | [8 empty] | 137.47 | 962.29 | 14.41 | 100.87 | 1063.16 | 893.27 | 2.87 | 6272.98
|  |  | Magnetic Lock | [6 empty] | n
|  |  |  | 0.02 | Discrepancy
|  |  | ELV Sub-Contractor - APCO | 945.14 | 945.14 |  |  |  |  | mu_D | SUBI
| >>> mu_A material here >>> | [15 empty] | 0 |  | 0
7 | No |  | Magnetic Lock |  |  | ACCE_012 | 751 | (__) | [5 empty] | 3 | 2004-03-01 | 125.6 | 879.2 |  | 0
[17 empty] | 0 |  | 0
d> | 0 | [8 empty] | mu_D | SUBI | [5 empty] | 879.2 |  | 0 | [8 empty] | 945.14
|  |  | Electrical | 118 | 118.02 |  |  |  |  | mu_A | SUBI
| >>> mu_B material here >>> | [15 empty] | 0 |  | 0
21 | m |  | 20mm Conduit LSZH - RATE |  |  | COPV_003 | 700 | GEN | 20mm |  |  |  |  | 1 | 2015-07-28 | 0.67 | 14.07 | 0.13 | 2.8665
[17 empty] | 0 |  | 0
d> | 0 | [8 empty] | mu_A | SUBI | [5 empty] | 14.07 |  | 2.8665 | [8 empty] | 17.17
[6 empty] | ICOST |  |  |  |  | ITEM | [5 empty] | 893.27 |  | 2.8665
|  |  |  | Sell Rate | Sell Total |  |  |  |  | IB | [17 empty] | U_M_Sell | T_M_Sell | U_L_Sell | T_L_Sell | Total_Sell | T_M_Cost | T_L_Phr | Mat/Lab=1
7 | No. |  | Item: 4 | 125.6 | 879.2 | ISELL |  |  |  |  | ITEM | [7 empty] | mu :1.09 | [8 empty] | 111.2 | 778.4 | 14.4 | 100.8 | 879.2 | 722.19 | 2.87 | 5075.42
|  |  | Door Release Button | [6 empty] | n
|  |  |  | -0.03 | Discrepancy
|  |  | ELV Sub-Contractor - APCO | 761.23 | 761.23 |  |  |  |  | mu_D | SUBI
| >>> mu_A material here >>> | [15 empty] | 0 |  | 0
7 | No |  | Door Release Button |  |  | ACCE_012 | 751 | (__) | [5 empty] | 3 | 2004-03-01 | 101.16 | 708.12 |  | 0
[17 empty] | 0 |  | 0
d> | 0 | [8 empty] | mu_D | SUBI | [5 empty] | 708.12 |  | 0 | [8 empty] | 761.23
|  |  | Electrical | 118 | 117.97 |  |  |  |  | mu_A | SUBI
| >>> mu_B material here >>> | [15 empty] | 0 |  | 0
21 | m |  | 20mm Conduit LSZH - RATE |  |  | COPV_003 | 700 | GEN | 20mm |  |  |  |  | 1 | 2015-07-28 | 0.67 | 14.07 | 0.13 | 2.8665
[17 empty] | 0 |  | 0
d> | 0 | [8 empty] | mu_A | SUBI | [5 empty] | 14.07 |  | 2.8665 | [8 empty] | 17.17
[6 empty] | ICOST |  |  |  |  | ITEM | [5 empty] | 722.19 |  | 2.8665
|  |  |  | Sell Rate | Sell Total |  |  |  |  | IB | [17 empty] | U_M_Sell | T_M_Sell | U_L_Sell | T_L_Sell | Total_Sell | T_M_Cost | T_L_Phr | Mat/Lab=1
1 | LS |  | Item: 5 | 2569.18 | 2569.18 | ISELL |  |  |  | mu_A | ITEM | [7 empty] | mu: 1.22 | [8 empty] | 1239.52 | 1239.52 | 1329.66 | 1329.66 | 2569.18 | 1016 | 37.8 | 1053.8 |  | 3672.63
|  |  | Cabling as necessary | [6 empty] | n
1800 | m |  | 6-core cable |  |  | ACCE_012 | 751 | (__) | [5 empty] | 3 | 2004-03-01 | 0.56444 | 1016 | 0.02 | 37.8
[17 empty] | 0 |  | 0
d> | 0 |  |  |  |  | ICOST |  |  |  | mu_A | ITEM | [5 empty] | 1016 |  | 37.8
|  |  |  | Sell Rate | Sell Total |  |  |  |  | IB | [17 empty] | U_M_Sell | T_M_Sell | U_L_Sell | T_L_Sell | Total_Sell | T_M_Cost | T_L_Phr | Mat/Lab=1
15 | No. |  | Item: 6 | 6.47 | 97.05 | ISELL |  |  |  | mu_D | ITEM | [7 empty] | mu: 1.07 | [8 empty] | 6.47 | 97.05 | 0 | 0 | 97.05 | 90.3 | 0 | 1354.5
|  |  | Access control cards | [6 empty] | n
15 | No |  | Access control cards |  |  | ACCE_012 | 751 | (__) | [5 empty] | 3 | 2004-03-01 | 6.02 | 90.3 |  | 0
[17 empty] | 0 |  | 0
d> | 0 |  |  |  |  | ICOST |  |  |  | mu_D | ITEM | [5 empty] | 90.3 |  | 0
SB
| -990.396 |  | PAGE: |  | 10383.55 | [5 empty] | PAGE | [5 empty] | 7902.42 |  | 49.266
| Discy: |  |  |  | PAGE SELL | [11 empty] | PAGE MAT |  | PAGE LAB
SB
| -990.396 |  | ACCESS CONTROL Total |  | 10383.55 | [5 empty] | SECT | [5 empty] | 7902.42 |  | 49.266
| Discy: |  |  |  | SECT SELL | [11 empty] | SECT MAT |  | SECT LAB
TB
t
AC CUT-OUT SWITCHES
TB
t
Supply, install, connect, test, commission and certify the following:
|  |  |  | Sell Rate | Sell Total |  |  |  |  | IB | [17 empty] | U_M_Sell | T_M_Sell | U_L_Sell | T_L_Sell | Total_Sell | T_M_Cost | T_L_Phr | Mat/Lab=1
16 | No. |  | Item: 1 | 21.43 | 342.88 | ISELL |  |  |  | mu_A | ITEM | [7 empty] | mu :1.22 | [8 empty] | 12.2 | 195.2 | 9.23 | 147.68 | 342.88 | 160 | 4.2 | 2627.2
Magnetic reed switch set (normally closed) for windows and doors, surface mount type, suitable for integration with AC cut-off control system
16 | No |  | Magnetic reed switch set |  |  | WACC_082 | 705 | (__) | [5 empty] | 3 |  | 10 | 160 | 0.25 | 4.2
[17 empty] | 0 |  | 0
d> | 0 |  |  |  |  | ICOST |  |  |  | mu_A | ITEM | [5 empty] | 160 |  | 4.2
|  |  |  | Sell Rate | Sell Total |  |  |  |  | IB | [17 empty] | U_M_Sell | T_M_Sell | U_L_Sell | T_L_Sell | Total_Sell | T_M_Cost | T_L_Phr | Mat/Lab=1
16 | No. |  | Item: 2 | 43.23 | 691.68 | ISELL |  |  |  | mu_A | ITEM | [7 empty] | mu :1.22 | [8 empty] | 7.5 | 120 | 35.73 | 571.68 | 691.68 | 98.32 | 16.25 | 1833.12
|  |  | Low voltage control cable for signal connection between switches and AC thermostat | [6 empty] | n
96 | m |  | Conduit PVC 20mm HG RATE |  |  | COPV_003 | 700 | GEN | 20mm |  |  |  |  | 1 | 2015-07-28 | 0.67 | 64.32 | 0.13 | 13.104
200 | m |  | Wiring Cable 1c 1.5 mm2 PVC Non-Arm |  |  | CASC_017 | 615 | CRO |  | 02-002 |  |  |  | 2 | 2006-09-28 | 0.17 | 34 | 0.015 | 3.15
[17 empty] | 0 |  | 0
d> | 0 |  |  |  |  | ICOST |  |  |  | mu_A | ITEM | [5 empty] | 98.32 |  | 16.254
SB
| -0.085622 |  | PAGE: |  | 1034.56 | [5 empty] | PAGE | [5 empty] | 258.32 |  | 20.454
| Discy: |  |  |  | PAGE SELL | [11 empty] | PAGE MAT |  | PAGE LAB
SB
| -0.085622 |  | SECTION: |  | 1034.56 | [5 empty] | SECT | [5 empty] | 258.32 |  | 20.454
| Discy: |  |  |  | SECT SELL | [11 empty] | SECT MAT |  | SECT LAB
TB
t
COMMISSIONING AND DOCUMENTATION
|  |  |  | Sell Rate | Sell Total |  |  |  |  | IB | [17 empty] | U_M_Sell | T_M_Sell | U_L_Sell | T_L_Sell | Total_Sell | T_M_Cost | T_L_Phr | Mat/Lab=1
1 | LS |  | Item: 1 | 0 | 0 | ISELL |  |  |  | mu_A | ITEM |  |  |  |  | Included |  |  | 0.00 | [8 empty] | 0 | 0 | 0 | 0 | 0 | 0 | 0 | 0
Carry out all necessary testing and commissioning to the satisfaction of the Engineer. All commissioning documentation is to be certified for correctness and signed by a Warranted Engineer.
[17 empty] | 0 |  | 0
|  |  | Included | [13 empty] | 0 |  | 0
[17 empty] | 0 |  | 0
d> | 0 |  |  |  |  | ICOST |  |  |  | mu_A | ITEM | [5 empty] | 0 |  | 0
|  |  |  | Sell Rate | Sell Total |  |  |  |  | IB | [17 empty] | U_M_Sell | T_M_Sell | U_L_Sell | T_L_Sell | Total_Sell | T_M_Cost | T_L_Phr | Mat/Lab=1
1 | LS |  | Item: 2 | 0 | 0 | ISELL |  |  |  | mu_A | ITEM |  |  |  |  | Included |  |  | 0.00 | [8 empty] | 0 | 0 | 0 | 0 | 0 | 0 | 0 | 0
Provide sufficient training on the operation and maintenance of all plant and systems to the Employer's representatives.
[17 empty] | 0 |  | 0
|  |  | Included | [13 empty] | 0 |  | 0
[17 empty] | 0 |  | 0
d> | 0 |  |  |  |  | ICOST |  |  |  | mu_A | ITEM | [5 empty] | 0 |  | 0
|  |  |  | Sell Rate | Sell Total |  |  |  |  | IB | [17 empty] | U_M_Sell | T_M_Sell | U_L_Sell | T_L_Sell | Total_Sell | T_M_Cost | T_L_Phr | Mat/Lab=1
1 | LS |  | Item: 3 | 0 | 0 | ISELL |  |  |  | mu_A | ITEM |  |  |  |  | Included |  |  | 0.00 | [8 empty] | 0 | 0 | 0 | 0 | 0 | 0 | 0 | 0
Supply and hand-over two complete sets of operation and maintenance manuals together with drawings of works "As Fitted". These shall include: wiring diagrams; test / commissioning data and certificates; equipment data, including manufacturer's details, schedules, specifications and selection / performance data and parts lists. In addition an electronic copy of the "As Fitted" drawings and manuals are to be furnished in both ACAD and pdf format. (An unlocked electronic version of the tender drawings as listed in the 'List of Drawings' can be made available to the successful Tenderer who is awarded the contract against a fee of 0.2% of the contract value or a minimum charge of €30 excluding VAT, which ever is the greatest).
[17 empty] | 0 |  | 0
|  |  | Included | [13 empty] | 0 |  | 0
[17 empty] | 0 |  | 0
d> | 0 |  |  |  |  | ICOST |  |  |  | mu_A | ITEM | [5 empty] | 0 |  | 0
SB
| 0 |  | PAGE: |  | 0 | [5 empty] | PAGE | [5 empty] | 0 |  | 0
| Discy: |  |  |  | PAGE SELL | [11 empty] | PAGE MAT |  | PAGE LAB
SB
| 0 |  | COMMISSIONING AND DOCUMENTATION |  | 0 | [5 empty] | SECT | [5 empty] | 0 |  | 0
| Discy: |  |  |  | SECT SELL | [11 empty] | SECT MAT |  | SECT LAB
[29 empty] | 191996.67 |  | 94402.12 | 286398.79
| -2.0069 | cc |  | Electrical (mu_A) : | 225676.34 | [11 empty] | 113304.293 |  | 2485.9695 | [9 empty] | 138231.2375 |  | 87447.1095
| 0.0626 | cc |  | Controls Section (DALI) (mu_B) : | 5699.92 | [11 empty] | 3180.67 |  | 21 | [9 empty] | 3880.4174 |  | 1819.44
| 0.003 | cc |  | Controls Section Engineer (DALI) (mu_C) : | 5074.17 | [11 empty] | 0 |  | 98.7 | [9 empty] | 0 |  | 5074.167
| -1.6288 | cc |  | ELV Sub-Contractor - APCO (mu_D) : | 42819.76 | [11 empty] | 39833.85 |  | 0 | [9 empty] | 42821.3887 |  | 0
| 0 | cc |  | ELV Sub-Contractor - DATA (mu_E) : | 6072 | [11 empty] | 5520 |  | 0 | [9 empty] | 6072 |  | 0
| 0 | cc |  | 0 (mu_F) : | 0 | [11 empty] | 0 |  | 0 | [9 empty] | 0 |  | 0
| 0 | cc |  | 0 (mu_G) : | 0 | [11 empty] | 0 |  | 0 | [9 empty] | 0 |  | 0
| 0 | cc |  | 0 (mu_H) : | 0 | [11 empty] | 0 |  | 0 | [9 empty] | 0 |  | 0
| -0.00423 | cc |  | Enemalta 3Ph Application (mu_I) : | 1056.6 | [11 empty] | 900 |  | 2.1 | [9 empty] | 990 |  | 66.6042
| 0 |  |  | Enemalta 3Ph Application (mu_J) : | 0 | [11 empty] | 0 |  | 0 | [9 empty] | 0 |  | 0
|  | MATERIAL SUMMARY |  | MU SUMMARY TOTAL | 286398.79 | [11 empty] | 162738.813 |  | 2607.7695 | [9 empty] | 191995.0436 |  | 94407.3207 | 286402.3643
[29 empty] | 1.6264 |  | -5.2007 | -3.5743
| Disc. with |  |  | MATERIAL ITEMS TOTAL | [6 empty] | COMP_GT | [5 empty] | 162738.813 |  | 2607.7695
equal MUs
| -3874.1398 |  |  | BOQ ITEMS TOTAL | 286398.79 | [5 empty] | ITEM_GT | [5 empty] | 162738.813 |  | 2607.7695
| -3874.1398 |  |  | PAGES TOTAL | 286398.79 | [5 empty] | PAGE_GT | [5 empty] | 162738.813 |  | 2607.7695
SB | -3874.1398 |  |  | SECTIONS TOTAL | 286398.79 | [5 empty] | SECT_GT | [5 empty] | 162738.813 |  | 2607.7695
END!
| V:56 |  |  | COSTCODE TOTAL | [12 empty] | 162742.8644 |  | 2606.3322
| 1 | cc | Erection materials |  | 501 | [9 empty] | 1 |  | 772.9167 |  | 52.5923
| 2 | cc | Busbar Trunking |  | 505 | [9 empty] | 1 |  | 0 |  | 0
| 3 | cc | Switchgear |  | 510 | [9 empty] | 2 |  | 39380.27 |  | 183.54
| 4 | cc | MCC Equipment |  | 511 | [9 empty] | 2 |  | 0 |  | 0
| 5 | cc | BMS Equipment |  | 512 | [9 empty] | 2 |  | 3180.67 |  | 21
| 6 | cc | PVC Pipes / Ducts |  | 520 | [9 empty] | 1 |  | 0 |  | 0
| 7 | cc | High/medium voltage switchgear |  | 530 | [9 empty] | 2 |  | 0 |  | 0
| 8 | cc | Power Transformers |  | 550 | [9 empty] | 2 |  | 0 |  | 0
| 9 | cc | Control Panels |  | 570 | [9 empty] | 2 |  | 1358.465 |  | 16.8
| 10 | cc | Electrical Single Core Cables |  | 615 | [9 empty] | 2 |  | 7055.8075 |  | 526.9478
| 11 | cc | Electrical Multicore Cables |  | 616 | [9 empty] | 2 |  | 15341.3093 |  | 121.149
| 12 | cc | ELV/BMS/Special Cables |  | 617 | [9 empty] | 2 |  | 0 |  | 0
| 13 | cc | Cables accessories |  | 620 | [9 empty] | 2 |  | 418.7 |  | 68.586
| 14 | cc | Galv. Cable Trays |  | 650 | [9 empty] | 1 |  | 947.6427 |  | 43.575
| 15 | cc | PVC Cable Trays |  | 651 | [9 empty] | 1 |  | 0 |  | 0
| 16 | cc | Galv. Cable Basket |  | 652 | [9 empty] | 1 |  | 0 |  | 0
| 17 | cc | Galv. Cable Ladder |  | 654 | [9 empty] | 1 |  | 0 |  | 0
| 18 | cc | Galv. Cable Trunking |  | 675 | [9 empty] | 1 |  | 108.0123 |  | 7.14
| 19 | cc | Alum. Cable Trunking |  | 676 | [9 empty] | 1 |  | 0 |  | 0
| 20 | cc | PVC Cable Trunking |  | 680 | [9 empty] | 1 |  | 0 |  | 0
| 21 | cc | Underfloor Cable Trunking |  | 681 | [9 empty] | 1 |  | 0 |  | 0
| 22 | cc | Galv. Conduit |  | 690 | [9 empty] | 1 |  | 0 |  | 0
| 23 | cc | PVC Conduit |  | 700 | [9 empty] | 1 |  | 5254.6744 |  | 961.693
| 24 | cc | Wiring Accessories |  | 705 | [9 empty] | 3 |  | 8281.4785 |  | 104.2756
| 25 | cc | Dimming Equipment |  | 706 | [9 empty] | 3 |  | 0 |  | 98.7
| 26 | cc | Fire Alarm Equipment |  | 725 | [9 empty] | 3 |  | 29589.89 |  | 0
| 27 | cc | Fire Barriers |  | 726 | [9 empty] | 3 |  | 847.29 |  | 35.805
| 28 | cc | Security Alarm System |  | 750 | [9 empty] | 3 |  | 0 |  | 0
| 29 | cc | Access Control |  | 751 | [9 empty] | 3 |  | 7846.14 |  | 37.8
| 30 | cc | Hotel Electronic Lock |  | 752 | [9 empty] | 3 |  | 0 |  | 0
| 31 | cc | Sub-Contracting Installation Elec |  | 753 | [9 empty] | 3 |  | 0 |  | 0
| 32 | cc | Timing Equipment |  | 770 | [9 empty] | 3 |  | 0 |  | 0
| 33 | cc | Public Address |  | 790 | [9 empty] | 3 |  | 0 |  | 0
| 34 | cc | Voice Alarm Equipment |  | 791 | [9 empty] | 3 |  | 0 |  | 0
| 35 | cc | Lightning / Bonding System |  | 810 | [9 empty] | 3 |  | 855.35 |  | 0.525
| 36 | cc | T.V System |  | 815 | [9 empty] | 3 |  | 0 |  | 0
| 37 | cc | UPS/Voltage Stabilisers |  | 820 | [9 empty] | 2 |  | 0 |  | 0
| 38 | cc | Data Network Equipment |  | 821 | [9 empty] | 3 |  | 5520 |  | 0
| 39 | cc | Light Fittings |  | 835 | [9 empty] | 3 |  | 1840.4 |  | 236.775
| 40 | cc | Generators, AMF Panels |  | 845 | [9 empty] | 2 |  | 20720 |  | 12.6
| 41 | cc | Telephone Equipment |  | 855 | [9 empty] | 3 |  | 0 |  | 0
| 42 | cc | Intercom |  | 856 | [9 empty] | 3 |  | 0 |  | 0
| 43 | cc | Mechanical for Electrical |  | 857 | [9 empty] | 4 |  | 0 |  | 0
| 44 | cc | Nurse Call |  | 858 | [9 empty] | 3 |  | 1060.12 |  | 0
| 45 | cc | C.C.T.V. Equipment |  | 865 | [9 empty] | 3 |  | 2353.7 |  | 0
| 46 | cc | Tools and Instruments |  | 870 | [9 empty] | 4 |  | 0 |  | 0
| 47 | cc | Consumbles |  | 875 | [9 empty] | 1 |  | 944.372 |  | 1.2285
| 48 | cc | Drawings/Manuals |  | 880 | [9 empty] | 3 |  | 100.656 |  | 0
| 49 | cc | Spare Parts |  | 885 | [9 empty] | 4 |  | 0 |  | 0
| 50 | cc | Labour |  | 900 | [9 empty] | 3 |  | 0 |  | 10.5
| 51 | cc | Dismantling (Labour Only) |  | 901 | [9 empty] | 1 |  | 0 |  | 0
| 52 | cc | Testing & Commissioning |  | 902 | [9 empty] | 3 |  | 1340 |  | 50.4
| 53 | cc | Sub-Contracting Works |  | 960 | [9 empty] | 4 |  | 2150 |  | 0
| 54 | cc | Enemalta Application |  | 961 | [9 empty] | 3 |  | 900 |  | 2.1
| 55 | cc | Crainage and Transportation |  | 962 | [9 empty] | 1 |  | 2550 |  | 0
| 56 | cc | Provisional Sum |  | 970 | [9 empty] | 4 |  | 2025 |  | 12.6
|  | cc |  |  | Fix 1 |  | 1 | [9 empty] | 10577.6181 |  | 1066.2288
|  | cc |  |  | Fix 2 |  | 2 | [9 empty] | 87455.2218 |  | 950.6228
|  | cc |  |  | Fix 3 |  | 2 | [9 empty] | 60535.0245 |  | 576.8806
|  | cc |  |  | Others |  | 3 | [9 empty] | 4175 |  | 12.6
[5 empty] | TOTAL | [11 empty] | 162742.8644 |  | 2606.3322
| RATE TOTALS IN CURRENT SHEET | RATE TOTALS IN CURRENT SHEET
| 70 |  | 001# 5 core x 70 mm2 XLPE/SWA/LSZH/Cu Cable
| 10 |  | 002# 5 core x 70 mm2 FG16(O)M16 Cable
| 170 |  | 003# 5 core x 50 mm2 FG16(O)M16 Cable
| 76 |  | 004# 5 core x 25 mm2 FG16(O)M16 Cable
| 267 |  | 005# 5 core x 10 mm2 FG16(O)M16 Cable
| 52 |  | 006# 5 core x 6.0 mm2 FG16(O)M16 Cable
| 30 |  | 007# 5 core x 2.5 mm2 FG16(O)M16 Cable
| 5 |  | 008# 3 core x 6.0 mm2 FG16(O)M16 Cable
| 170 |  | 009# 3 core x 4.0 mm2 FG16(O)M16 Cable
| 44 |  | 010# 3 core x 2.5 mm2 FG16(O)M16 Cable
| 155 |  | 011# 5 core x 6.0 mm2 Fire Rated F120 Cable
| 102 |  | 012# 3 core x 2.5 mm2 Fire Rated F120 Cable
| 40 |  | 013# HDG Cable Tray Size 100mm x 50mm
| 30 |  | 014# HDG Cable Tray Size 200mm x 50mm
| 10 |  | 015# HDG Cable Tray Size 300mm x 50mm
| 30 |  | 016# HDG Cable Tray Size 400mm x 50mm
| 20 |  | 017# HDG Cable Tray Size 500mm x 50mm
| 212 |  | 018# Cable Containment Supports
| 666.5 |  | 019# Lighting point in LSZH Conduit
| 65 |  | 020# Movement Detector
| 8 |  | 021# Supply Only - Type 600x600mm, 40W Soffit Recessed LED Panel
| 34 |  | 022# Supply Only - Type 'E1' - Single Sided, Wall Mounted, Directional Exit Signage
| 6 |  | 023# Supply Only - Type 'E2' - Double Sided, Ceiling Mounted/ Soffit Recessed, Directional Exit Signage.
| 8 |  | 024# Supply Only - Outdoor wall lights for technical area, IP65
| 8 |  | 025# Install and connect Only - Type 600x600mm, 40W Soffit Recessed LED Panel
| 34 |  | 026# Install and connect Only - Type 'E1' - Single Sided, Wall Mounted, Directional Exit Signage
| 6 |  | 027# Install and connect Only - Type 'E2' - Double Sided, Ceiling Mounted/ Soffit Recessed, Directional Exit Signage.
| 8 |  | 028# Install and connect Only - Outdoor wall lights for technical area, IP65
| 40 |  | 029# Install and connect Only - Battery Backup Kit for the light fittings supplied by others
| 7 |  | 030# Install and connect Only - Type 'LD-01' - Rooms Art Light
| 19 |  | 031# Install and connect Only - Type 'LD-02' - Common Areas Art Light
| 2 |  | 032# Install and connect Only - Type 'LD-03' - Wall light fitting in Lobby
| 3 |  | 033# Install and connect Only - Type 'LD-5' - Lantern
| 10 |  | 034# Install and connect Only - Type 'LD-08' - Staircase Wall Light
| 2 |  | 035# Install and connect Only - Type 'LD-10' - Armchair Reading Light
| 19 |  | 036# Install and connect Only - Type 'LD-11' - Hallway Wall Light
| 28 |  | 037# Install and connect Only - Type 'LD-12' - Reading Lights
| 1 |  | 038# Install and connect Only - Type 'LD-12' - Chandelier
| 6 |  | 039# Install and connect Only - Type 'LD-14' - Terrace Wall Light
| 23 |  | 040# Install and connect Only - Type 'LD-15' - Bathrooms Wall Light
| 4 |  | 041# Install and connect Only - Type 'LD-16' - Toilets Wall Light
| 112 |  | 042# Install and connect Only - Type 'LT-01' - 11W Soffit Recessed Light Fitting
| 44 |  | 043# Install and connect Only - Type 'LT-02' - 11W Soffit Recessed Light Fitting
| 2 |  | 044# Install and connect Only - Type 'LT-03' - Wall Light
| 74 |  | 045# Install and connect Only - Type 'LT-04' - Wall Light
| 57 |  | 046# Install and connect Only - Type 'LT-05' - Wall Light
| 19 |  | 047# Install and connect Only - Type 'LT-06' - Wall Light
| 43 |  | 048# Install and connect Only - Type 'LT-07' - 2W Wall Recessed Step Light, IP65
| 7 |  | 049# Install and connect Only - Type 'LT-08' - Mini Soffit Recessed Downlighter
| 6 |  | 050# Install and connect Only - Type 'LT-09' - 300mm x 300mm LED Panel Soffit Recessed
| 3 |  | 051# Install and connect Only - Type 'LT-11' - 6W Pole Light
| 48 |  | 052# Install and connect Only - Type 'LT-12' - 6W Recessed Floor Spotlight, Dimmable, IP65
| 23 |  | 053# Install and connect Only - Type 'LT-13 - Dimmable Strip Light
| 22 |  | 054# Install and connect Only - Type 'LT-14' - Dimmable Strip Light
| 15 |  | 055# Install and connect Only - Type 'LT-15' - 8.5W Soffit Recessed Downlighter
| 1 |  | 056# Install and connect Only - Type 'LT-16' - 8.5W Soffit Recessed Downlighter
| 14 |  | 057# Install and connect Only - Magnifying Mirror in Bathroom
| 309 |  | 058# General Power Point in LSZH Conduit
| 15 |  | 059# Galvanized Steel Cable Trunking Size 75 x 50mm
| 5 |  | 060# Galvanized Steel Cable Trunking Size 75 x 75mm
| 185 |  | 061# DALI Wiring cables
| 13 |  | 062# 230V 2P 16A Contactor
Note on A987: Michael Vella: DO NOT insert a new subitem block here or further down. Go up to a hatched marker cell to do this.
Note on A1429: Michael Vella: DO NOT insert a new subitem block here or further down. Go up to a hatched marker cell to do this.
Note on A1446: Michael Vella: DO NOT insert a new subitem block here or further down. Go up to a hatched marker cell to do this.
Note on A1956: Michael Vella: DO NOT insert a new subitem block here or further down. Go up to a hatched marker cell to do this.
Note on A1973: Michael Vella: DO NOT insert a new subitem block here or further down. Go up to a hatched marker cell to do this.
Note on A2533: Michael Vella: DO NOT insert a new subitem block here or further down. Go up to a hatched marker cell to do this.
Note on A2550: Michael Vella: DO NOT insert a new subitem block here or further down. Go up to a hatched marker cell to do this.
Note on A3066: Michael Vella: DO NOT insert a new subitem block here or further down. Go up to a hatched marker cell to do this.
Note on A3083: Michael Vella: DO NOT insert a new subitem block here or further down. Go up to a hatched marker cell to do this.
Note on A3595: Michael Vella: DO NOT insert a new subitem block here or further down. Go up to a hatched marker cell to do this.
Note on A4199: Michael Vella: DO NOT insert a new subitem block here or further down. Go up to a hatched marker cell to do this.
Note on A4368: Michael Vella: DO NOT insert a new subitem block here or further down. Go up to a hatched marker cell to do this.
Note on A4384: Michael Vella: DO NOT insert a new subitem block here or further down. Go up to a hatched marker cell to do this.
Note on A4416: Michael Vella: DO NOT insert a new subitem block here or further down. Go up to a hatched marker cell to do this.
Note on A4456: Michael Vella: DO NOT insert a new subitem block here or further down. Go up to a hatched marker cell to do this.
Note on A4472: Michael Vella: DO NOT insert a new subitem block here or further down. Go up to a hatched marker cell to do this.
Note on A4494: Michael Vella: DO NOT insert a new subitem block here or further down. Go up to a hatched marker cell to do this.
Note on A4538: Michael Vella: DO NOT insert a new subitem block here or further down. Go up to a hatched marker cell to do this.
Note on A4554: Michael Vella: DO NOT insert a new subitem block here or further down. Go up to a hatched marker cell to do this.
Note on A4576: Michael Vella: DO NOT insert a new subitem block here or further down. Go up to a hatched marker cell to do this.
Note on A4620: Michael Vella: DO NOT insert a new subitem block here or further down. Go up to a hatched marker cell to do this.
Note on A4636: Michael Vella: DO NOT insert a new subitem block here or further down. Go up to a hatched marker cell to do this.
Note on A4658: Michael Vella: DO NOT insert a new subitem block here or further down. Go up to a hatched marker cell to do this.
Note on A4696: Michael Vella: DO NOT insert a new subitem block here or further down. Go up to a hatched marker cell to do this.
Note on A4712: Michael Vella: DO NOT insert a new subitem block here or further down. Go up to a hatched marker cell to do this.
Note on A4740: Michael Vella: DO NOT insert a new subitem block here or further down. Go up to a hatched marker cell to do this.
Note on A4778: Michael Vella: DO NOT insert a new subitem block here or further down. Go up to a hatched marker cell to do this.
Note on A4794: Michael Vella: DO NOT insert a new subitem block here or further down. Go up to a hatched marker cell to do this.
Note on A4816: Michael Vella: DO NOT insert a new subitem block here or further down. Go up to a hatched marker cell to do this.
Note on A4860: Michael Vella: DO NOT insert a new subitem block here or further down. Go up to a hatched marker cell to do this.
Note on A4882: Michael Vella: DO NOT insert a new subitem block here or further down. Go up to a hatched marker cell to do this.
Note on A4914: Michael Vella: DO NOT insert a new subitem block here or further down. Go up to a hatched marker cell to do this.
Note on A5034: Michael Vella: DO NOT insert a new subitem block here or further down. Go up to a hatched marker cell to do this.
Note on A5050: Michael Vella: DO NOT insert a new subitem block here or further down. Go up to a hatched marker cell to do this.
Note on A5100: Michael Vella: DO NOT insert a new subitem block here or further down. Go up to a hatched marker cell to do this.
Note on A5116: Michael Vella: DO NOT insert a new subitem block here or further down. Go up to a hatched marker cell to do this.
Note on A5148: Michael Vella: DO NOT insert a new subitem block here or further down. Go up to a hatched marker cell to do this.
Note on A5174: Michael Vella: DO NOT insert a new subitem block here or further down. Go up to a hatched marker cell to do this.
Note on A5190: Michael Vella: DO NOT insert a new subitem block here or further down. Go up to a hatched marker cell to do this.
Note on A5216: Michael Vella: DO NOT insert a new subitem block here or further down. Go up to a hatched marker cell to do this.
Note on A5242: Michael Vella: DO NOT insert a new subitem block here or further down. Go up to a hatched marker cell to do this.
Note on A5268: Michael Vella: DO NOT insert a new subitem block here or further down. Go up to a hatched marker cell to do this.
Note on A5320: Michael Vella: DO NOT insert a new subitem block here or further down. Go up to a hatched marker cell to do this.
Note on A5336: Michael Vella: DO NOT insert a new subitem block here or further down. Go up to a hatched marker cell to do this.
Note on A5352: Michael Vella: DO NOT insert a new subitem block here or further down. Go up to a hatched marker cell to do this.
Note on AK5453: Michael Vella: This cell should be exactly equal to the MU SUMMARY TOTAL.
Note on AH5465: Michael Vella: This discrepancy must be small
Note on AJ5465: Michael Vella: This discrepancy must be small
Note on AK5465: Michael Vella: This discrepancy must be small

## ML_Sum
| CLIENT: | 1 | Battery Street Limited |  |  | TRUE | TRUE | 1 | 1 | 1 | 1 | 1 | 1 | 1 |  | € | Recon /Lab.Cont >> | R | 1.05 |  | 1 | BOQ | x | x | x | x | x | x | x
| PROJECT: | 1 | MEP Works British Hotel |  | Electrical | TRUE |  | 2 | 1 | 1 | 1 | 1 | 1 | 1 |  |  | A) 1.22-1.22 | 1.22 | 35.1763 | 1.26 |  |  | x | x | x | x | x | x | x
| JOB DESC: | 1 | Electrical and ELV Systems |  | Controls Section (DALI) | TRUE |  | 3 | 1 | 1 | 1 | 1 | 1 | 1 |  |  | B) 1.22-3 | 1.22 | 86.64 | 1.26 |  |  | x | x | x | x | x | x | x
| INT. QUOT No: | 1 | EL25-0662B |  | Controls Section Engineer (DALI) | TRUE |  | 4 | 1 | 1 | 1 | 1 | 1 | 1 |  |  | C) 1.22-1.78 | 1.22 | 51.41 | 1.26 |  |  | x | x | x | x | x | x | x
| CLIENTs REF: | 1 | MEP REVISED |  | ELV Sub-Contractor - APCO | TRUE |  | 5 | 1 | 1 | 1 | 1 | 1 | 1 |  |  | D) 1.08-1.08 | 1.075 | 30.9955 | 1.1 |  |  | x | x | x | x | x | x | x
| VAT: | 1 | VAT EXCL. |  | ELV Sub-Contractor - DATA | TRUE |  | 6 | 1 | 1 | 1 | 1 | 1 | 1 |  |  | E) 1.1-1.1 | 1.1 | 31.7163 | 1.15 |  |  | x | x | x | x | x | x | x
| SAVED ON: | 1 | 2026-01-12 |  |  | TRUE |  | 7 | 1 | 1 | 1 | 1 | 1 |  |  |  | F) | [5 empty] | x | x | x | x | x | x | x
| ESTIMATOR: | 1 | R.Farrugia |  |  | TRUE |  | 8 | 1 | 1 | 1 | 1 | 1 |  |  |  | G) | [5 empty] | x | x | x | x | x | x | x
| LAB. COST: | 1 | 28.833 | Cost for 2026 |  | TRUE |  | 9 | 1 | 1 | 1 | 1 | 1 |  |  |  | H) | [5 empty] | x | x | x | x | x | x | x
|  | 1 | 51.41 | Single Engineer | Enemalta 3Ph Application | TRUE |  | 10 | 1 | 1 | 1 | 1 | 1 | 1 |  |  | I) 1.1-1.1 | 1.1 | 31.7163 | 1.1 |  |  | x | x | x | x | x | x | x
|  | 1 | 86.64 | Pair Technician | [12 empty] | J) | [5 empty] | x | x | x | x | x | x | x
|  | 1 |  |  |  | SYSTEMS | SYSTEMS | SYSTEMS | SYSTEMS | SYSTEMS | SYSTEMS | SYSTEMS | SYSTEMS | SYSTEMS | SYSTEMS |  | MIXED - X,Y ) | MAT MU | LAB RATE |  |  |  | x | x | x | x | x | x | x
| MATERIAL & LABOUR SUMMARY |  |  |  |  | ItemCode | CostCode | MAKE | PART_NO | MARKUP | TYPE | LIST_P | SET | FIX | DATE | %Dsct in BOQ | MATMU-LABMU | MAT CONT >> | 1
[23 empty] | x | x | x | x | x | x | x
[16 empty] | 0% | Average Discount applied in BOQ (Q2-Q12) | [5 empty] | x | x | x | x | x | x | x
[16 empty] | 0% | Average Discount applied on Totals (Q23-Q32) | [5 empty] | x | x | x | x | x | x | x
[16 empty] | 0% | Overall Discount
[16 empty] | 1.2039 | Overall Markup (Final Selling Excl.VAT/Total Cost )
|  |  |  | DISCOUNTED | SELLING | [10 empty] | % Discnt | MATERIAL |  | LABOUR
Discy.A-J | Markup/LRate |  |  | SELLING € | € | VAT/DISC | MU | LABRATE | LABCOST | [6 empty] | on Totals | € |  | Pair Hrs.
-2.0069 | A) 1.22, 35.18 |  | Electrical | 225676.34 | 225676.34 | 1 | 1.22 | 35.1763 | 28.833 | [7 empty] | 113304.293 |  | 2485.9695
0.0626 | A) 1.22, 86.64 |  | Controls Section (DALI) | 5699.92 | 5699.92 | 1 | 1.22 | 86.64 | 28.833 | [7 empty] | 3180.67 |  | 21
0.003 | A) ---, 51.41 |  | Controls Section Engineer (DALI) | 5074.17 | 5074.17 | 1 | 1.22 | 51.41 | 28.833 | [7 empty] | 0 |  | 98.7
-1.6288 | A) 1.07 |  | ELV Sub-Contractor - APCO | 42819.76 | 42819.76 | 1 | 1.075 | 30.9955 | 28.833 | [7 empty] | 39833.85 |  | 0
-9.0949e-13 | A) 1.1 |  | ELV Sub-Contractor - DATA | 6072 | 6072 | 1 | 1.1 | 31.7163 | 28.833 | [7 empty] | 5520 |  | 0
|  |  |  | 0 | 0 | 1 | 0 | 0 | 28.833 | [7 empty] | 0 |  | 0
|  |  |  | 0 | 0 | 1 | 0 | 0 | 28.833 | [7 empty] | 0 |  | 0
|  |  |  | 0 | 0 | 1 | 0 | 0 | 28.833 | [7 empty] | 0 |  | 0
-0.00423 | A) 1.1, 31.71 |  | Enemalta 3Ph Application | 1056.6 | 1056.6 | 1 | 1.1 | 31.7163 | 28.833 | [7 empty] | 900 |  | 2.1
|  |  |  | 0 | 0 | 1 | 0 | 0 | 28.833 | [7 empty] | 0 |  | 0
MIXED
Discy.L | 286398.79 |  | 0 | 286398.79 | 286398.79 | [11 empty] | 162738.813 |  | 2607.7695
0.00 | BOQ TOTAL |  |  | ESTIM TOTAL (€)
1.125 | <1 Actual LabCont | [15 empty] | 162742.8644 | C.C.Totals | 2606.3322
<2 Phrs @ 1.00
| <3 Phrs @ Actual | [14 empty] | Discy.T >> | 4.0514 | PRINT | -1.4373
| Values Only on : |  | 2025-10-23 | 315655.24 | 315655.24 | [11 empty] | 173598.973 |  | 2779.944
| Values Only on : |  | 2025-10-27 | 310694.81 | 310694.81 | [11 empty] | 172956.003 |  | 2715.044
| Values Only on : |  | 2025-12-11 | 310900.8 | 310900.8 | [11 empty] | 173103.633 |  | 2715.594
| Values Only on : |  | 2026-01-12 | 301797.2 | 301797.2 | [11 empty] | 167814.213 |  | 2715.594
| Values Only on : |  | 2026-02-19 | 286398.79 | 286398.79 | [11 empty] | 162738.813 |  | 2607.7695
Note: The 1% measuring fee is included directly in the client BOQ Summary Page.
REMARKS:
1) VAT and Duties as above.
ESTIMATOR: |  |  | R.Farrugia | [12 empty] | APPROVED BY:
SIGNED: | [15 empty] | DATE APPROVED:
FILE LOCATION: |  |  | https://d.docs.live.net/d8e42587b76b10ba/Documents/Visual Code Studio/Claude/BMS-Attribution-Model/projects/J01111_Brit_Hotel/[EL25_0662B_Brittania_Hotel_Elec_Revised_Estim_B.xlsx]Elec_Est
PANTA CONTRACTING LTD. - ELECTRICAL DIVISION
CONTRACT / VARIATION INPUT DOCUMENT
Copy to:-
|  |  | Client: | Battery Street Limited | [13 empty] | Ms. S. Magri
|  |  | Project: | MEP Works British Hotel | [13 empty] | Mr. K. Micallef
|  |  | Job Description: | Electrical and ELV Systems | [13 empty] | Mr. A. Sciberras
|  |  | Quote No: | EL25-0662B
|  |  | Client's Ref: | MEP REVISED
File:-
File No:
Ext. Ref:
Contract /Variation (Excl. VAT)
|  | 286398.79 |  | Estim.Sell before Discounts excl.VAT (€): | 286398.79
|  |  |  | Overall Discount: | 0%
|  |  |  | Final Sell after Discounts excl.VAT (€): | 286398.79
|  |  |  | Labour Rate - | 28.833 | [11 empty] | Mech. Cost to us
|  |  | Mat. Cost | Labour | Total Cost | [11 empty] | Sell Excl.VAT / Total Cost
|  |  | € | Pair.Hrs | €
|  |  | 162742.8644 | 2606.3322 | 237891.2418 | [11 empty] | 1.2039
( From CostCode Totals )
Advanced Payment:
Retention:
Awarded Date:
Estimated Start Date:
Estimated Completion Date:
.................
|  |  | A. Sciberras | [13 empty] | Date issued:
2026-04-02 09:47
PANTA CONTRACTING LTD. - ELECTRICAL DIVISION
ELECTRICAL AND ELV CONTRACT / VARIATION BUDGET COST
|  |  | Project: | MEP Works British Hotel
|  |  | Job Desc: | Electrical and ELV Systems
|  |  | Client's Ref: | MEP REVISED
|  |  | COSTCODE |  | Cost | [10 empty] | Mat. | Mat Cost | Lab Cost @ | Labour
[5 empty] | Code | [10 empty] | Cont. | € | 28.833 | Pair.Hrs
| V:56 |  | BOQ RateOnly Items | [11 empty] | FIX | 1
| 1(J) | cc | Erection materials |  | 501 | [9 empty] | 1 | 1 | 772.9167 | 1516.394 | 52.5923
| 2 | cc | Busbar Trunking |  | 505 | [9 empty] | 1 | 1 | 0 | 0 | 0
| 3 | cc | Switchgear |  | 510 | [9 empty] | 2 | 1 | 39380.27 | 5292.0088 | 183.54
| 4 | cc | MCC Equipment |  | 511 | [9 empty] | 2 | 1 | 0 | 0 | 0
| 5 | cc | BMS Equipment |  | 512 | [9 empty] | 2 | 1 | 3180.67 | 605.493 | 21
| 6 | cc | PVC Pipes / Ducts |  | 520 | [9 empty] | 1 | 1 | 0 | 0 | 0
| 7 | cc | High/medium voltage switchgear |  | 530 | [9 empty] | 2 | 1 | 0 | 0 | 0
| 8 | cc | Power Transformers |  | 550 | [9 empty] | 2 | 1 | 0 | 0 | 0
| 9 | cc | Control Panels |  | 570 | [9 empty] | 2 | 1 | 1358.465 | 484.3944 | 16.8
| 10 | cc | Electrical Single Core Cables |  | 615 | [9 empty] | 2 | 1 | 7055.8075 | 15193.4845 | 526.9478
| 11(K) | cc | Electrical Multicore Cables |  | 616 | [9 empty] | 2 | 1 | 15341.3093 | 3493.0891 | 121.149
| 12 | cc | ELV/BMS/Special Cables |  | 617 | [9 empty] | 2 | 1 | 0 | 0 | 0
| 13 | cc | Cable Accessories |  | 620 | [9 empty] | 2 | 1 | 418.7 | 1977.5401 | 68.586
| 14 | cc | Galv. Cable Trays |  | 650 | [9 empty] | 1 | 1 | 947.6427 | 1256.398 | 43.575
| 15 | cc | PVC Cable Trays |  | 651 | [9 empty] | 1 | 1 | 0 | 0 | 0
| 16 | cc | Galv. Cable Basket |  | 652 | [9 empty] | 1 | 1 | 0 | 0 | 0
| 17 | cc | Galv. Cable Ladder |  | 654 | [9 empty] | 1 | 1 | 0 | 0 | 0
| 18 | cc | Galv. Cable Trunking |  | 675 | [9 empty] | 1 | 1 | 108.0123 | 205.8676 | 7.14
| 19 | cc | Alum. Cable Trunking |  | 676 | [9 empty] | 1 | 1 | 0 | 0 | 0
| 20 | cc | PVC Cable Trunking |  | 680 | [9 empty] | 1 | 1 | 0 | 0 | 0
| 21(L) | cc | Underfloor Cable Trunking |  | 681 | [9 empty] | 1 | 1 | 0 | 0 | 0
| 22 | cc | Galv. Conduit |  | 690 | [9 empty] | 1 | 1 | 0 | 0 | 0
| 23 | cc | PVC Conduit |  | 700 | [9 empty] | 1 | 1 | 5254.6744 | 27728.4952 | 961.693
| 24 | cc | Wiring Accessories |  | 705 | [9 empty] | 3 | 1 | 8281.4785 | 3006.5798 | 104.2756
| 25 | cc | Dimming Equipment |  | 706 | [9 empty] | 3 | 1 | 0 | 2845.8171 | 98.7
| 26 | cc | Fire Alarm Equipment |  | 725 | [9 empty] | 3 | 1 | 29589.89 | 0 | 0
| 27 | cc | Fire Barriers |  | 726 | [9 empty] | 3 | 1 | 847.29 | 1032.3656 | 35.805
| 28 | cc | Security Alarm System |  | 750 | [9 empty] | 3 | 1 | 0 | 0 | 0
| 29 | cc | Access Control |  | 751 | [9 empty] | 3 | 1 | 7846.14 | 1089.8874 | 37.8
| 30 | cc | Hotel Electronic Lock |  | 752 | [9 empty] | 3 | 1 | 0 | 0 | 0
| 31(M) | cc | Sub-Contracting Installation Elec |  | 753 | [9 empty] | 3 | 1 | 0 | 0 | 0
| 32 | cc | Timing Equipment |  | 770 | [9 empty] | 3 | 1 | 0 | 0 | 0
| 33 | cc | Public Address |  | 790 | [9 empty] | 3 | 1 | 0 | 0 | 0
| 34 | cc | Voice Alarm Equipment |  | 791 | [9 empty] | 3 | 1 | 0 | 0 | 0
| 35 | cc | Lightning / Bonding System |  | 810 | [9 empty] | 3 | 1 | 855.35 | 15.1373 | 0.525
| 36 | cc | T.V System |  | 815 | [9 empty] | 3 | 1 | 0 | 0 | 0
| 37 | cc | UPS/Voltage Stabilisers |  | 820 | [9 empty] | 2 | 1 | 0 | 0 | 0
| 38 | cc | Data Network Equipment |  | 821 | [9 empty] | 3 | 1 | 5520 | 0 | 0
| 39 | cc | Light Fittings |  | 835 | [9 empty] | 3 | 1 | 1840.4 | 6826.9336 | 236.775
| 40 | cc | Generators, AMF Panels |  | 845 | [9 empty] | 2 | 1 | 20720 | 363.2958 | 12.6
| 41(N) | cc | Telephone Equipment |  | 855 | [9 empty] | 3 | 1 | 0 | 0 | 0
| 42 | cc | Intercom |  | 856 | [9 empty] | 3 | 1 | 0 | 0 | 0
| 43 | cc | Mechanical for Electrical |  | 857 | [9 empty] | 4 | 1 | 0 | 0 | 0
| 44 | cc | Nurse Call |  | 858 | [9 empty] | 3 | 1 | 1060.12 | 0 | 0
| 45 | cc | C.C.T.V. Equipment |  | 865 | [9 empty] | 3 | 1 | 2353.7 | 0 | 0
| 46 | cc | Tools and Instruments |  | 870 | [9 empty] | 4 | 1 | 0 | 0 | 0
| 47 | cc | Consumbles |  | 875 | [9 empty] | 1 | 1 | 944.372 | 35.4213 | 1.2285
| 48 | cc | Drawings/Manuals |  | 880 | [9 empty] | 3 | 1 | 100.656 | 0 | 0
| 49 | cc | Spare Parts |  | 885 | [9 empty] | 4 | 1 | 0 | 0 | 0
| 50 | cc | Labour |  | 900 | [9 empty] | 3 | 1 | 0 | 302.7465 | 10.5
| 51(O) | cc | Dismantling (Labour Only) |  | 901 | [9 empty] | 1 | 1 | 0 | 0 | 0
| 52 | cc | Testing & Commissioning |  | 902 | [9 empty] | 3 | 1 | 1340 | 1453.1832 | 50.4
| 53 | cc | Sub-Contracting Works |  | 960 | [9 empty] | 4 | 1 | 2150 | 0 | 0
| 54 | cc | Enemalta Application |  | 961 | [9 empty] | 3 | 1 | 900 | 60.5493 | 2.1
| 55 | cc | Crainage and Transportation |  | 962 | [9 empty] | 1 | 1 | 2550 | 0 | 0
| 56 | cc | Provisional Sum |  | 970 | [9 empty] | 4 | 1 | 2025 | 363.2958 | 12.6
|  |  | Totals | [13 empty] | 162742.8644 | 75148.3774 | 2606.3322
|  | cc |  |  | Fix 1 |  | 1 | [9 empty] | 10577.6181 |  | 1066.2288
|  | cc |  |  | Fix 2 |  | 2 | [9 empty] | 87455.2218 |  | 950.6228
|  | cc |  |  | Fix 3 |  | 2 | [9 empty] | 60535.0245 |  | 576.8806
|  | cc |  |  | Others |  | 3 | [9 empty] | 4175 |  | 12.6
|  | cc |  |  | TOTAL | [11 empty] | 162742.8644 |  | 2606.3322
.................
A. Sciberras
2026-04-02 09:47
Comment / Change in Scope
1.Form/0Mat
2.VAT
3.DiscyA-J
4.MU/LabRate
5.Ov.Dsct/MU
6ab.Lab.Cont.
7.Mat.Cont.
8.BOQ
9.Recon.
11.ValsOnly
10.Avg.Rates OK?
Note on C1: Michael Vella: Insert Foreign Currency here (say: 1.55 - $US) and change Q1 accordingly
Note on W1: Michael Vella: BOQ - Use numbers in BOQ column TDWG - Use numbers in TDWG column ACT - Use numbers in ACT column DIF_TD - Use (TDWG - BOQ) difference DIF_A - Use (ACT - BOQ) difference
Note on R2: Michael Vella: When you want to uplift markups to offset a discount, first generate your estimate without any discount and paste the estimate totals as values-only. Then divide markups by (1-Dsct%) to get to your original values-only totals.
Note on B3: Michael Vella: When job description starts with "Supply only" and the Quote No. is "EL" then the Quote Title in the Quote worksheet will change from PANTA CONTRACTING LTD to PANTA RETAIL LTD.
Note on D7: Michael Vella: Press <CTRL :> to enter the current date.
Note on R12: Michael Vella: Enter the markups used in this cell to make Mario aware eg: (MIXED I,J). Preferably dedicated markups should be used for the mixed subitems which are not used anywhere else. Also the same discount value should then be entered for all three (MIXED, I and J)
Note on A33: Michael Vella: Select MIXED if mixed markups are used. Leave empty if mixed markups are not used.
Note on C33: Michael Vella: If a <%Discount on Totals> is required on Mixed Item Blocks you must use dedicated markups (say I and J) for the SubItems that make up these blocks. These markups must then NOT be used for anything else in this estimate. Enter the markups used in this cell to make Mario aware as (MIXED I,J). Also the same discount value should then be entered for both these markups.
Note on R33: Michael Vella: If a <%Discount on Totals> is required on Mixed Item Blocks you must use dedicated markups (say I and J) for the SubItems that make up these blocks. These markups must then NOT be used for anything else in this estimate. Enter the markups used in this cell to make Mario aware as (MIXED I,J). Also the same discount value should then be entered for both these markups.
Note on A37: Michael Vella: Step 1. Enter the Actual Labour Contingency ($T1) used in this cell.
Note on S37: Michael Vella: Cost Code Totals for entry into P.I.T. by Amanda
Note on A38: Michael Vella: Step 2. Paste the Labour PairHours ($T35) as a value with the Labour Contingency set at 1.00 in this cell.
Note on A39: Michael Vella: Step 3. Paste the Labour PairHours ($T35) as a value with the actual Labour Contingency used in this cell.
Note on S39: Michael Vella: Select <Test for 0.00> and confirm that DiscyT are both 0.00, then make sure that you select PRINT again before printing.
Note on D41: Michael Vella: Press <CTRL :> to enter the current date.
Note on D42: Michael Vella: Press <CTRL :> to enter the current date.
Note on D43: Michael Vella: Press <CTRL :> to enter the current date.
Note on D44: Michael Vella: Press <CTRL :> to enter the current date.
Note on D45: Michael Vella: Press <CTRL :> to enter the current date.

## Quote
PANTA CONTRACTING LIMITED
ELECTRICAL INTERNAL QUOTATION
| ATT: | [15 empty] | Dated: | 2026-04-02 09:47
| CLIENT: | Link to ML_SUM $D1 | Battery Street Limited
| PROJECT: | Link to ML_SUM $D2 | MEP Works British Hotel
| JOB DESC: | Link to ML_SUM $D3 | Electrical and ELV Systems
| QUOTE No: | Link to ML_SUM $D4 | EL25-0662B
| CLIENT's Ref: | Link to ML_SUM $D5 | MEP REVISED
|  |  | Selling Price (€) : | 286398.79 | VAT EXCL. | VAT EXCLUDED. | VAT EXCLUDED. | VAT EXCLUDED. | VAT EXCLUDED. | VAT EXCLUDED. | VAT EXCLUDED. | VAT EXCLUDED. | VAT EXCLUDED. | VAT EXCLUDED. | VAT EXCLUDED.
Signed for and on behalf of | [15 empty] | Signed for and on behalf of
Electrical Division | [15 empty] | Division
Records
Mr. A. Sciberras
File
CONDITIONS:
1) Payment - 100% on completion / as per contract.
2) Quote is valid for 30 days from above date.
3) Commencement - to be confirmed at time of order.
4) Works are proceeding. / Works await approval in order to proceed. / First and second fix works are
proceeding but supply of equipment awaits approval.
5) Execution Approx. ?? working weeks
6) Delivery of Equipment - ?? weeks, most other materials are available ex-stock, subject to being unsold.
7) The above selling price includes the contract discount and is additional to the contract value.
8) The original contract value for BOQ Items / that have remained unchanged / that are related to system / is to be claimed in full.
9) We have assumed that we will be allowed to work unhindered between 7.00 to 15.30 on weekdays.
EXCLUSIONS:
1) Any builders' work except conduit chases in walls / as per contract.
2) Work outside our normal working hours.
3) Security of the works after normal working hours.
4) Cutting of holes in gypsum partitions or false ceilings to accommodate electrical devices.
5) Dismantling of any existing installation / false ceiling / furnishings unless included in attached BOQ.
6) Anything not mentioned in our Bill of Quantities.
DESCRIPTION OF WORKS / SPECIFICATIONS:
1) As per the attached BOQ. / This quotation covers the supply, installation and commissioning ……..
2) Technical literature for the items offered is attached.
3)
4)
5)
6)

## Preliminaries
BILL OF QUANTITIES
PRELIMINARIES
Item |  | Qty | Unit | Rate in € | Total
1 | Mobilisation and demobilisation including setting up of workshop storage facilities and their security. | 1 | LS | 610 | 610
2 | Safety clothing for all site personnel in accordance with statutory requirements. | 1 | LS | Included
3 | Allowance for weekly progress meetings within project execution period. | 1 | LS | Included
4 | Provision of instrumentation used for commissioning purposes including evidence of associated valid calibration certificates. | 1 | LS | Included
5 | Two copies of a complete set of installation drawings allowing for coordination with sub-contractors, client, interior designer, etc. as applicable. | 1 | LS | Included
6 | Provision for a quality control engineer to ensure that the items being proposed are in accordance with technical specification and will fulfil the project requirements. | 1 | LS | Included
7 | Provision for a Quality Control Engineer to certify that the equipment and materials are installed, tested and commissioned in accordance with manufacturer's recommendations and / or relevant statutory requirements and / or CIBSE and / or equal and approved documents. | 1 | LS | Included
8 | Provision to identify access requirements for maintenance purposes in accordance with manufacturer's guidelines and common practice. | 1 | LS | Included
9 | Provision of signing of commissioning documentation by an independent Warranted Engineer. | 1 | LS | 1049.2 | 1049.2
10 | Provision of signing of as-fitted drawings by an independent Warranted Engineer. | 1 | LS | 585.6 | 585.6
P | Total carried forward to summary page |  |  |  | 2244.8 | 2244.8
Item |  | Qty | Unit | Rate in € | Total
11 | To allow for builders works in accordance to the preamble section of the technical specifications. | 1 | LS | Refer to covering letter.
12 | Provision for a recognised Health and Safety Officer. | 1 | LS | Included
13 | Provision for completing the necessary risk assessment and method statements required. | 1 | LS | 2623 | 2623
14 | Provision for an initial Program of Works and monthly updates | 1 | LS | Included
15 | Provision of Submittal Form for materials and Supply of Samples | 1 | LS | Refer to covering letter.
16 | Provision for Housekeeping and Waste Management | 1 | LS | 2913.72 | 2913.72
17 | Provision of Local Council Permits to be charged at cost against receipts | 1 | LS | Refer to covering letter.
P | Total carried forward to summary page |  |  |  | 5536.72 | 5536.72

## Electrical
BILL OF QUANTITIES
ELECTRICAL SYSTEM
Item | Description | Qty | Unit | Rate in € | Total
T | MAIN INFRASTRUCTURE
T | SWITCHGEAR AND OTHER APPARATUS
1T | Supply only the following switchgear and other accessories.
a. | Incomer Switchgear Panel SP-INC complete with Shunt Trip and Adjustable Earth Fault Relay | 1 | LS | 1256.56 | 1256.56
b. | Main Switchgear Panel MSP-NE including Transient Surge Protection | 1 | LS | 8432.71 | 8432.71
c. | Main Switchgear Panel MSP-ES | 1 | LS | 15258.49 | 15258.49
d. | 60kVAR Power Factor Correction Unit (PFCU) | 1 | LS | 4016.24 | 4016.24
e. | Switchgear Panel for Generator SP-GEN including Transient Surge Protection | 1 | LS | 7182.43 | 7182.43
2T | Install and connect only the following switchgear and other accessories.
a. | Incomer Switchgear Panel SP-INC complete with Shunt Trip and Adjustable Earth Fault Relay | 1 | LS | 204.92 | 204.92
b. | Main Switchgear Panel MSP-NE including Transient Surge Protection | 1 | LS | 940.25 | 940.25
c. | Main Switchgear Panel MSP-ES | 1 | LS | 1198.79 | 1198.79
d. | 60kVAR Power Factor Correction Unit (PFCU) | 1 | LS | 462.67 | 462.67
e. | Switchgear Panel for Generator SP-GEN including Transient Surge Protection | 1 | LS | 915.41 | 915.41
P | Total carried forward to summary page |  |  |  | 39868.47 | 39868.47 | 0
Item | Description | Qty | Unit | Rate in € | Total
T | POWER CABLING
3T | Supply and install the following power cables. Cost is to, include all cable terminations and fixing accessories as, necessary.
a. | From SP-INC to MSP-NE, 2 x (5 core x 70 mm2 ) XLPE/SWA/LSZH/Cu Cable | 35 | m/r | 124.11 | 4343.85
b. | From SP-GEN to ATS, 2 x (5 core x 50 mm2 ) FG16(O)M16 Cable | 65 | m/r | 96.07 | 6244.55
c. | From MSP-NE to ATS, 2 x (5 core x 50 mm2 ) FG16(O)M16 Cable | 10 | m/r | 96.07 | 960.7
d. | From ATS to MSP-ES, 2 x (5 core x 50 mm2 ) FG16(O)M16 Cable | 10 | m/r | 96.07 | 960.7
e. | From MSP-NE to PFCU, 5 core x 70 mm2 FG16(O)M16 Cable | 10 | m/r | 73.21 | 732.1
f. | From MSP-NE to DB-OU, 5 core x 25 mm2 FG16(O)M16 Cable | 54 | m/r | 24.84 | 1341.36
g. | From MSP-NE to Fire Fighting Lift ATS, 5 core x 6.0 mm2 Fire Rated F120 Cable | 55 | m/r | 23.58 | 1296.9
h. | From SP-GEN to Smoke Fans ATS, 5 core x 6.0 mm2 Fire Rated F120 Cable | 20 | m/r | 23.58 | 471.6
i. | From SP-GEN to Fire Fighting Lift ATS, 5 core x 6.0 mm2 Fire Rated F120 Cable | 15 | m/r | 23.58 | 353.7
j. | From MSP-ES to DB-B1, 5 core x 10 mm2 FG16(O)M16 Cable | 13 | m/r | 13.11 | 170.43
k. | From MSP-ES to DB-K, 5 core x 25 mm2 FG16(O)M16 Cable | 22 | m/r | 24.84 | 546.48
l. | From MSP-ES to DB-L0, 5 core x 10 mm2 FG16(O)M16 Cable | 7 | m/r | 13.11 | 91.77
m. | From MSP-ES to DB-L1, 5 core x 10 mm2 FG16(O)M16 Cable | 38 | m/r | 13.11 | 498.18
n. | From MSP-ES to DB-L2, 5 core x 10 mm2 FG16(O)M16 Cable | 40 | m/r | 13.11 | 524.4
P | Total carried forward to summary page |  |  |  | 18536.72 | 18536.72 | 0
Item | Description | Qty | Unit | Rate in € | Total
o. | From MSP-ES to DB-L3, 5 core x 10 mm2 FG16(O)M16 Cable | 48 | m/r | 13.11 | 629.28
p. | From MSP-ES to DB-L4, 5 core x 10 mm2 FG16(O)M16 Cable | 51 | m/r | 13.11 | 668.61
q. | From MSP-ES to DB-L5, 5 core x 10 mm2 FG16(O)M16 Cable | 51 | m/r | 13.11 | 668.61
r. | From MSP-ES to DB-CA, 5 core x 10 mm2 FG16(O)M16 Cable | 7 | m/r | 13.11 | 91.77
s. | From MSP-ES to Fire Alarm Panel, 3 core x 2.5 mm2 Fire Rated F120 Cable | 35 | m/r | 13.4 | 469
t. | From MSP-ES to Fire Damper Control Panel, 3 core x 2.5 mm2 Fire Rated F120 Cable | 35 | m/r | 13.4 | 469
u. | From MSP-ES to Kitchen Hood Suppression System, 3 core x 2.5 mm2 Fire Rated F120 Cable | 32 | m/r | 13.4 | 428.8
v. | From MSP-NE to Smoke Fans ATS, 5 core x 6.0 mm2 Fire Rated F120 Cable | 65 | m/r | 23.58 | 1532.7
T | CABLE MANAGEMENT
4T | Supply and install the following galvanised steel cable, tray. The cost is to include all bracketing as necessary.
a. | 100mm | 30 | m | 25.53 | 765.9
b. | 200mm | 30 | m | 36.52 | 1095.6
c. | 300mm | 10 | m | 42.77 | 427.7
d. | 400mm | 30 | m | 51.17 | 1535.1
e. | 500mm | 20 | m | 57.85 | 1157
P | Total carried forward to summary page |  |  |  | 9939.07 | 9939.07 | 0
Item | Description | Qty | Unit | Rate in € | Total
T | BASEMENT LEVEL -1
T | LIGHTING INSTALLATION
5T | Supply and install the following lighting points as specified. (Moulded Plastic Installation)
a. | One light point controlled by one switch | 1 | No. | 57.85 | 57.85
b. | Eight light points controlled by one switch | 1 | No. | 260.34 | 260.34
c. | One light point controlled by two two-way switches | 1 | No. | 86.78 | 86.78
d. | Two light points controlled by two two-way switches | 1 | No. | 115.71 | 115.71
e. | Four light points controlled by two two-way switches | 1 | No. | 173.56 | 173.56
f. | One light point controlled by one movement detector | 3 | No. | 88.56 | 265.68
g. | Two light points controlled by one movement detector | 2 | No. | 117.48 | 234.96
h. | Three light points and one extractor fan controlled by one movement detector | 1 | No. | 175.34 | 175.34
i. | Four light points controlled by one movement detector | 1 | No. | 175.34 | 175.34
j. | Maintained emergency light points | 6 | No. | 57.85 | 347.1
6T | Supply only the following light fittings and accessories
a. | 600mm x 600mm, 40W Soffit Recessed LED Panel | 8 | No. | 43.07 | 344.56
b. | Type 'E1' - Single Sided, Wall Mounted, Directional Exit Signage | 5 | No. | 28.98 | 144.9
c. | Type 'E2' - Double Sided, Ceiling Mounted/ Soffit Recessed, Directional Exit Signage | 1 | No. | 43.86 | 43.86
d. | Battery Backup Kit for Type 'LT-02' and Type 'LT-15' | 7 | No. | No Quote
7T | Install and connect only the following light fittings and accessories. Light Fittings to be supplied by client.
a. | Type 'LT-02' - 11W Soffit Recessed Light Fitting | 4 | No. | 14.36 | 57.44
b. | Type 'LT-03' - Wall Light | 2 | No. | 11.35 | 22.7
c. | Type 'LT-15' - 8.5W Soffit Recessed Downlighter | 8 | No. | 14.36 | 114.88
P | Total carried forward to summary page |  |  |  | 2621 | 2621 | 0
Item | Description | Qty | Unit | Rate in € | Total
d. | Type 'LT-16' - 8.5W Soffit Recessed Downlighter | 1 | No. | 14.36 | 14.36
e. | Type ' LD-11' - Hallway Wall Light | 4 | No. | 11.35 | 45.4
f. | Type 'LD-16' - Toilets Wall Light | 3 | No. | 11.35 | 34.05
g. | 600mm x 600mm, 40W Soffit Recessed LED Panel | 8 | No. | 21.74 | 173.92
h. | Type 'E1' - Single Sided, Wall Mounted, Directional Exit Signage | 5 | No. | 13.21 | 66.05
i. | Type 'E2' - Double Sided, Ceiling Mounted/ Soffit Recessed, Directional Exit Signage | 1 | No. | 17.87 | 17.87
j. | Battery Backup Kit for Type 'LT-02' and Type 'LT-15' | 7 | No. | 16.12 | 112.84
T | POWER INSTALLATION
8T | Supply and install the following power points in LSZH, conduit chased in wall.
a. | 13Amp BS1363 Single Socket Outlet | 6 | No. | 77.31 | 463.86
b. | 13Amp BS1363 Double Socket Outlet | 3 | No. | 79.36 | 238.08
c. | 13Amp BS1363 Double Socket Outlet complete with Type 'A' and Type 'C' USBs | 2 | No. | 119.8 | 239.6
d. | 13Amp BS1363 Weatherproof Double Socket Outlet | 10 | No. | 115.17 | 1151.7
e. | 13Amp Switched Fuse Connection Unit | 6 | No. | 79.88 | 479.28
f. | 13Amp Unswitched Fuse Connection Unit | 6 | No. | 79.88 | 479.28
T | SWITCHGEAR AND OTHER APPARATUS
9 | Supply only the following switchgear and other accessories.
a. | Distribution Board DB-B1 in Staff Area Corridor | 1 | No. | 996.39 | 996.39
b. | Distribution Board DB-K in Kitchen | 1 | No. | 947.59 | 947.59
c. | 16Amp Double Pole Rotary Isolator, IP65 | 6 | No. | 23.42 | 140.52
d. | 16Amp Four Pole Rotary Isolator, IP65 | 2 | No. | 25.03 | 50.06
P | Total carried forward to summary page |  |  |  | 5650.85 | 5650.85 | 0
Item | Description | Qty | Unit | Rate in € | Total
e. | 32Amp Four Pole Rotary Isolator, IP65 | 3 | No. | 26.84 | 80.52
f. | 16Amp 3Pin Female Trailing Industrial Socket Outlet | 2 | No. | 6.91 | 13.82
g. | 32Amp 5Pin Female Trailing Industrial Socket Outlet | 3 | No. | 19.12 | 57.36
10T | Install and connect only the following switchgear and other accessories.
a. | Distribution Board DB-B1 in Staff Area Corridor | 1 | No. | 272.55 | 272.55
b. | Distribution Board DB-K in Kitchen | 1 | No. | 272.55 | 272.55
c. | 16Amp Double Pole Rotary Isolator, IP65 | 6 | No. | 13.69 | 82.14
d. | 16Amp Four Pole Rotary Isolator, IP65 | 2 | No. | 13.69 | 27.38
e. | 32Amp Four Pole Rotary Isolator, IP65 | 3 | No. | 13.69 | 41.07
f. | 16Amp 3Pin Female Trailing Industrial Socket Outlet | 2 | No. | 6.28 | 12.56
g. | 32Amp 5Pin Female Trailing Industrial Socket Outlet | 3 | No. | 7.39 | 22.17
T | POWER CABLING
11T | Supply and install the following power cables. Cost is to, include all cable terminations and fixing accessories as, necessary.
a. | From DB-B1 to Ventilation Supply Fan, 3 core x 2.5 mm2 FG16(O)M16 Cable | 20 | m/r | 4.5 | 90
b. | From DB-B1 to Drainage Lifting Station, 5 core x 2.5 mm2 FG16(O)M16 Cable | 20 | m/r | 6.41 | 128.2
T | CABLE MANAGEMENT
12T | Supply and install the following galvanised steel cable trunking. Cost is to include all bracketing to wall or ceiling as necessary.
a. | 75mm x 50mm | 15 | m | 32.18 | 482.7
b. | 75mm x 75mm | 5 | m | 33.46 | 167.3
P | Total carried forward to summary page |  |  |  | 1750.32 | 1750.32 | 0
Item | Description | Qty | Unit | Rate in € | Total
T | GROUND FLOOR
T | LIGHTING INSTALLATION
13T | Supply and install the following lighting points as specified. (Moulded Plastic Installation)
a. | One light point controlled by two two-way switches | 1 | No. | 86.78 | 86.78
b. | Two light points controlled by two two-way switches | 1 | No. | 115.71 | 115.71
c. | Maintained emergency light points | 11 | No. | 57.85 | 636.35
14T | Supply and install the following DALI lighting points (Moulded Plastic Installation)
a. | Internal light points | 72 | No. | 67.06 | 4828.32
b. | External light points | 4 | No. | 124.92 | 499.68
15T | Supply and install the following DALI switches / controllers.
a. | 8-Button Keypad to control corridor lighting from reception | 1 | No. | 1415.36 | 1415.36
16T | Supply only the following light fittings and accessories
a. | 5Amp Socket Outlet for Lighting | 2 | No. | 9.94 | 19.88
b. | Type 'E1' - Single Sided, Wall Mounted, Directional Exit Signage | 7 | No. | 28.98 | 202.86
c. | Type 'E2' - Double Sided, Soffit Recessed, Directional Exit Signage | 4 | No. | 43.86 | 175.44
17T | Install and connect only the following light fittings and accessories. Light Fittings to be supplied by client.
a. | Type ' LT-04' - 6W Wall Mounted Spotlight, Dimmable | 40 | No. | 11.35 | 454
b. | Type 'LT-09' - 300mm x 300mm LED Panel Soffit Recessed | 3 | No. | 14.36 | 43.08
c. | Type 'LT-12' - 6W Recessed Floor Spotlight, Dimmable, IP65 | 4 | No. | 49.48 | 197.92
P | Total carried forward to summary page |  |  |  | 8675.38 | 8675.38 | 0
Item | Description | Qty | Unit | Rate in € | Total
d. | Type 'LT-14' - Dimmable Strip Light | 22 | m | 5.63 | 123.86
e. | Type 'LT-15' - 8.5W Soffit Recessed Downlighter, Dimmable | 5 | No. | 14.36 | 71.8
f. | Type 'LD-02' - Common Areas Art Light | 19 | No. | 11.35 | 215.65
g. | Type 'LD-03' - Wall light fitting in Lobby | 2 | No. | 11.35 | 22.7
h. | Type 'LD-10' - Armchair Reading Light | 2 | No. | 5.63 | 11.26
i. | Type 'LD-11' - Hallway Wall Light | 1 | No. | 11.35 | 11.35
j. | 5Amp Socket Outlet for Lighting | 2 | No. | 64.13 | 128.26
k. | Type 'E1' - Single Sided, Wall Mounted, Directional Exit Signage | 7 | No. | 13.21 | 92.47
l. | Type 'E2' - Double Sided, Soffit Recessed, Directional Exit Signage | 4 | No. | 17.87 | 71.48
m. | Battery Backup Kit for Type 'LT-09' | 2 | No. | 16.12 | 32.24
T | POWER INSTALLATION
18T | Supply and install the following power points in LSZH Conduit, chased in wall.
a. | 13Amp BS1363 Single Socket Outlet | 1 | No. | 77.31 | 77.31
b. | 13Amp BS1363 Double Socket Outlet | 18 | No. | 79.36 | 1428.48
c. | 13Amp BS1363 Single Socket Outlet complete with Type 'A' and Type 'C' USBs | 8 | No. | 119.8 | 958.4
d. | 13Amp BS1363 Double Socket Outlet complete with Type 'A' and Type 'C' USBs | 8 | No. | 119.8 | 958.4
e. | 13Amp BS1363 Weatherproof Double Socket Outlet | 1 | No. | 115.17 | 115.17
f. | 13Amp Switched Fuse Connection Unit | 4 | No. | 79.88 | 319.52
g. | 13Amp Unswitched Fuse Connection Unit | 7 | No. | 79.88 | 559.16
h. | 13Amp BS1363 Double Socket Outlet in Floor Box | 2 | No. | 79.36 | 158.72
i. | 13Amp BS1363 Double Socket Outlet complete with Type 'A' and Type 'C' USBs in Floor Box | 2 | No. | 119.8 | 239.6
P | Total carried forward to summary page |  |  |  | 5595.83 | 5595.83 | 0
Item | Description | Qty | Unit | Rate in € | Total
T | SWITCHGEAR AND OTHER APPARATUS
19T | Supply only the following switchgear and other accessories.
a. | Distribution Board DB-L0 | 1 | No. | 1096.87 | 1096.87
b. | Distribution Board DB-CA | 1 | No. | 251.32 | 251.32
c. | 5 Module Floor Box | 1 | No. | 115.89 | 115.89
20T | Install and connect only the following switchgear and other accessories.
a. | Distribution Board DB-L0 | 1 | No. | 309.48 | 309.48
b. | Distribution Board DB-CA | 1 | No. | 161.74 | 161.74
c. | 5 Module Floor Box | 1 | No. | 46.17 | 46.17
P | Total carried forward to summary page |  |  |  | 1981.47 | 1981.47 | 0
Item | Description | Qty | Unit | Rate in € | Total
T | FIRST FLOOR
T | LIGHTING INSTALLATION
21T | Supply and install the following lighting points as specified. (Moulded Plastic Installation)
a. | One light point controlled by one switch | 6 | No. | 57.85 | 347.1
b. | Two light points controlled by one switch | 2 | No. | 86.78 | 173.56
c. | Four light points and one extractor fan controlled by one switch (one light point with battery back up) | 2 | No. | 173.56 | 347.12
d. | Five light points and one extractor fan controlled by one switch (one light point with battery back up) | 1 | No. | 202.49 | 202.49
e. | Six light points controlled by three switches | 1 | No. | 260.34 | 260.34
f. | Eight light points controlled by three switches | 1 | No. | 318.2 | 318.2
g. | One light point controlled by one movement detector | 2 | No. | 117.48 | 234.96
h. | 5Amp Socket Outlet for Lighting | 9 | No. | 74.08 | 666.72
i. | One light point for reading lights | 6 | No. | 57.85 | 347.1
j. | One light point for wardrobe lights | 2 | No. | 57.85 | 115.7
k. | Ceiling Fan point and controller | 3 | No. | 57.85 | 173.55
l. | One light point for magnifying mirror | 3 | No. | 57.85 | 173.55
m. | Three light points controlled by three switches, 3 occupancy sensors and relay (one light point with battery back up) | 3 | No. | 317.52 | 952.56
n. | Maintained emergency light points | 3 | No. | 57.85 | 173.55
22T | Supply and install the following DALI lighting points (Moulded Plastic Installation)
a. | Internal light points | 20 | No. | 67.06 | 1341.2
b. | External light points | 10 | No. | 124.92 | 1249.2
P | Total carried forward to summary page |  |  |  | 7076.9 | 7076.9 | 0
Item | Description | Qty | Unit | Rate in € | Total
23T | Supply and install the following DALI switches / controllers.
a. | 1-Button Keypad for external lighting | 3 | No. | 55.19 | 165.57
b. | 4-Button Keypad to control corridor lighting from reception | 1 | No. | 973.68 | 973.68
24T | Supply only the following light fittings and accessories
a. | 5Amp Socket Outlet for Lighting | 9 | No. | Included in item 21h
b. | Type 'E1' - Single Sided, Wall Mounted, Directional Exit Signage | 3 | No. | 28.98 | 86.94
25T | Install and connect only the following light fittings and accessories. Light Fittings to be supplied by client.
a. | Type ' LT-01' - 11W Soffit Recessed Light Fitting | 24 | No. | 14.36 | 344.64
b. | Type ' LT-02' - 11W Soffit Recessed Light Fitting | 9 | No. | 14.36 | 129.24
c. | Type ' LT-04' - 6W Wall Mounted Spotlight | 14 | No. | 11.35 | 158.9
d. | Type ' LT-05' - 6W Wall Mounted Spotlight | 8 | No. | 11.35 | 90.8
e. | Type ' LT-06' - 6W Wall Mounted Spotlight | 4 | No. | 11.35 | 45.4
f. | Type ' LT-08' - 5.9W Mini Soffit Recessed Downlighter | 3 | No. | 9.15 | 27.45
g. | Type ' LT-12' - 6W Recessed Floor Spotlight, Dimmable, IP65 | 10 | No. | 49.48 | 494.8
h. | Type ' LT-13' - Dimmable Strip Light | 2 | m | 5.63 | 11.26
i. | Type ' LT-15' - 8.5W Soffit Recessed Downlighter | 1 | No. | 14.36 | 14.36
j. | Type ' LD-11' - Hallway Wall Light | 4 | No. | 11.35 | 45.4
k. | Type ' LD-12' - Bed Reading Light | 6 | No. | 11.35 | 68.1
l. | Type ' LD-15' - Bathrooms Wall Light | 5 | No. | 11.35 | 56.75
m. | 5Amp Socket Outlet for Lighting | 9 | No. | Included in item 21h
n. | Type 'E1' - Single Sided, Wall Mounted, Directional Exit Signage | 3 | No. | 13.21 | 39.63
o. | Battery Backup Kit for Type 'LT-01', Type 'LT-02' and Type 'LT-06' | 6 | No. | 16.12 | 96.72
p. | Magnifying Mirror in Bathroom | 3 | No. | 11.35 | 34.05
P | Total carried forward to summary page |  |  |  | 2883.69 | 2883.69 | 0
Item | Description | Qty | Unit | Rate in € | Total
T | POWER INSTALLATION
26T | Supply and install the following power points in LSZH Conduit, chased in wall.
a. | 13Amp BS1363 Single Socket Outlet | 8 | No. | 77.31 | 618.48
b. | 13Amp BS1363 Double Socket Outlet | 8 | No. | 79.36 | 634.88
c. | Universal/ Continental Double Socket Outlet | 9 | No. | 119.8 | 1078.2
d. | Universal/ Continental Double Socket Outlet complete with Type 'A' USB and Type 'C' USB | 10 | No. | 119.8 | 1198
e. | 13Amp Switched Fuse Connection Unit | 6 | No. | 79.88 | 479.28
f. | 13Amp Unswitched Fuse Connection Unit | 5 | No. | 79.88 | 399.4
g. | Shaver Unit | 3 | No. | 107.8 | 323.4
T | SWITCHGEAR AND OTHER APPARATUS
27T | Supply only the following switchgear and other accessories.
a. | Distribution Board DB-L1 | 1 | No. | 618.74 | 618.74
b. | Consumer Unit CU-G01 | 1 | No. | 124.4 | 124.4
c. | Consumer Unit CU-G02 | 1 | No. | 124.4 | 124.4
d. | Consumer Unit CU-G03 | 1 | No. | 124.4 | 124.4
28T | Install and connect only the following switchgear and other accessories.
a. | Distribution Board DB-L1 | 1 | No. | 198.68 | 198.68
b. | Consumer Unit CU-G01 | 1 | No. | 161.1 | 161.1
c. | Consumer Unit CU-G02 | 1 | No. | 161.1 | 161.1
d. | Consumer Unit CU-G03 | 1 | No. | 161.1 | 161.1
P | Total carried forward to summary page |  |  |  | 6405.56 | 6405.56 | 0
Item | Description | Qty | Unit | Rate in € | Total
T | POWER CABLING
29T | Supply and install the following power cables. Cost is to, include all cable terminations and fixing accessories as, necessary.
b. | From DB-L1 to CU-G01, 3 core x 4mm2 FG16(O)M16 | 10 | m/r | 6.75 | 67.5
c. | From DB-L1 to CU-G02, 3 core x 4mm2 FG16(O)M16 | 8 | m/r | 6.75 | 54
d. | From DB-L1 to CU-G03, 3 core x 4mm2 FG16(O)M16 | 15 | m/r | 6.75 | 101.25
T | CABLE MANAGEMENT
30T | Supply and install the following galvanised steel cable, tray. The cost is to include all bracketing as necessary.
a. | 100mm | 10 | m | 25.53 | 255.3
P | Total carried forward to summary page |  |  |  | 478.05 | 478.05 | 0
Item | Description | Qty | Unit | Rate in € | Total
T | SECOND FLOOR
T | LIGHTING INSTALLATION
31T | Supply and install the following lighting points as specified. (Moulded Plastic Installation)
a. | One light point controlled by one switch | 3 | No. | 57.85 | 173.55
b. | Two light points controlled by one switch | 2 | No. | 86.78 | 173.56
c. | Three light points controlled by one switch | 1 | No. | 115.71 | 115.71
d. | Eight light points controlled by three switches | 3 | No. | 318.2 | 954.6
e. | Three light points controlled by three switches, 3 occupancy sensors and relay (one light point with battery back up) | 3 | No. | 317.52 | 952.56
f. | Three light points and one extractor fan controlled by one switch (one light point with battery back up) | 1 | No. | 144.63 | 144.63
g. | Eight light points and one extractor fan controlled by one switch (one light point with battery back up) | 1 | No. | 289.27 | 289.27
h. | Ten light points and one extractor fan controlled by one switch (one light point with battery back up) | 1 | No. | 318.2 | 318.2
i. | 5Amp Socket Outlet for Lighting | 9 | No. | 64.13 | 577.17
j. | One light point for reading lights | 6 | No. | 57.85 | 347.1
k. | One light point for wardrobe lights | 5 | No. | 57.85 | 289.25
l. | Ceiling Fan point and controller | 3 | No. | 57.85 | 173.55
m. | One light point for magnifying mirror | 3 | No. | 57.85 | 173.55
n. | One light point controlled by one movement detector | 3 | No. | 88.56 | 265.68
o. | Maintained emergency light points | 2 | No. | 57.85 | 115.7
32T | Supply and install the following DALI lighting points (Moulded Plastic Installation)
a. | Internal light points | 26 | No. | 67.06 | 1743.56
b. | External light points | 10 | No. | 124.92 | 1249.2
P | Total carried forward to summary page |  |  |  | 8056.84 | 8056.84 | 0
Item | Description | Qty | Unit | Rate in € | Total
33T | Supply and install the following DALI switches / controllers.
a. | 1-Button Keypad for external lighting | 3 | No. | 55.19 | 165.57
b. | 4-Button Keypad to control corridor lighting from reception | 1 | No. | 973.68 | 973.68
34T | Supply only the following light fittings and accessories
a. | 5Amp Socket Outlet for Lighting | 9 | No. | Included in item 31i
b. | Type 'E1' - Single Sided, Wall Mounted, Directional Exit Signage | 1 | No. | 28.98 | 28.98
c. | Type 'E2' - Double Sided, Soffit Recessed, Directional Exit Signage | 1 | No. | 43.86 | 43.86
35T | Install and connect only the following light fittings and accessories. Light Fittings to be supplied by client.
a. | Type ' LT-01' - 11W Soffit Recessed Light Fitting | 10 | No. | 14.36 | 143.6
b. | Type ' LT-02' - 11W Soffit Recessed Light Fitting | 4 | No. | 14.36 | 57.44
c. | Type ' LT-04' - 6W Wall Mounted Spotlight | 20 | No. | 11.35 | 227
d. | Type ' LT-05' - 6W Wall Mounted Spotlight | 24 | No. | 11.35 | 272.4
e. | Type ' LT-06' - 6W Wall Mounted Spotlight | 15 | No. | 11.35 | 170.25
f. | Type ' LT-08' - 5.9W Mini Soffit Recessed Downlighter | 2 | No. | 9.15 | 18.3
g. | Type ' LT-09' - 300mm x 300mm Soffit Recessed LED Panel | 3 | No. | 14.36 | 43.08
h. | Type ' LT-12' - 6W Recessed Floor Spotlight, Dimmable, IP65 | 10 | No. | 49.48 | 494.8
i. | Type ' LT-13' - Dimmable Strip Light | 6 | m | 5.63 | 33.78
j. | Type ' LT-15' - 8.5W Soffit Recessed Downlighter | 1 | No. | 14.36 | 14.36
k. | Type ' LD-05' - Lantern | 1 | No. | 37.51 | 37.51
l. | Type ' LD-12' - Chandelier | 1 | No. | 37.51 | 37.51
m. | Type ' LD-11' - Hallway Wall Light | 3 | No. | 11.35 | 34.05
P | Total carried forward to summary page |  |  |  | 2796.17 | 2796.17 | 0
ItemDescription |  | Qty | Unit | Rate in € | Total
n. | Type ' LD-12' - Bed Reading Light | 6 | No. | 11.35 | 68.1
o. | Type ' LD-15' - Bathrooms Wall Light | 5 | No. | 11.35 | 56.75
p. | Type 'LD-16' - Toilets Wall Light | 1 | No. | 11.35 | 11.35
q. | 5Amp Socket Outlet for Lighting | 9 | No. | Included in item 31i
r. | Type 'E1' - Single Sided, Wall Mounted, Directional Exit Signage | 1 | No. | 13.21 | 13.21
s. | Type 'E2' - Double Sided, Soffit Recessed, Directional Exit Signage | 1 | No. | 17.87 | 17.87
t. | Battery Backup Kit for Type 'LT-01', Type 'LT-02', Type 'LT-06' and Type 'LT-09' | 7 | No. | 16.12 | 112.84
u. | Magnifying Mirror in Bathroom | 3 | No. | 11.35 | 34.05
T | POWER INSTALLATION
36T | Supply and install the following power points in LSZH Conduit, chased in wall.
a. | 13Amp BS1363 Single Socket Outlet | 8 | No. | 77.31 | 618.48
b. | 13Amp BS1363 Double Socket Outlet | 8 | No. | 79.36 | 634.88
c. | 13Amp BS1363 Double Socket Outlet complete with Type 'A' USB and Type 'C' USB | 3 | No. | 119.8 | 359.4
d. | Universal/ Continental Double Socket Outlet | 8 | No. | 119.8 | 958.4
e. | Universal/ Continental Double Socket Outlet complete with Type 'A' USB and Type 'C' USB | 9 | No. | 119.8 | 1078.2
f. | 13Amp Switched Fuse Connection Unit | 6 | No. | 79.88 | 479.28
g. | 13Amp Unswitched Fuse Connection Unit | 5 | No. | 79.88 | 399.4
h. | Shaver Unit | 3 | No. | 107.8 | 323.4
P | Total carried forward to summary page |  |  |  | 5165.61 | 5165.61 | 0
Item | Description | Qty | Unit | Rate in € | Total
T | SWITCHGEAR AND OTHER APPARATUS
37T | Supply only the following switchgear and other accessories.
a. | Distribution Board DB-L2 | 1 | No. | 618.74 | 618.74
b. | Consumer Unit CU-G04 | 1 | No. | 124.4 | 124.4
c. | Consumer Unit CU-G05 | 1 | No. | 124.4 | 124.4
d. | Consumer Unit CU-G06 | 1 | No. | 124.4 | 124.4
38T | Install and connect only the following switchgear and other accessories.
a. | Distribution Board DB-L2 | 1 | No. | 198.68 | 198.68
b. | Consumer Unit CU-G04 | 1 | No. | 161.1 | 161.1
c. | Consumer Unit CU-G05 | 1 | No. | 161.1 | 161.1
d. | Consumer Unit CU-G06 | 1 | No. | 161.1 | 161.1
T | POWER CABLING
39 | Supply and install the following power cables. Cost is to, include all cable terminations and fixing accessories as, necessary.
a. | From DB-L2 to CU-G04, 3 core x 4mm2 FG16(O)M16 | 15 | m/r | 6.75 | 101.25
b. | From DB-L2 to CU-G05, 3 core x 4mm2 FG16(O)M16 | 22 | m/r | 6.75 | 148.5
c. | From DB-L2 to CU-G06, 3 core x 4mm2 FG16(O)M16 | 18 | m/r | 6.75 | 121.5
P | Total carried forward to summary page |  |  |  | 2045.17 | 2045.17 | 0
Item | Description | Qty | Unit | Rate in € | Total
T | THIRD FLOOR
T | LIGHTING INSTALLATION
40T | Supply and install the following lighting points as specified. (Moulded Plastic Installation)
a. | One light point controlled by one switch | 1 | No. | 57.85 | 57.85
b. | Two light points controlled by one switch | 2 | No. | 86.78 | 173.56
c. | Eight light points controlled by one switch | 1 | No. | 260.34 | 260.34
d. | Two light points controlled by three switches | 1 | No. | 144.63 | 144.63
e. | Eight light points controlled by three switches | 3 | No. | 318.2 | 954.6
f. | Three light points and one extractor fan controlled by one switch (one light point with battery back up) | 1 | No. | 144.63 | 144.63
g. | Four light points and one extractor fan controlled by one switch (one light point with battery back up) | 1 | No. | 173.56 | 173.56
h. | Five light points and one extractor fan controlled by one switch (one light point with battery back up) | 1 | No. | 202.49 | 202.49
i. | Two light points controlled by three switches, 3 occupancy sensors and relay (one light point with battery back up) | 2 | No. | 288.59 | 577.18
j. | Three light points controlled by three switches, 3 occupancy sensors and relay (one light point with battery back up) | 1 | No. | 317.52 | 317.52
k. | One light point controlled by one movement detector | 2 | No. | 88.56 | 177.12
l. | 5Amp Socket Outlet for Lighting | 11 | No. | 74.08 | 814.88
m. | One light point for reading lights | 6 | No. | 57.85 | 347.1
n. | One light point for wardrobe lights | 4 | No. | 57.85 | 231.4
o. | Ceiling Fan point and controller | 3 | No. | 57.85 | 173.55
p. | One light point for magnifying mirror | 3 | No. | 57.85 | 173.55
q. | Maintained emergency light points | 4 | No. | 57.85 | 231.4
P | Total carried forward to summary page |  |  |  | 5155.36 | 5155.36 | 0
Item | Description | Qty | Unit | Rate in € | Total
41T | Supply and install the following DALI lighting points (Moulded Plastic Installation)
a. | Internal light points | 4 | No. | 67.06 | 268.24
b. | External light points | 8 | No. | 124.92 | 999.36
42T | Supply and install the following DALI switches / controllers.
a. | 1-Button Keypad for external lighting | 3 | No. | 55.19 | 165.57
b. | 4-Button Keypad to control corridor lighting from reception | 1 | No. | 973.68 | 973.68
43T | Supply only the following light fittings and accessories
a. | 5Amp Socket Outlet for Lighting | 11 | No. | Included in item 40l
b. | Type 'E1' - Single Sided, Wall Mounted, Directional Exit Signage | 4 | No. | 28.98 | 115.92
44T | Install and connect only the following light fittings and accessories. Light Fittings to be supplied by client.
a. | Type ' LT-01' - 11W Soffit Recessed Light Fitting | 17 | No. | 14.36 | 244.12
b. | Type ' LT-02' - 11W Soffit Recessed Light Fitting | 11 | No. | 14.36 | 157.96
c. | Type ' LT-05' - 6W Wall Mounted Spotlight | 25 | No. | 11.35 | 283.75
d. | Type ' LT-08' - 5.9W Mini Soffit Recessed Downlighter | 1 | No. | 9.15 | 9.15
e. | Type ' LT-12' - 6W Recessed Floor Spotlight, Dimmable, IP65 | 8 | No. | 49.48 | 395.84
f. | Type ' LT-13' - Dimmable Strip Light | 5 | m | 5.63 | 28.15
g. | Type ' LD-05' - Lantern | 1 | No. | 37.51 | 37.51
h. | Type ' LD-11' - Hallway Wall Light | 3 | No. | 11.35 | 34.05
i. | Type ' LD-12' - Bed Reading Light | 6 | No. | 11.35 | 68.1
j. | Type ' LD-15' - Bathrooms Wall Light | 5 | No. | 11.35 | 56.75
k. | 5Amp Socket Outlet for Lighting | 11 | No. | Included in item 40l
P | Total carried forward to summary page |  |  |  | 3838.15 | 3838.15 | 0
Item | Description | Qty | Unit | Rate in € | Total
l. | Type 'E1' - Single Sided, Wall Mounted, Directional Exit Signage | 4 | No. | 13.21 | 52.84
m. | Battery Backup Kit for Type 'LT-01' and Type 'LT-02' | 6 | No. | 16.12 | 96.72
n. | Magnifying Mirror in Bathroom | 3 | No. | 11.35 | 34.05
T | POWER INSTALLATION
45T | Supply and install the following power points in LSZH Conduit, chased in wall.
a. | 13Amp BS1363 Single Socket Outlet | 7 | No. | 77.31 | 541.17
b. | 13Amp BS1363 Double Socket Outlet | 4 | No. | 79.36 | 317.44
c. | Universal/ Continental Double Socket Outlet | 9 | No. | 119.8 | 1078.2
d. | Universal/ Continental Double Socket Outlet complete with Type 'A' USB and Type 'C' USB | 9 | No. | 119.8 | 1078.2
e. | 13Amp BS1363 Weatherproof Double Socket Outlet | 3 | No. | 115.17 | 345.51
f. | 13Amp Switched Fuse Connection Unit | 6 | No. | 79.88 | 479.28
g. | 13Amp Unswitched Fuse Connection Unit | 5 | No. | 79.88 | 399.4
h. | Shaver Unit | 3 | No. | 107.8 | 323.4
T | SWITCHGEAR AND OTHER APPARATUS
46T | Supply only the following switchgear and other accessories.
a. | Distribution Board DB-L3 | 1 | No. | 900.69 | 900.69
b. | Consumer Unit CU-G07 | 1 | No. | 124.4 | 124.4
c. | Consumer Unit CU-G08 | 1 | No. | 124.4 | 124.4
d. | Consumer Unit CU-G09 | 1 | No. | 124.4 | 124.4
e. | 16Amp Double Pole Rotary Isolator, IP65 | 2 | No. | 23.42 | 46.84
P | Total carried forward to summary page |  |  |  | 6066.94 | 6066.94 | 0
Item | Description | Qty | Unit | Rate in € | Total
47T | Install and connect only the following switchgear and other accessories.
a. | Distribution Board DB-L3 | 1 | No. | 309.48 | 309.48
b. | Consumer Unit CU-G07 | 1 | No. | 161.1 | 161.1
c. | Consumer Unit CU-G08 | 1 | No. | 161.1 | 161.1
d. | Consumer Unit CU-G09 | 1 | No. | 161.1 | 161.1
e. | 16Amp Double Pole Rotary Isolator, IP65 | 2 | No. | 13.69 | 27.38
T | POWER CABLING
48T | Supply and install the following power cables. Cost is to, include all cable terminations and fixing accessories as, necessary.
a. | From DB-L3 to CU-G07, 3 core x 4mm2 FG16(O)M16 | 10 | m/r | 6.75 | 67.5
b. | From DB-L3 to CU-G08, 3 core x 4mm2 FG16(O)M16 | 14 | m/r | 6.75 | 94.5
c. | From DB-L3 to CU-G09, 3 core x 4mm2 FG16(O)M16 | 17 | m/r | 6.75 | 114.75
P | Total carried forward to summary page |  |  |  | 1096.91 | 1096.91 | 0
Item | Description | Qty | Unit | Rate in € | Total
T | FOURTH FLOOR
T | LIGHTING INSTALLATION
49T | Supply and install the following lighting points as specified. (Moulded Plastic Installation)
a. | One light point controlled by one switch | 2 | No. | 57.85 | 115.7
b. | Two light points controlled by one switch | 3 | No. | 86.78 | 260.34
c. | Six light points controlled by one switch | 1 | No. | 202.49 | 202.49
d. | Two light points controlled by three switches | 1 | No. | 144.63 | 144.63
e. | Four light points controlled by three switches | 1 | No. | 202.49 | 202.49
f. | Six light points controlled by three switches | 2 | No. | 260.34 | 520.68
g. | Three light points and one extractor fan controlled by one switch (one light point with battery back up) | 1 | No. | 144.63 | 144.63
h. | Four light points and one extractor fan controlled by one switch (one light point with battery back up) | 1 | No. | 173.56 | 173.56
i. | Five light points and one extractor fan controlled by one switch (one light point with battery back up) | 1 | No. | 202.49 | 202.49
j. | Two light points controlled by three switches, 3 occupancy sensors and relay (one light point with battery back up) | 3 | No. | 288.59 | 865.77
k. | 5Amp Socket Outlet for Lighting | 11 | No. | 74.08 | 814.88
l. | One light point for reading lights | 6 | No. | 57.85 | 347.1
m. | One light point for wardrobe lights | 4 | No. | 57.85 | 231.4
n. | Ceiling Fan point and controller | 3 | No. | 57.85 | 173.55
o. | One light point for magnifying mirror | 3 | No. | 57.85 | 173.55
p. | One light point controlled by one movement detector | 2 | No. | 88.56 | 177.12
q. | Maintained emergency light points | 4 | No. | 57.85 | 231.4
50T | Supply and install the following DALI lighting points (Moulded Plastic Installation)
a. | Internal light points | 4 | No. | 67.06 | 268.24
b. | External light points | 8 | No. | 124.92 | 999.36
P | Total carried forward to summary page |  |  |  | 6249.38 | 6249.38 | 0
Item | Description | Qty | Unit | Rate in € | Total
51T | Supply and install the following DALI switches / controllers.
a. | 1-Button Keypad for external lighting | 3 | No. | 55.19 | 165.57
b. | 4-Button Keypad to control corridor lighting from reception | 1 | No. | 973.68 | 973.68
52T | Supply only the following light fittings and accessories
a. | 5Amp Socket Outlet for Lighting | 11 | No. | Included in item 49k
b. | Type 'E1' - Single Sided, Wall Mounted, Directional Exit Signage | 4 | No. | 28.98 | 115.92
53T | Install and connect only the following light fittings and accessories. Light Fittings to be supplied by client.
a. | Type ' LT-01' - 11W Soffit Recessed Light Fitting | 30 | No. | 14.36 | 430.8
b. | Type ' LT-02' - 11W Soffit Recessed Light Fitting | 11 | No. | 14.36 | 157.96
c. | Type ' LT-08' - 5.9W Mini Soffit Recessed Downlighter | 1 | No. | 9.15 | 9.15
d. | Type ' LT-12' - 6W Recessed Floor Spotlight, Dimmable, IP65 | 8 | No. | 49.48 | 395.84
e. | Type ' LT-13' - Dimmable Strip Light | 5 | m | 5.63 | 28.15
f. | Type ' LD-05' - Lantern | 1 | No. | 37.51 | 37.51
g. | Type ' LD-11' - Hallway Wall Light | 3 | No. | 11.35 | 34.05
h. | Type ' LD-12' - Bed Reading Light | 6 | No. | 11.35 | 68.1
i. | Type ' LD-15' - Bathrooms Wall Light | 5 | No. | 11.35 | 56.75
j. | 5Amp Socket Outlet for Lighting | 11 | No. | Included in item 49k
k. | Type 'E1' - Single Sided, Wall Mounted, Directional Exit Signage | 4 | No. | 13.21 | 52.84
l. | Battery Backup Kit for Type 'LT-01' and Type 'LT-02' | 6 | No. | 16.12 | 96.72
m. | Magnifying Mirror in Bathroom | 3 | No. | 11.35 | 34.05
P | Total carried forward to summary page |  |  |  | 2657.09 | 2657.09 | 0
Item | Description | Qty | Unit | Rate in € | Total
T | POWER INSTALLATION
54T | Supply and install the following power points in PVC, conduit chased in wall.
a. | 13Amp BS1363 Single Socket Outlet | 7 | No. | 77.31 | 541.17
b. | 13Amp BS1363 Double Socket Outlet | 4 | No. | 79.36 | 317.44
c. | Universal/ Continental Double Socket Outlet | 9 | No. | 119.8 | 1078.2
d. | Universal/ Continental Double Socket Outlet complete with Type 'A' USB and Type 'C' USB | 9 | No. | 119.8 | 1078.2
e. | 13Amp BS1363 Weatherproof Double Socket Outlet | 2 | No. | 115.17 | 230.34
f. | 13Amp Switched Fuse Connection Unit | 6 | No. | 79.88 | 479.28
g. | 13Amp Unswitched Fuse Connection Unit | 6 | No. | 79.88 | 479.28
h. | Shaver Unit | 3 | No. | 107.8 | 323.4
T | SWITCHGEAR AND OTHER APPARATUS
55T | Supply only the following switchgear and other accessories.
a. | Distribution Board DB-L4 | 1 | No. | 832.37 | 832.37
b. | Consumer Unit CU-G10 | 1 | No. | 124.4 | 124.4
c. | Consumer Unit CU-G11 | 1 | No. | 124.4 | 124.4
d. | Consumer Unit CU-G12 | 1 | No. | 124.4 | 124.4
e. | 16Amp Double Pole Rotary Isolator, IP65 | 2 | No. | 23.42 | 46.84
56T | Install and connect only the following switchgear and other accessories.
a. | Distribution Board DB-L4 | 1 | No. | 272.55 | 272.55
b. | Consumer Unit CU-G10 | 1 | No. | 161.1 | 161.1
c. | Consumer Unit CU-G11 | 1 | No. | 161.1 | 161.1
d. | Consumer Unit CU-G12 | 1 | No. | 161.1 | 161.1
e. | 16Amp Double Pole Rotary Isolator, IP65 | 2 | No. | 13.69 | 27.38
P | Total carried forward to summary page |  |  |  | 6562.95 | 6562.95 | 0
Item | Description | Qty | Unit | Rate in € | Total
T | POWER CABLING
57 | Supply and install the following power cables. Cost is to, include all cable terminations and fixing accessories as, necessary.
a. | From DB-L4 to CU-G10, 3 core x 4mm2 FG16(O)M16 | 10 | m/r | 6.75 | 67.5
b. | From DB-L4 to CU-G11, 3 core x 4mm2 FG16(O)M16 | 14 | m/r | 6.75 | 94.5
c. | From DB-L4 to CU-G12, 3 core x 4mm2 FG16(O)M16 | 17 | m/r | 6.75 | 114.75
P | Total carried forward to summary page |  |  |  | 276.75 | 276.75 | 0
Item | Description | Qty | Unit | Rate in € | Total
T | FIFTH FLOOR
T | LIGHTING INSTALLATION
58T | Supply and install the following lighting points as specified. (Moulded Plastic Installation)
a. | One light point controlled by one switch | 1 | No. | 57.85 | 57.85
b. | Two light points controlled by one switch | 2 | No. | 86.78 | 173.56
c. | Four light points controlled by one switch | 2 | No. | 144.63 | 289.26
d. | Four light points controlled by two switches | 1 | No. | 173.56 | 173.56
e. | Nine light points controlled by two switches | 2 | No. | 289.27 | 578.54
f. | Six light points controlled by three switches | 1 | No. | 260.34 | 260.34
g. | Seven light points controlled by three switches | 1 | No. | 289.27 | 289.27
h. | Eight light points controlled by one weatherproof switch | 1 | No. | 284.92 | 284.92
i. | Three light points and one extractor fan controlled by one switch (one light point with battery back up) | 1 | No. | 144.63 | 144.63
j. | Four light points and one extractor fan controlled by one switch (one light point with battery back up) | 1 | No. | 173.56 | 173.56
k. | One light point controlled by one movement detector | 2 | No. | 88.56 | 177.12
l. | Three light points controlled by one movement detector | 1 | No. | 146.41 | 146.41
m. | Four light points controlled by two switches, 2 occupancy sensors and relay (one light point with battery back up) | 1 | No. | 286.81 | 286.81
n. | 5Amp Socket Outlet for Lighting | 7 | No. | 74.08 | 518.56
o. | One light point for reading lights | 4 | No. | 57.85 | 231.4
p. | One light point for wardrobe lights | 2 | No. | 57.85 | 115.7
q. | One light point for magnifying mirror | 2 | No. | 57.85 | 115.7
r. | Maintained emergency light points | 1 | No. | 57.85 | 57.85
P | Total carried forward to summary page |  |  |  | 4075.04 | 4075.04 | 0
Item | Description | Qty | Unit | Rate in € | Total
59T | Supply and install the following DALI lighting points (Moulded Plastic Installation)
a. | Internal light points | 1 | No. | 67.06 | 67.06
60T | Supply and install the following DALI switches / controllers.
a. | 1-Button Keypad for corridor lighting, controlled from reception | 1 | No. | 55.19 | 55.19
61T | Supply only the following light fittings and accessories
a. | Outdoor wall lights for technical area, IP65 | 8 | No. | 81.56 | 652.48
b. | 5Amp Socket Outlet for Lighting | 7 | No. | Included in item 58n
c. | Type 'E1' - Single Sided, Wall Mounted, Directional Exit Signage | 1 | No. | 28.98 | 28.98
62T | Install and connect only the following light fittings and accessories. Light Fittings to be supplied by client.
a. | Type ' LT-01' - 11W Soffit Recessed Light Fitting | 31 | No. | 14.36 | 445.16
b. | Type ' LT-02' - 11W Soffit Recessed Light Fitting | 5 | No. | 14.36 | 71.8
c. | Type ' LT-11' - 6W Pole Light | 3 | No. | 42.09 | 126.27
d. | Type ' LT-12' - 6W Recessed Floor Spotlight, Dimmable, IP65 | 8 | No. | 49.48 | 395.84
e. | Type ' LT-13' - Dimmable Strip Light | 5 | m | 5.63 | 28.15
f. | Type ' LD-01' - Rooms Art Light | 7 | No. | 11.35 | 79.45
g. | Type ' LD-11' - Hallway Wall Light | 1 | No. | 11.35 | 11.35
h. | Type ' LD-12' - Bed Reading Light | 4 | No. | 11.35 | 45.4
i. | Type ' LD-14' - Terrace Wall Light | 6 | No. | 18.74 | 112.44
j. | Type ' LD-15' - Bathrooms Wall Light | 3 | No. | 11.35 | 34.05
k. | Outdoor wall lights for technical area, IP65 | 8 | No. | 13.21 | 105.68
l. | 5Amp Socket Outlet for Lighting | 7 | No. | Included in item 58n
P | Total carried forward to summary page |  |  |  | 2259.3 | 2259.3 | 0
Item | Description | Qty | Unit | Rate in € | Total
m. | Type 'E1' - Single Sided, Wall Mounted, Directional Exit Signage | 1 | No. | 13.21 | 13.21
n. | Battery Backup Kit for Type 'LT-01' and Type 'LT-02' | 6 | No. | 16.12 | 96.72
o. | Magnifying Mirror in Bathroom | 2 | No. | 11.35 | 22.7
T | POWER INSTALLATION
63T | Supply and install the following power points in LSZH Conduit, chased in wall.
a. | 13Amp BS1363 Single Socket Outlet | 11 | No. | 77.31 | 850.41
b. | 13Amp BS1363 Double Socket Outlet | 5 | No. | 79.36 | 396.8
c. | Universal/ Continental Double Socket Outlet | 6 | No. | 119.8 | 718.8
d. | Universal/ Continental Double Socket Outlet complete with Type 'A' USB and Type 'C' USB | 6 | No. | 119.8 | 718.8
e. | 13Amp BS1363 Weatherproof Double Socket Outlet | 4 | No. | 115.17 | 460.68
f. | 13Amp Switched Fuse Connection Unit | 10 | No. | 79.88 | 798.8
g. | 13Amp Unswitched Fuse Connection Unit | 3 | No. | 79.88 | 239.64
h. | 20Amp Double Pole Switch | 1 | No. | 80.2 | 80.2
i. | Shaver Unit | 2 | No. | 107.8 | 215.6
T | SWITCHGEAR AND OTHER APPARATUS
64T | Supply only the following switchgear and other accessories.
a. | Distribution Board DB-L5 | 1 | No. | 386.5 | 386.5
b. | Distribution Board DB-SF | 1 | No. | 216.67 | 216.67
c. | Consumer Unit CU-G13 | 1 | No. | 138.07 | 138.07
d. | 16Amp Double Pole Rotary Isolator, IP65 | 1 | No. | 23.42 | 23.42
e. | 32Amp Double Pole Rotary Isolator, IP65 for Jacuzzi | 1 | No. | 23.57 | 23.57
f. | 32Amp Four Pole Rotary Isolator, Fire Rated for Lift | 1 | No. | 332.3 | 332.3
g. | 32Amp Four Pole Rotary Isolator, IP65 | 3 | No. | 26.84 | 80.52
P | Total carried forward to summary page |  |  |  | 5813.41 | 5813.41 | 0
Item | Description | Qty | Unit | Rate in € | Total
h. | 40Amp Four Pole Rotary isolator, IP65 | 1 | No. | 67.1 | 67.1
i. | 32Amp TPN Automatic Transfer Switch for Fire Fighting Lift | 1 | No. | 690.87 | 690.87
j. | 32Amp TPN Automatic Transfer Switch for Smoke Fans | 1 | No. | 690.87 | 690.87
k. | 16Amp Four Pole Rotary Isolator, Fire Rated for Smoke Fans | 4 | No. | 281.81 | 1127.24
65T | Install and connect only the following switchgear and other accessories.
a. | Distribution Board DB-L5 | 1 | No. | 161.74 | 161.74
b. | Distribution Board DB-SF | 1 | No. | 198.68 | 198.68
c. | Consumer Unit CU-G13 | 1 | No. | 161.1 | 161.1
d. | 16Amp Double Pole Rotary Isolator, IP65 | 1 | No. | 13.69 | 13.69
e. | 32Amp Double Pole Rotary Isolator, IP65 | 1 | No. | 13.69 | 13.69
f. | 32Amp Four Pole Rotary Isolator for Lift, Fire Rated | 1 | No. | 17.38 | 17.38
g. | 32Amp Four Pole Rotary Isolator, IP65 | 3 | No. | 13.69 | 41.07
h. | 40Amp Four Pole Rotary isolator, IP65 | 1 | No. | 52.14 | 52.14
i. | 32Amp TPN Automatic Transfer Switch for Fire Fighting Lift | 1 | No. | 45.57 | 45.57
j. | 32Amp TPN Automatic Transfer Switch for Smoke Fans | 1 | No. | 45.57 | 45.57
k. | 16Amp Four Pole Rotary Isolator, Fire Rated for Smoke Fans | 4 | No. | 17.38 | 69.52
T | POWER CABLING
66T | Supply and install the following power cables. Cost is to, include all cable terminations and fixing accessories as, necessary.
a. | From DB-L5 to CU-GR13, 3 core x 6.0mm2 FG16(O)M16 Cable | 5 | m/r | 12.03 | 60.15
b. | From DB-OU to Heat Pump, 5 core x 10mm2 FG16(O)M16 Cable | 12 | m/r | 13.11 | 157.32
P | Total carried forward to summary page |  |  |  | 3613.7 | 3613.7 | 0
Item | Description | Qty | Unit | Rate in € | Total
c. | From DB-OU to Airconditioning Outdoor Unit OU-01, 5 core x 6.0mm2 FG16(O)M16 Cable | 15 | m/r | 10.36 | 155.4
d. | From DB-OU to Airconditioning Outdoor Unit OU-02, 5 core x 6.0mm2 FG16(O)M16 Cable | 17 | m/r | 10.36 | 176.12
e. | From DB-OU to Airconditioning Outdoor Unit OU-03, 5 core x 6.0mm2 FG16(O)M16 Cable | 20 | m/r | 10.36 | 207.2
f. | From DB-OU to Airconditioning Outdoor Unit OU-04, 3 core x 2.5mm2 FG16(O)M16 Cable | 24 | m/r | 4.5 | 108
P | Total carried forward to summary page |  |  |  | 646.72 | 646.72 | 0
Item | Description | Qty | Unit | Rate in € | Total
T | COMMON AREA
T | LIGHTING INSTALLATION
67T | Supply and install the following lighting points as specified. (Moulded Plastic Installation)
a. | Seventeen light points controlled by two movement detectors | 1 | No. | 611.02 | 611.02
b. | Thirty-Six light points controlled by six movement detectors | 1 | No. | 1399.15 | 1399.15
c. | Maintained emergency light points | 9 | No. | 57.85 | 520.65
68T | Supply only the following light fittings and accessories
a. | Type 'E1' - Single Sided, Wall Mounted, Directional Exit Signage | 9 | No. | 28.98 | 260.82
69T | Install and connect only the following light fittings and accessories. Light Fittings to be supplied by client.
a. | Type ' LT-07' - 2W Wall Recessed Step Light, IP65 | 43 | No. | 11.35 | 488.05
b. | Type ' LD-08' - Staircase Wall Light | 10 | No. | 11.35 | 113.5
c. | Type 'E1' - Single Sided, Wall Mounted, Directional Exit Signage | 9 | No. | 13.21 | 118.89
P | Total carried forward to summary page |  |  |  | 3512.08 | 3512.08 | 0
Item | Description | Qty | Unit | Rate in € | Total
T | GENERAL
70 | Supply and install an earth electrode network to an ohmage value of not more than 5 ohms. Cost is to include all the works and cabling up to the main switchgear panel . | 1 | No. | 1384.64 | 1384.64
71 | Supply and install 300mm x 50mm x 5mm Copper Earth Bar in Electrical Room | 1 | No. | 136.72 | 136.72
72 | Supply and install labels on all switchgear. | 1 | LS | Included
73 | Supply and install connecting schedules on distribution boards and consumer units. | 1 | LS | Included
74T | Supply and install circuit labels on all multicore cables. |  |  | Included
75 | Test the entire electrical installation, including the balancing of load on the electrical voltage phases | 1 | LS | 6551.57 | 6551.57
76 | Prepare and submit Enemalta Corporation Application Forms and co-ordinate the provision of the electrical supply for this project. The application fee is to be included in the cost of this item. | 1 | No. | 1056.6 | 1056.6
77 | Bonding of all the metallic structures to the power earthing system, using suitably rated PVC insulated cables or copper tape, as necessary. | 1 | LS | 572.1 | 572.1
P | Total carried forward to summary page |  |  |  | 9701.63 | 9701.63 | 0
0

## Emergency Standby Generator
BILL OF QUANTITIES
EMERGENCY STANDBY GENERATOR
Item |  | Qty | Unit | Rate in € | Total
1 | Supply, deliver to site and place in its final location one prime rated power (PRP) 135kVA/ 400V/ 50Hz, diesel auto start stand-by generator set, complete as specified (excluding cost of ATS) | 1 | No. | 24912.4 | 24912.4
2 | Install, test and commission the 135kVA/ 400V/ 50Hz prime rated power (PRP) Generator Set, and associated switchgear in accordance with manufacturer's instructions and Enemalta Corporation Regulations, , Cost shall include all the necessary small power (battery charging) and control cables between the generator set and the ATS change-over panel, complete as specified., All commissioning documentation is to be certified for correctness and signed by a Warranted Engineer. | 1 | LS | 1265.03 | 1265.03
3 | Supply and deliver to site 250Amp TPN Automatic Transfer Switch (ATS) | 1 | No. | 1220 | 1220
4 | Install and connect 250Amp TPN Automatic Transfer Switch (ATS) | 1 | No. | 161.74 | 161.74
P | Total carried forward to summary page |  |  |  | 27559.17 | 27559.17

## FIRE STOPPING
BILL OF QUANTITIES
FIRE STOPPING
Item |  | Qty | Unit | Rate in € | Total
1 | Fire barrier provisions to maintain fire compartmentation as required around and within all M&E services. Contractor to provide itemised cost breakdown under this sheet. | 1 | LS | 2293.18 | 2293.18
P | Total carried forward to summary page |  |  |  | 2293.18 | 2293.18

## Fire Detection
BILL OF QUANTITIES
FIRE DETECTION & ALARM SYSTEM
Item |  | Qty | Unit | Rate in € | Total
T | FIRE DETECTION AND ALARM
T | Supply, install, connect, test, commission and certify the following:
T | Basement Level -1
1 | Analogue addressable optical smoke detectors c/w base | 24 | No. | 62.88 | 1509.12
2 | Analogue addressable optical smoke detectors c/w base sounder | 1 | No. | 100.53 | 100.53
3 | Analogue addressable heat detectors c/w base | 3 | No. | 62.82 | 188.46
4 | Open area sounder plus beacon | 1 | No. | 162.55 | 162.55
5 | Remote LED Alarm Indicators | 21 | No. | 32.67 | 686.07
6 | Manual call points as specified | 2 | No. | 90.3 | 180.6
7 | Interface modules | 3 | No. | 341.21 | 1023.63
8 | Cabling in 'Standard' fire alarm cable | 120 | m | 10.78 | 1293.6
9 | Fire Blanket | 3 | No. | 23.5 | 70.5
T | GROUND FLOOR
10 | Four loop analogue addressable fire alarm control panel, c/w auto dialer, power supply unit & backup batteries | 1 | No. | 4117.53 | 4117.53
11 | Analogue addressable optical smoke detectors c/w base | 17 | No. | 62.88 | 1068.96
P | Total carried forward to summary page |  |  |  | 10401.55 | 10401.55
Item | Description | Qty | Unit | Rate in € | Total
12 | Analogue addressable optical smoke detectors c/w base sounder | 4 | No. | 100.53 | 402.12
13 | Remote LED Alarm Indicators | 9 | No. | 32.67 | 294.03
14 | Manual call points as specified | 3 | No. | 90.29 | 270.87
15 | Interface modules | 4 | No. | 341.22 | 1364.88
16 | Cabling in 'Standard' fire alarm cable | 160 | m | 10.78 | 1724.8
17 | Magnetic Door Holders | 4 | No. | 143.14 | 572.56
T | FIRST FLOOR
18 | Analogue addressable optical smoke detectors c/w base | 11 | No. | 62.88 | 691.68
19 | Analogue addressable optical smoke detectors c/w base sounder | 4 | No. | 100.53 | 402.12
20 | Open area sounder plus beacon | 1 | No. | 162.55 | 162.55
21 | Remote LED Alarm Indicators | 4 | No. | 32.67 | 130.68
22 | Manual call points as specified | 2 | No. | 90.3 | 180.6
23 | Interface modules | 1 | No. | 341.22 | 341.22
24 | Cabling in 'Standard' fire alarm cable | 120 | m | 10.78 | 1293.6
25 | Magnetic Door Holders | 4 | No. | 143.14 | 572.56
P | Total carried forward to summary page |  |  |  | 8404.27 | 8404.27
Item | Description | Qty | Unit | Rate in € | Total
T | SECOND FLOOR
26 | Analogue addressable optical smoke detectors c/w base | 13 | No. | 62.88 | 817.44
27 | Analogue addressable optical smoke detectors c/w base sounder | 4 | No. | 100.53 | 402.12
28 | Remote LED Alarm Indicators | 6 | No. | 32.67 | 196.02
29 | Manual call points as specified | 2 | No. | 90.3 | 180.6
30 | Interface modules | 1 | No. | 341.22 | 341.22
31 | Cabling in 'Standard' fire alarm cable | 120 | m | 10.78 | 1293.6
32 | Magnetic Door Holders | 3 | No. | 143.14 | 429.42
T | THIRD FLOOR
33 | Analogue addressable optical smoke detectors c/w base | 18 | No. | 62.88 | 1131.84
34 | Analogue addressable optical smoke detectors c/w base sounder | 4 | No. | 100.53 | 402.12
35 | Remote LED Alarm Indicators | 10 | No. | 32.67 | 326.7
36 | Manual call points as specified | 1 | No. | 90.3 | 90.3
37 | Interface modules | 1 | No. | 341.22 | 341.22
P | Total carried forward to summary page |  |  |  | 5952.6 | 5952.6
Item | Description | Qty | Unit | Rate in € | Total
38 | Cabling in 'Standard' fire alarm cable | 120 | m | 10.78 | 1293.6
39 | Magnetic Door Holders | 3 | No. | 143.14 | 429.42
T | FOURTH FLOOR
40 | Analogue addressable optical smoke detectors c/w base | 10 | No. | 62.88 | 628.8
41 | Analogue addressable optical smoke detectors c/w base sounder | 4 | No. | 100.53 | 402.12
42 | Remote LED Alarm Indicators | 3 | No. | 32.67 | 98.01
43 | Manual call points as specified | 1 | No. | 90.3 | 90.3
44 | Interface modules | 1 | No. | 341.22 | 341.22
45 | Cabling in 'Standard' fire alarm cable | 120 | m | 10.78 | 1293.6
46 | Magnetic Door Holders | 3 | No. | 143.14 | 429.42
T | FIFTH FLOOR
47 | Analogue addressable optical smoke detectors c/w base | 12 | No. | 62.88 | 754.56
48 | Analogue addressable optical smoke detectors c/w base sounder | 2 | No. | 100.53 | 201.06
49 | Analogue addressable heat detectors c/w base | 1 | No. | 62.82 | 62.82
50 | Remote LED Alarm Indicators | 6 | No. | 32.67 | 196.02
51 | Manual call points as specified | 1 | No. | 90.3 | 90.3
P | Total carried forward to summary page |  |  |  | 6311.25 | 6311.25
Item | Description | Qty | Unit | Rate in € | Total
52 | Interface modules | 2 | No. | 341.22 | 682.44
53 | Cabling in 'Standard' fire alarm cable | 100 | m | 10.78 | 1078
54 | Fire Blanket | 1 | No. | 23.5 | 23.5
T | Nurse Call System
55 | Nurse Call system to be interfaced with Fire Alarm System including Pull Chord, Reset Button, etc. | 2 | No. | 636.77 | 1273.54
P | Total carried forward to summary page |  |  |  | 3057.48 | 3057.48

## CCTV
BILL OF QUANTITIES
CCTV SYSTEM
Item |  | Qty | Unit | Rate in € | Total
T | IP CCTV SYSTEM
T | Supply, install, connect, test, commission and certify the following:
T | Basement Level -1
1 | IP Dome Cameras | 1 | No. | 183.5 | 183.5
T | Ground Floor
2 | IP Dome Cameras | 3 | No. | 183.5 | 550.5
3 | External type IP Dome Cameras | 2 | No. | 202.32 | 404.64
4 | 16-Channel Network Video Recorder (NVR) with PoE ports | 1 | No. | 803.46 | 803.46
T | First Floor
5 | External type IP Dome Cameras | 2 | No. | 202.32 | 404.64
T | Fifth Floor
6 | IP Dome Cameras | 1 | No. | 183.5 | 183.5
T | Note: Data points for CCTV are included in the data bill.
P | Total carried forward to summary page |  |  |  | 2530.24 | 2530.24

## Structured Cabling
BILL OF QUANTITIES
STRUCTURED CABLING
Item |  | Qty | Unit | Rate in € | Total
T | STRUCTURED CABLING
T | Supply, install, connect, test, commission and certify the following:
T | Basement Level -1
1 | RJ45 Cat 6 Single socket outlets. | 2 | No. | 66.71 | 133.42
2 | RJ45 Cat 6 Double socket outlets. | 1 | No. | 77.71 | 77.71
3 | Cat 6 cable from patch panel cabinet to data points | 60 | m | 1.1 | 66
T | Ground Floor
4 | 20U 600x600mm Floor Standing Data Cabinet | 1 | No. | 990 | 990
5 | Rack mount 24 port RJ45 Cat 6 patch panel | 4 | No. | 82.5 | 330
6 | 19" 1U Patchcord management panel | 7 | No. | 16.5 | 115.5
7 | Rack mount power distribution unit with 6No. 13Amp BS socket outlets, including in built surge protection | 1 | No. | 71.5 | 71.5
8 | RJ45 Cat 6 Single socket outlets. | 7 | No. | 66.71 | 466.97
9 | RJ45 Cat 6 Double socket outlets. | 2 | No. | 77.71 | 155.42
10 | Cat 6 cable from patch panel cabinet to data points | 320 | m | 1.1 | 352
P | Total carried forward to summary page |  |  |  | 2758.52 | 2758.52
Item | Description | Qty | Unit | Rate in € | Total
T | First Floor
11 | RJ45 Cat 6 Single socket outlets. | 14 | No. | 66.71 | 933.94
12 | Cat 6 cable from patch panel cabinet to data points | 435 | m | 1.1 | 478.5
T | Second Floor
13 | RJ45 Cat 6 Single socket outlets. | 11 | No. | 66.71 | 733.81
14 | RJ45 Cat 6 Double socket outlets. | 3 | No. | 77.71 | 233.13
15 | Cat 6 cable from patch panel cabinet to data points | 765 | m | 1.1 | 841.5
T | Third Floor
16 | RJ45 Cat 6 Single socket outlets. | 11 | No. | 66.71 | 733.81
17 | Cat 6 cable from patch panel cabinet to data points | 470 | m | 1.1 | 517
T | Fourth Floor
18 | RJ45 Cat 6 Single socket outlets. | 11 | No. | 66.71 | 733.81
19 | Cat 6 cable from patch panel cabinet to data points | 535 | m | 1.1 | 588.5
T | Fifth Floor
20 | RJ45 Cat 6 Single socket outlets. | 9 | No. | 66.71 | 600.39
21 | Cat 6 cable from patch panel cabinet to data points | 440 | m | 1.1 | 484
P | Total carried forward to summary page |  |  |  | 6878.39 | 6878.39

## Access Control
BILL OF QUANTITIES
ACCESS CONTROL
Item |  | Qty | Unit | Rate in € | Total
T | ACCESS CONTROL
T | Supply, install, connect, test, commission and certify the following:
1 | Main Controller, inclusive of Software License Module including any licenses for the door readers, contacts etc. for a complete working solution. | 1 | LS | 3424.43 | 3424.43
2 | Proximity Card Reader | 7 | No. | 335.79 | 2350.53
3 | Magnetic Lock | 7 | No. | 151.88 | 1063.16
4 | Door Release Button | 7 | No. | 125.6 | 879.2
5 | Cabling as necessary | 1 | LS | 2569.18 | 2569.18
6 | Access control cards | 15 | No. | 6.47 | 97.05
P | Total carried forward to summary page |  |  |  | 10383.55 | 10383.55

## AC cut-out switches
BILL OF QUANTITIES
AC CUT-OUT SWITCHES
Item |  | Qty | Unit | Rate in € | Total
T | AC CUT-OUT SWITCHES
T | Supply, install, connect, test, commission and certify the following:
1 | Magnetic reed switch set (normally closed) for windows and doors, surface mount type, suitable for integration with AC cut-off control system | 16 | No. | 21.43 | 342.88
2 | Low voltage control cable for signal connection between switches and AC thermostat | 16 | No. | 43.23 | 691.68
P | Total carried forward to summary page |  |  |  | 1034.56 | 1034.56

## COMMISSIONING
BILL OF QUANTITIES
COMMISSIONING AND DOCUMENTATION
Item |  | Qty | Unit | Rate in € | Total
1 | Carry out all necessary testing and commissioning to the satisfaction of the Engineer. All commissioning documentation is to be certified for correctness and signed by a Warranted Engineer. | 1 | LS | Included
2 | Provide sufficient training on the operation and maintenance of all plant and systems to the Employer's representatives. | 1 | LS | Included
3 | Supply and hand-over two complete sets of operation and maintenance manuals together with drawings of works "As Fitted". These shall include: wiring diagrams; test / commissioning data and certificates; equipment data, including manufacturer's details, schedules, specifications and selection / performance data and parts lists. In addition an electronic copy of the "As Fitted" drawings and manuals are to be furnished in both ACAD and pdf format. (An unlocked electronic version of the tender drawings as listed in the 'List of Drawings' can be made available to the successful Tenderer who is awarded the contract against a fee of 0.2% of the contract value or a minimum charge of €30 excluding VAT, which ever is the greatest). | 1 | LS | Included
P | Total carried forward to summary page |  |  |  | 0 | 0

## SUMMARY PG
SUMMARY OF BILLS
| € |  | €
PRELIMINARIES
Collection from page 2 | 2244.8
Collection from page 3 | 5536.72 |  | 7781.52
ELECTRICAL
Collection from page 4 | 39868.47
Collection from page 5 | 18536.72
Collection from page 6 | 9939.07
Collection from page 7 | 2621
Collection from page 8 | 5650.85
Collection from page 9 | 1750.32
Collection from page 10 | 8675.38
Collection from page 11 | 5595.83
Collection from page 12 | 1981.47
Collection from page 13 | 7076.9
Collection from page 14 | 2883.69
Collection from page 15 | 6405.56
Collection from page 16 | 478.05
Collection from page 17 | 8056.84
Collection from page 18 | 2796.17
Collection from page 19 | 5165.61
Collection from page 20 | 2045.17
Collection from page 21 | 5155.36
Collection from page 22 | 3838.15
Collection from page 23 | 6066.94
Collection from page 24 | 1096.91
Collection from page 25 | 6249.38
Collection from page 26 | 2657.09
Collection from page 27 | 6562.95
Collection from page 28 | 276.75
Collection from page 29 | 4075.04
Collection from page 30 | 2259.3
Collection from page 31 | 5813.41
Collection from page 32 | 3613.7
Collection from page 33 | 646.72
Collection from page 34 | 3512.08
Collection from page 35 | 9701.63 |  | 191052.51
EMERGENCY STANDBY GENERATOR
Collection from page 36 | 27559.17 |  | 27559.17
HVAC
Collection from page 37
Collection from page 38
Collection from page 39
Collection from page 40
Collection from page 41
Collection from page 42
Collection from page 43
Collection from page 44
Collection from page 45
Collection from page 46
Collection from page 47
Collection from page 48
Collection from page 49
Collection from page 50
Collection from page 51
Collection from page 52
Collection from page 53
Collection from page 54
Collection from page 55
Collection from page 56
Collection from page 57
Collection from page 58
Collection from page 59
Collection from page 60
Collection from page 61
Collection from page 62 |  |  | 0
PLUMBING
Collection from page 63
Collection from page 64
Collection from page 65
Collection from page 66
Collection from page 67
Collection from page 68
Collection from page 69
Collection from page 70
Collection from page 71
Collection from page 72
Collection from page 73
Collection from page 74 |  |  | 0
RAINWATER AND DRAINAGE
Collection from page 75
Collection from page 76
Collection from page 77
Collection from page 78 |  |  | 0
FIRE SAFETY AND FIRE FIGHTING
Collection from page 79
Collection from page 80 |  |  | 0
FIRE STOPPING
Collection from page 81 | 2293.18 |  | 2293.18
FIRE DETECTION AND ALARM
Collection from page 82 | 10401.55
Collection from page 83 | 8404.27
Collection from page 84 | 5952.6
Collection from page 85 | 6311.25
Collection from page 86 | 3057.48 |  | 34127.15
CCTV
Collection from page 87 | 2530.24 |  | 2530.24
STRUCTURED CABLING
Collection from page 88 | 2758.52
Collection from page 89 | 6878.39 |  | 9636.91
ACCESS CONTROL
Collection from page 90 | 10383.55 |  | 10383.55
AC CUT-OUT SWITCHES
Collection from page 91 | 1034.56 |  | 1034.56
COMMISSIONING
Collection from page 92 | 0 |  | 0
Total for all services: |  |  | 286398.79
Add / Omit (to specify):
1% Measurement Fee |  |  | 2863.9879
Total: |  |  | 289262.7779
V.A.T. @ 18% |  |  | 52067.3
Overall Total in Euro: |  | € | 341330.0779
Signature:
Name in Block:
Occupation:
I.D. Card No.:
VAT Reg. No.:
For and on behalf of:
Company Reg. No.:
Address:
Telephone No.:
Fax No.:
E-mail Address:
Date: