## Notes
NOTES

## Elec_Rates
| CLIENT: | 1 | Battery Street Limited |  | 0 |  |  | 1 | 1 | 1 | 1 | 1 | 1 | 1 |  | € | R/Lab Cont | R | 1 | BOQ | INCL | MULT | AREA | BOQ | TDWG | ACT | DIFF
| PROJECT: | 1 | MEP Works British Hotel |  | Electrical |  |  | 2 | 1 | 1 | 1 | 1 | 1 | 1 |  | 0 | mu_A | 1 | 27.46
| JOB DESC: | 1 | Electrical for Mechanical Services |  | Controls |  |  | 3 | 1 | 1 | 1 | 1 | 1 | 1 |  | 0 | mu_B | 1 | 27.46
| QUOTE No: | 1 | ELM25-0665 |  | 0 |  |  | 4 | 1 | 1 | 1 | 1 | 1 | 1 |  | 0 | mu_C | 0 | 0
| CLIENTs REF: | 1 | 0 |  | 0 |  |  | 5 | 1 | 1 | 1 | 1 | 1 | 1 |  | 0 | mu_D | 0 | 0
| VAT/DUTIES: | 1 | VAT EXCL. |  | 0 |  |  | 6 | 1 | 1 | 1 | 1 | 1 | 1 |  | 0 | mu_E | 0 | 0
| SAVED ON: | 1 | 2007-10-09 |  | 0 |  |  | 7 | 1 | 1 | 1 | 1 | 1 | 0 |  | 0 | mu_F | 0 | 0
| ESTIMATOR: | 1 | Umut Kaymak |  | 0 |  |  | 8 | 1 | 1 | 1 | 1 | 1 | 0 |  | 0 | mu_G | 0 | 0
| LABOUR RATE: | 1 | 27.46 |  | 0 |  |  | 9 | 1 | 1 | 1 | 1 | 1 | 0 |  | 0 | mu_H | 0 | 0
|  | 1 |  |  | 0 |  |  | 10 | 1 | 1 | 1 | 1 | 1 | 1 |  | 0 | mu_I | 0 | 0
|  | 1 |  |  | 0 | [10 empty] | 0 | mu_J | 0 | 0
|  | 1 |  |  | 0 | [10 empty] | 0 | MIXED | MAT MU | LAB RATE
[6 empty] | I_CODE | C_CODE | MAKE | PART_NO | MARKUP | TYPE | LIST_P | P_FACT | FIX | DATE | %Dsct in BOQ | MU TYPE | MAT MU | LAB RATE
Multip
1 | 1 |  | 000# | [6 empty] | RATE | RATE |  |  |  |  | 1 | 0 |  | 0
Based on:
[17 empty] | 0 |  | 0
[17 empty] | 0 |  | 0
[17 empty] | 0 |  | 0
[17 empty] | 0 |  | 0
[17 empty] | 0 |  | 0
|  | << ==== TOTAL UNITS | [14 empty] | 0 |  | 0
d> | 0 |  | Sell_A | 0 | 0 |  |  |  |  | ITEM | ITEM | [5 empty] | 0 |  | 0
END!
END! |  |  | RATE SHEET GRAND TOTAL | [13 empty] | MATERIAL |  | LABOUR
END!
END! |  |  | COMPONENTS | [7 empty] | COMP_RT | [5 empty] | 0 |  | 0
END! |  |  | RATE SUMS (ITEMS) | [7 empty] | ITEM_RT | [5 empty] | 0 |  | 0
SB!
| V:56 |  |  | COSTCODE TOTAL | [12 empty] | 0 |  | 0
| 1 | cc | Erection materials |  | 501 | [9 empty] | 1 |  | 0 |  | 0
| 2 | cc | Busbar Trunking |  | 505 | [9 empty] | 1 |  | 0 |  | 0
| 3 | cc | Switchgear |  | 510 | [9 empty] | 2 |  | 0 |  | 0
| 4 | cc | MCC Equipment |  | 511 | [9 empty] | 2 |  | 0 |  | 0
| 5 | cc | BMS Equipment |  | 512 | [9 empty] | 2 |  | 0 |  | 0
| 6 | cc | PVC Pipes / Ducts |  | 520 | [9 empty] | 1 |  | 0 |  | 0
| 7 | cc | High/medium voltage switchgear |  | 530 | [9 empty] | 2 |  | 0 |  | 0
| 8 | cc | Power Transformers |  | 550 | [9 empty] | 2 |  | 0 |  | 0
| 9 | cc | Control Panels |  | 570 | [9 empty] | 2 |  | 0 |  | 0
| 10 | cc | Electrical Single Core Cables |  | 615 | [9 empty] | 2 |  | 0 |  | 0
| 11 | cc | Electrical Multicore Cables |  | 616 | [9 empty] | 2 |  | 0 |  | 0
| 12 | cc | ELV/BMS/Special Cables |  | 617 | [9 empty] | 2 |  | 0 |  | 0
| 13 | cc | Cables accessories |  | 620 | [9 empty] | 2 |  | 0 |  | 0
| 14 | cc | Galv. Cable Trays |  | 650 | [9 empty] | 1 |  | 0 |  | 0
| 15 | cc | PVC Cable Trays |  | 651 | [9 empty] | 1 |  | 0 |  | 0
| 16 | cc | Galv. Cable Basket |  | 652 | [9 empty] | 1 |  | 0 |  | 0
| 17 | cc | Galv. Cable Ladder |  | 654 | [9 empty] | 1 |  | 0 |  | 0
| 18 | cc | Galv. Cable Trunking |  | 675 | [9 empty] | 1 |  | 0 |  | 0
| 19 | cc | Alum. Cable Trunking |  | 676 | [9 empty] | 1 |  | 0 |  | 0
| 20 | cc | PVC Cable Trunking |  | 680 | [9 empty] | 1 |  | 0 |  | 0
| 21 | cc | Underfloor Cable Trunking |  | 681 | [9 empty] | 1 |  | 0 |  | 0
| 22 | cc | Galv. Conduit |  | 690 | [9 empty] | 1 |  | 0 |  | 0
| 23 | cc | PVC Conduit |  | 700 | [9 empty] | 1 |  | 0 |  | 0
| 24 | cc | Wiring Accessories |  | 705 | [9 empty] | 3 |  | 0 |  | 0
| 25 | cc | Dimming Equipment |  | 706 | [9 empty] | 3 |  | 0 |  | 0
| 26 | cc | Fire Alarm Equipment |  | 725 | [9 empty] | 3 |  | 0 |  | 0
| 27 | cc | Fire Barriers |  | 726 | [9 empty] | 3 |  | 0 |  | 0
| 28 | cc | Security Alarm System |  | 750 | [9 empty] | 3 |  | 0 |  | 0
| 29 | cc | Access Control |  | 751 | [9 empty] | 3 |  | 0 |  | 0
| 30 | cc | Hotel Electronic Lock |  | 752 | [9 empty] | 3 |  | 0 |  | 0
| 31 | cc | Sub-Contracting Installation Elec |  | 753 | [9 empty] | 3 |  | 0 |  | 0
| 32 | cc | Timing Equipment |  | 770 | [9 empty] | 3 |  | 0 |  | 0
| 33 | cc | Public Address |  | 790 | [9 empty] | 3 |  | 0 |  | 0
| 34 | cc | Voice Alarm Equipment |  | 791 | [9 empty] | 3 |  | 0 |  | 0
| 35 | cc | Lightning / Bonding System |  | 810 | [9 empty] | 3 |  | 0 |  | 0
| 36 | cc | T.V System |  | 815 | [9 empty] | 3 |  | 0 |  | 0
| 37 | cc | UPS/Voltage Stabilisers |  | 820 | [9 empty] | 2 |  | 0 |  | 0
| 38 | cc | Data Network Equipment |  | 821 | [9 empty] | 3 |  | 0 |  | 0
| 39 | cc | Light Fittings |  | 835 | [9 empty] | 3 |  | 0 |  | 0
| 40 | cc | Generators, AMF Panels |  | 845 | [9 empty] | 2 |  | 0 |  | 0
| 41 | cc | Telephone Equipment |  | 855 | [9 empty] | 3 |  | 0 |  | 0
| 42 | cc | Intercom |  | 856 | [9 empty] | 3 |  | 0 |  | 0
| 43 | cc | Mechanical for Electrical |  | 857 | [9 empty] | 3 |  | 0 |  | 0
| 44 | cc | Nurse Call |  | 858 | [9 empty] | 3 |  | 0 |  | 0
| 45 | cc | C.C.T.V. Equipment |  | 865 | [9 empty] | 3 |  | 0 |  | 0
| 46 | cc | Tools and Instruments |  | 870 | [9 empty] | 4 |  | 0 |  | 0
| 47 | cc | Consumbles |  | 875 | [9 empty] | 1 |  | 0 |  | 0
| 48 | cc | Drawings/Manuals |  | 880 | [9 empty] | 3 |  | 0 |  | 0
| 49 | cc | Spare Parts |  | 885 | [9 empty] | 4 |  | 0 |  | 0
| 50 | cc | Labour |  | 900 | [9 empty] | 3 |  | 0 |  | 0
| 51 | cc | Dismantling (Labour Only) |  | 901 | [9 empty] | 1 |  | 0 |  | 0
| 52 | cc | Testing & Commissioning |  | 902 | [9 empty] | 3 |  | 0 |  | 0
| 53 | cc | Sub-Contracting Works |  | 960 | [9 empty] | 4 |  | 0 |  | 0
| 54 | cc | Enemalta Application |  | 961 | [9 empty] | 3 |  | 0 |  | 0
| 55 | cc | Crainage and Transportation |  | 962 | [9 empty] | 1 |  | 0 |  | 0
| 56 | cc | Provisional Sum |  | 970 | [9 empty] | 4 |  | 0 |  | 0
|  | cc |  |  | Fix 1 |  | 1 | [9 empty] | 0 |  | 0
|  | cc |  |  | Fix 2 |  | 2 | [9 empty] | 0 |  | 0
|  | cc |  |  | Fix 3 |  | 2 | [9 empty] | 0 |  | 0
|  | cc |  |  | Others |  | 3 | [9 empty] | 0 |  | 0
|  | cc |  |  | TOTAL | [11 empty] | 0 |  | 0

## Elec_Est
| CLIENT: | 1 | Battery Street Limited |  | 0 |  |  | 1 | 1 | 1 | 1 | 1 | 1 | 1 |  | € | R/Lab Cont | R | 1 | BOQ | INCL | MULT | AREA | BOQ | TDWG | ACT | DIFF
| PROJECT: | 1 | MEP Works British Hotel |  | Electrical |  |  | 2 | 1 | 1 | 1 | 1 | 1 | 1 |  | 0 | mu_A | 1 | 27.46
| JOB DESC: | 1 | Electrical for Mechanical Services |  | Controls |  |  | 3 | 1 | 1 | 1 | 1 | 1 | 1 |  | 0 | mu_B | 1 | 27.46
| QUOTE No: | 1 | ELM25-0665 |  | 0 |  |  | 4 | 1 | 1 | 1 | 1 | 1 | 1 |  | 0 | mu_C | 0 | 0
| CLIENTs REF: | 1 | 0 |  | 0 |  |  | 5 | 1 | 1 | 1 | 1 | 1 | 1 |  | 0 | mu_D | 0 | 0
| VAT/DUTIES: | 1 | VAT EXCL. |  | 0 |  |  | 6 | 1 | 1 | 1 | 1 | 1 | 1 |  | 0 | mu_E | 0 | 0
| SAVED ON: | 1 | 2007-10-09 |  | 0 |  |  | 7 | 1 | 1 | 1 | 1 | 1 | 0 |  | 0 | mu_F | 0 | 0
| ESTIMATOR: | 1 | Umut Kaymak |  | 0 |  |  | 8 | 1 | 1 | 1 | 1 | 1 | 0 |  | 0 | mu_G | 0 | 0
| LABOUR RATE: | 1 | 27.46 |  | 0 |  |  | 9 | 1 | 1 | 1 | 1 | 1 | 0 |  | 0 | mu_H | 0 | 0
|  | 1 |  |  | 0 |  |  | 10 | 1 | 1 | 1 | 1 | 1 | 1 |  | 0 | mu_I | 0 | 0
|  | 1 |  |  | 0 | [10 empty] | 0 | mu_J | 0 | 0
|  | 1 |  |  | 0 | [10 empty] | 0 | MIXED | MAT MU | LAB RATE
[6 empty] | ISELL | C_CODE | MAKE | PART_NO | MARKUP | TYPE | LIST_P | P_FACT | FIX | DATE | %Dsct in BOQ | MU TYPE | MAT MU | LAB RATE | [13 empty] | Tot Mat Cost | Unit Lab phr. | Tot Lab phr. | < for ELM / MEE
TB
t
PLUMBING SYSTEMS
TB
t
DOMESTIC COLD WATER SYSTEM
|  |  |  | Sell Rate | Sell Total |  |  |  |  | IB | [17 empty] | U_M_Sell | T_M_Sell | U_L_Sell | T_L_Sell | Total_Sell | T_M_Cost | T_L_Phr | Mat/Lab=1
1 | No |  | Item: 4 | 39.03 | 39.03 | ISELL |  |  |  | mu_A | ITEM | [7 empty] | mu :1 | [8 empty] | 5.53 | 5.53 | 33.5 | 33.5 | 39.03 | 5.53 | 1.22 | 6.75
Domestic Cold Water booster set - PDCW1/2 complete with control panel, inlet/outlet headers, isolating valves, strainers, check valves, pressure gauges, pressure vessel etc. as per specifications and equipment schedule
1 | LS |  | Connectring-up |  |  | EMAT_001 | 501 | (__) |  | 01-001 |  |  |  | 1 | 1997-10-02 | 0 | 0 | 0.5 | 0.5
2 | m |  | 5 core x 2.5 mm2 FG16(O)M16 Cable |  |  | CAMC_082 | 616 | (__) |  | 07-006 |  |  |  | 2 | 2004-11-08 | 1.93 | 3.86 | 0.06 | 0.12
2 | No |  | M20 PVC Gland |  |  | CAAC_027 | 620 | (__) | [5 empty] | 2 | 1997-01-01 | 0.41 | 0.82 | 0.2 | 0.4
10 | No |  | Cable Lug 2.5 mm2 |  |  | CAAC_005 | 620 | CTT | [5 empty] | 2 | 1994-12-01 | 0.05 | 0.5 | 0.02 | 0.2
2 | No |  | Cable Marker Wrap Around Type |  |  | CAAC_025 | 620 | (__) | [5 empty] | 2 |  | 0.1 | 0.2 |  | 0
3 | No |  | Cable Tie 225mm |  |  | CONS_009 | 875 | (__) |  | 01-003 |  |  |  | 1 | 1994-12-01 | 0.05 | 0.15 |  | 0
|  |  | Pump Set with Control Panel | [13 empty] | 0 |  | 0
d> | 0 |  |  |  |  | ICOST |  |  |  | mu_A | ITEM | [5 empty] | 5.53 |  | 1.22
TB
t
REVERSE OSMOSIS WATER SYSTEM
|  |  |  | Sell Rate | Sell Total |  |  |  |  | IB | [17 empty] | U_M_Sell | T_M_Sell | U_L_Sell | T_L_Sell | Total_Sell | T_M_Cost | T_L_Phr | Mat/Lab=1
1 | No |  | Item: 17 | 39.03 | 39.03 | ISELL |  |  |  | mu_A | ITEM | [7 empty] | mu :1 | [8 empty] | 5.53 | 5.53 | 33.5 | 33.5 | 39.03 | 5.53 | 1.22 | 6.75
Reverse Osmosis Water booster set - PRO-1/2 set complete with control panel, inlet/outlet headers, isolating valves, strainers, check valves, pressure gauges, etc. as per specifications and equipment schedule
1 | LS |  | Connectring-up |  |  | EMAT_001 | 501 | (__) |  | 01-001 |  |  |  | 1 | 1997-10-02 | 0 | 0 | 0.5 | 0.5
2 | m |  | 5 core x 2.5 mm2 FG16(O)M16 Cable |  |  | CAMC_082 | 616 | (__) |  | 07-006 |  |  |  | 2 | 2004-11-08 | 1.93 | 3.86 | 0.06 | 0.12
2 | No |  | M20 PVC Gland |  |  | CAAC_027 | 620 | (__) | [5 empty] | 2 | 1997-01-01 | 0.41 | 0.82 | 0.2 | 0.4
10 | No |  | Cable Lug 2.5 mm2 |  |  | CAAC_005 | 620 | CTT | [5 empty] | 2 | 1994-12-01 | 0.05 | 0.5 | 0.02 | 0.2
2 | No |  | Cable Marker Wrap Around Type |  |  | CAAC_025 | 620 | (__) | [5 empty] | 2 |  | 0.1 | 0.2 |  | 0
3 | No |  | Cable Tie 225mm |  |  | CONS_009 | 875 | (__) |  | 01-003 |  |  |  | 1 | 1994-12-01 | 0.05 | 0.15 |  | 0
|  |  | Pump Set with Control Panel | [13 empty] | 0 |  | 0
d> | #REF! |  |  |  |  | ICOST |  |  |  | mu_A | ITEM | [5 empty] | 5.53 |  | 1.22
TB
t
MAKE UP WATER SYSTEM FOR THE DOMESTIC HOT WATER SYSTEM
|  |  |  | Sell Rate | Sell Total |  |  |  |  | IB | [17 empty] | U_M_Sell | T_M_Sell | U_L_Sell | T_L_Sell | Total_Sell | T_M_Cost | T_L_Phr | Mat/Lab=1
1 | No |  | Item: 25 | 34.77 | 34.77 | ISELL |  |  |  | mu_A | ITEM | [7 empty] | mu :1 | [8 empty] | 4.01 | 4.01 | 30.76 | 30.76 | 34.77 | 4.01 | 1.12 | 5.13
Pressurisation unit PU-1 complete with control panel, inlet/outlet headers, isolating valves, strainers, check valves, pressure gauges, etc. as per specifications and equipment schedule
1 | LS |  | Connectring-up |  |  | EMAT_001 | 501 | (__) |  | 01-001 |  |  |  | 1 | 1997-10-02 | 0 | 0 | 0.5 | 0.5
2 | m |  | 3 core 2.5mm² CU/XLPE/LSZH Cable |  |  | CAMC_082 | 616 | (__) |  | 07-006 |  |  |  | 2 | 2004-11-08 | 1.27 | 2.54 | 0.05 | 0.1
2 | No |  | M20 PVC Gland |  |  | CAAC_027 | 620 | (__) | [5 empty] | 2 | 1997-01-01 | 0.41 | 0.82 | 0.2 | 0.4
6 | No |  | Cable Lug 2.5 mm2 |  |  | CAAC_005 | 620 | CTT | [5 empty] | 2 | 1994-12-01 | 0.05 | 0.3 | 0.02 | 0.12
2 | No |  | Cable Marker Wrap Around Type |  |  | CAAC_025 | 620 | (__) | [5 empty] | 2 |  | 0.1 | 0.2 |  | 0
3 | No |  | Cable Tie 225mm |  |  | CONS_009 | 875 | (__) |  | 01-003 |  |  |  | 1 | 1994-12-01 | 0.05 | 0.15 |  | 0
|  |  | On-board inverter+ControlPanel | [13 empty] | 0 |  | 0
[17 empty] | 0 |  | 0
d> | 0 |  |  |  |  | ICOST |  |  |  | mu_A | ITEM | [5 empty] | 4.01 |  | 1.12
TB
t
DOMESTIC HOT WATER SYSTEM
TB
|  | t | Item: 33
Outdoor air to water Heat Pump unit 2-pipe complete with suitable anti-vibration mountings. Cost to include for power wiring to isolator in the vicinity, labelling, etc. as required for a complete working system
|  |  |  | Sell Rate | Sell Total |  |  |  |  | IB | [17 empty] | U_M_Sell | T_M_Sell | U_L_Sell | T_L_Sell | Total_Sell | T_M_Cost | T_L_Phr | Mat/Lab=1
1 | No |  | Item: a. | 94.74 | 94.74 | ISELL |  |  |  |  | ITEM | [7 empty] | mu :1 | [8 empty] | 20.6 | 20.6 | 74.14 | 74.14 | 94.74 | 20.6 | 2.7 | 23.3
|  |  | Heat Pump HP-01: 47kW | [6 empty] | n
|  |  |  | 0 | Discrepancy
|  |  | Electrical | 94.74 | 94.74 |  |  |  |  | mu_A | SUBI
| >>> mu_A material here >>> | [15 empty] | 0 |  | 0
2 | m |  | 5 core x 10 mm2 FG16(O)M16 Cable |  |  | CAMC_082 | 616 | (__) |  | 07-006 |  |  |  | 2 | 2004-11-08 | 6.55 | 13.1 | 0.09 | 0.18
2 | No |  | M32 PVC Gland |  |  | CAAC_027 | 620 | (__) | [5 empty] | 2 | 1997-01-01 | 0.87 | 1.74 | 0.4 | 0.8
10 | No |  | Cable Lug 10 mm2 |  |  | CAAC_008 | 620 | CTT | [5 empty] | 2 | 1994-12-01 | 0.14 | 1.4 | 0.06 | 0.6
2 | No |  | Cable Marker Wrap Around Type |  |  | CAAC_025 | 620 | (__) | [5 empty] | 2 |  | 0.1 | 0.2 |  | 0
3 | No |  | Cable Tie 225mm |  |  | CONS_009 | 875 | (__) |  | 01-003 |  |  |  | 1 | 1994-12-01 | 0.05 | 0.15 |  | 0
|  |  | Connecting-up ⬆️ Heat Pump | [13 empty] | 0 |  | 0
1 | LS |  | Connectring-up |  |  | EMAT_001 | 501 | (__) |  | 01-001 |  |  |  | 1 | 1997-10-02 | 0 | 0 | 0.5 | 0.5
2 | m |  | 3 core 2.5mm² CU/XLPE/LSZH Cable |  |  | CAMC_082 | 616 | (__) |  | 07-006 |  |  |  | 2 | 2004-11-08 | 1.27 | 2.54 | 0.05 | 0.1
2 | No |  | M20 PVC Gland |  |  | CAAC_027 | 620 | (__) | [5 empty] | 2 | 1997-01-01 | 0.41 | 0.82 | 0.2 | 0.4
6 | No |  | Cable Lug 2.5 mm2 |  |  | CAAC_005 | 620 | CTT | [5 empty] | 2 | 1994-12-01 | 0.05 | 0.3 | 0.02 | 0.12
2 | No |  | Cable Marker Wrap Around Type |  |  | CAAC_025 | 620 | (__) | [5 empty] | 2 |  | 0.1 | 0.2 |  | 0
3 | No |  | Cable Tie 225mm |  |  | CONS_009 | 875 | (__) |  | 01-003 |  |  |  | 1 | 1994-12-01 | 0.05 | 0.15 |  | 0
Additional Pump ⬆️ on the system
[17 empty] | 0 |  | 0
d> | 0 | [8 empty] | mu_A | SUBI | [5 empty] | 20.6 |  | 2.7 | [8 empty] | 20.6
|  |  | Controls | 0 | 0 |  |  |  |  | mu_B | SUBI
| >>> mu_B material here >>> | [15 empty] | 0 |  | 0
[17 empty] | 0 |  | 0
[17 empty] | 0 |  | 0
d> | 0 | [8 empty] | mu_B | SUBI | [5 empty] | 0 |  | 0 | [8 empty] | 0
[6 empty] | ICOST |  |  |  |  | ITEM | [5 empty] | 20.6 |  | 2.7
TB
|  | t | Item: 35
Plumbing ancillaries on the above primary hot water pipework
|  |  |  | Sell Rate | Sell Total |  |  |  |  | IB | [17 empty] | U_M_Sell | T_M_Sell | U_L_Sell | T_L_Sell | Total_Sell | T_M_Cost | T_L_Phr | Mat/Lab=1
1 | No |  | Item: e. | 804.74 | 804.74 | ISELL |  |  |  |  | ITEM | [7 empty] | mu :1 | [8 empty] | 766.3 | 766.3 | 38.44 | 38.44 | 804.74 | 766.3 | 1.4 | 767.7
|  |  | OD 75 mm 2-port modulating Valves | [6 empty] | n
|  |  |  | 0 | Discrepancy
|  |  | Electrical | 51.93 | 51.93 |  |  |  |  | mu_A | SUBI
3 | m |  | Conduit Galv. 20mm RATE |  |  | COGV_011 | 690 | BAR | 20mm |  |  |  |  | 1 | 1994-12-01 | 3.03 | 9.09 | 0.2 | 0.6
10 | m |  | Indoor Screened 3c Cable 0.75sqmm |  |  | CASP_083 | 617 | Lappkabel | 0034703 UNITRONIC LiYCY |  |  |  |  | 2 | 2005-03-22 | 0.44 | 4.4 | 0.03 | 0.3
1 | No |  | Control Box installation |  |  | BMSE_001 | 512 | (__) | [5 empty] | 3 |  | 0 | 0 | 0.5 | 0.5
[17 empty] | 0 |  | 0
d> | 0 | [8 empty] | mu_A | SUBI | [5 empty] | 13.49 |  | 1.4 | [8 empty] | 13.49
|  |  | Controls | 752.81 | 752.81 |  |  |  |  | mu_B | SUBI
| >>> mu_B material here >>> | [15 empty] | 0 |  | 0
1 | No |  | OD 75 mm 2-port modulating Valves |  |  | BMSE_001 | 512 | (__) | [5 empty] | 3 |  | 567.81 | 567.81 |  | 0
1 | No |  | Control Box |  |  | BMSE_001 | 512 | (__) | [5 empty] | 3 |  | 185 | 185 |  | 0
|  |  |  | Price from Guy | [12 empty] | 0 |  | 0
d> | 0 | [8 empty] | mu_B | SUBI | [5 empty] | 752.81 |  | 0 | [8 empty] | 752.81
[6 empty] | ICOST |  |  |  |  | ITEM | [5 empty] | 766.3 |  | 1.4
|  |  |  | Sell Rate | Sell Total |  |  |  |  | IB | [17 empty] | U_M_Sell | T_M_Sell | U_L_Sell | T_L_Sell | Total_Sell | T_M_Cost | T_L_Phr | Mat/Lab=1
1 | No |  | Item: f. | 559.85 | 559.85 | ISELL |  |  |  |  | ITEM | [7 empty] | mu :1 | [8 empty] | 521.41 | 521.41 | 38.44 | 38.44 | 559.85 | 521.41 | 1.4 | 522.81
|  |  | OD 75 mm 3-port modulating Valves | [6 empty] | n
|  |  |  | 0 | Discrepancy
|  |  | Electrical | 51.93 | 51.93 |  |  |  |  | mu_A | SUBI
3 | m |  | Conduit Galv. 20mm RATE |  |  | COGV_011 | 690 | BAR | 20mm |  |  |  |  | 1 | 1994-12-01 | 3.03 | 9.09 | 0.2 | 0.6
10 | m |  | Indoor Screened 3c Cable 0.75sqmm |  |  | CASP_083 | 617 | Lappkabel | 0034703 UNITRONIC LiYCY |  |  |  |  | 2 | 2005-03-22 | 0.44 | 4.4 | 0.03 | 0.3
1 | No |  | Control Box installation |  |  | BMSE_001 | 512 | (__) | [5 empty] | 3 |  | 0 | 0 | 0.5 | 0.5
[17 empty] | 0 |  | 0
d> | 0 | [8 empty] | mu_A | SUBI | [5 empty] | 13.49 |  | 1.4 | [8 empty] | 13.49
|  |  | Controls | 507.92 | 507.92 |  |  |  |  | mu_B | SUBI
| >>> mu_B material here >>> | [15 empty] | 0 |  | 0
1 | No |  | OD 75 mm 3-port modulating Valves |  |  | BMSE_001 | 512 | (__) | [5 empty] | 3 |  | 322.92 | 322.92 |  | 0
1 | No |  | Control Box |  |  | BMSE_001 | 512 | (__) | [5 empty] | 3 |  | 185 | 185 |  | 0
|  |  |  | Price from Guy | [12 empty] | 0 |  | 0
d> | 0 | [8 empty] | mu_B | SUBI | [5 empty] | 507.92 |  | 0 | [8 empty] | 507.92
[6 empty] | ICOST |  |  |  |  | ITEM | [5 empty] | 521.41 |  | 1.4
|  |  |  | Sell Rate | Sell Total |  |  |  |  | IB | [17 empty] | U_M_Sell | T_M_Sell | U_L_Sell | T_L_Sell | Total_Sell | T_M_Cost | T_L_Phr | Mat/Lab=1
1 | No |  | Item: 37 | 78.06 | 78.06 | ISELL |  |  |  | mu_A | ITEM | [7 empty] | mu :1 | [8 empty] | 11.06 | 11.06 | 67 | 67 | 78.06 | 11.06 | 2.44 | 13.5
PRIMARY Domestic Hot Water circulation pump set - PPDHW-1/2 complete with control panel, inlet/outlet headers, isolating valves, strainers, check valves, pressure gauges, pressure vessel etc. as per specifications and equipment schedule.
2 | LS |  | Connectring-up |  |  | EMAT_001 | 501 | (__) |  | 01-001 |  |  |  | 1 | 1997-10-02 | 0 | 0 | 0.5 | 1
4 | m |  | 5 core x 2.5 mm2 FG16(O)M16 Cable |  |  | CAMC_082 | 616 | (__) |  | 07-006 |  |  |  | 2 | 2004-11-08 | 1.93 | 7.72 | 0.06 | 0.24
4 | No |  | M20 PVC Gland |  |  | CAAC_027 | 620 | (__) | [5 empty] | 2 | 1997-01-01 | 0.41 | 1.64 | 0.2 | 0.8
20 | No |  | Cable Lug 2.5 mm2 |  |  | CAAC_005 | 620 | CTT | [5 empty] | 2 | 1994-12-01 | 0.05 | 1 | 0.02 | 0.4
4 | No |  | Cable Marker Wrap Around Type |  |  | CAAC_025 | 620 | (__) | [5 empty] | 2 |  | 0.1 | 0.4 |  | 0
6 | No |  | Cable Tie 225mm |  |  | CONS_009 | 875 | (__) |  | 01-003 |  |  |  | 1 | 1994-12-01 | 0.05 | 0.3 |  | 0
|  |  | Pump Set with Control Panel | [13 empty] | 0 |  | 0
d> | 0 |  |  |  |  | ICOST |  |  |  | mu_A | ITEM | [5 empty] | 11.06 |  | 2.44
TB
|  | t | Item: 38
Packaged, skid mounted, lowered version hot water calorifiers, 800L storage capacity, copper lined, complete with externally factory mounted titanium gasket plate heat exchanger, circulating pump, flow through expansion vessel, commissioning valve, control valve, control fittings required, panel, isolating valves, safety valves, and all other accessories required and as stated in the specifications for a complete working system.
|  |  |  | Sell Rate | Sell Total |  |  |  |  | IB | [17 empty] | U_M_Sell | T_M_Sell | U_L_Sell | T_L_Sell | Total_Sell | T_M_Cost | T_L_Phr | Mat/Lab=1
2 | No |  | Item: a. | 42.61 | 85.22 | ISELL |  |  |  | mu_A | ITEM | [7 empty] | mu :1 | [8 empty] | 7.46 | 14.92 | 35.15 | 70.3 | 85.22 | 14.92 | 2.56 | 34.96
Ref: CAL-01 and CAL-02 Capacity: 800 ltrs PHE: 45 Kw Pri. Temp: 80 - 70 deg C (from heat pump/hydroboxes) Pri. Flow Rates: (calculated from heat pump/hydroboxes)
2 | LS |  | Connectring-up |  |  | EMAT_001 | 501 | (__) |  | 01-001 |  |  |  | 1 | 1997-10-02 | 0 | 0 | 0.5 | 1
6 | m |  | 5 core x 2.5 mm2 FG16(O)M16 Cable |  |  | CAMC_082 | 616 | (__) |  | 07-006 |  |  |  | 2 | 2004-11-08 | 1.93 | 11.58 | 0.06 | 0.36
4 | No |  | M20 PVC Gland |  |  | CAAC_027 | 620 | (__) | [5 empty] | 2 | 1997-01-01 | 0.41 | 1.64 | 0.2 | 0.8
20 | No |  | Cable Lug 2.5 mm2 |  |  | CAAC_005 | 620 | CTT | [5 empty] | 2 | 1994-12-01 | 0.05 | 1 | 0.02 | 0.4
4 | No |  | Cable Marker Wrap Around Type |  |  | CAAC_025 | 620 | (__) | [5 empty] | 2 |  | 0.1 | 0.4 |  | 0
6 | No |  | Cable Tie 225mm |  |  | CONS_009 | 875 | (__) |  | 01-003 |  |  |  | 1 | 1994-12-01 | 0.05 | 0.3 |  | 0
[17 empty] | 0 |  | 0
d> | 0 |  |  |  |  | ICOST |  |  |  | mu_A | ITEM | [5 empty] | 14.92 |  | 2.56
|  |  |  | Sell Rate | Sell Total |  |  |  |  | IB | [17 empty] | U_M_Sell | T_M_Sell | U_L_Sell | T_L_Sell | Total_Sell | T_M_Cost | T_L_Phr | Mat/Lab=1
2 | No |  | Item: i. | 0 | 0 | ISELL |  |  |  |  | ITEM |  |  |  |  | Refer to Covering Letter |  |  | 0.00 | [8 empty] | 0 | 0 | 0 | 0 | 0 | 0 | 0 | 0
|  |  | PID controller c/w control temperature sensors | [6 empty] | n
|  |  |  | 0 | Discrepancy
|  |  | Electrical | 0 | 0 |  |  |  |  | mu_A | SUBI
0 | m |  | Conduit Galv. 20mm RATE |  |  | COGV_011 | 690 | BAR | 20mm |  |  |  |  | 1 | 1994-12-01 | 3.03 | 0 | 0.2 | 0
0 | m |  | Indoor Screened 3c Cable 0.75sqmm |  |  | CASP_083 | 617 | Lappkabel | 0034703 UNITRONIC LiYCY |  |  |  |  | 2 | 2005-03-22 | 0.44 | 0 | 0.03 | 0
0 | No |  | Screw Wood S6 |  |  | CONS_035 | 875 | (__) |  | 02-008 |  |  |  | 1 | 1994-12-01 | 0.02 | 0 |  | 0
0 | No |  | Rawl Plug S6 |  |  | CONS_030 | 875 | (__) |  | 02-009 |  |  |  | 1 | 1994-12-01 | 0.02 | 0 |  | 0
[17 empty] | 0 |  | 0
d> | 0 | [8 empty] | mu_A | SUBI | [5 empty] | 0 |  | 0 | [8 empty] | 0
|  |  | Controls | 0 | 0 |  |  |  |  | mu_B | SUBI
0 | No |  | PID controller c/w control temperature sensors |  |  | BMSE_001 | 512 | (__) | [5 empty] | 3 |  | 610.46 | 0 | 6 | 0
[17 empty] | 0 |  | 0
[17 empty] | 0 |  | 0
d> | 0 | [8 empty] | mu_B | SUBI | [5 empty] | 0 |  | 0 | [8 empty] | 0
[6 empty] | ICOST |  |  |  |  | ITEM | [5 empty] | 0 |  | 0
|  |  |  | Sell Rate | Sell Total |  |  |  |  | IB | [17 empty] | U_M_Sell | T_M_Sell | U_L_Sell | T_L_Sell | Total_Sell | T_M_Cost | T_L_Phr | Mat/Lab=1
2 | No |  | Item: j. | 0 | 0 | ISELL |  |  |  | mu_B | ITEM |  |  |  |  | Refer to Covering Letter |  |  | 0.00 | [8 empty] | 0 | 0 | 0 | 0 | 0 | 0 | 0 | 0
|  |  | Install only temperature sensors, including allowance for any adapters as required | [6 empty] | n
|  |  | included in PID Controller | [13 empty] | 0 |  | 0
d> | 0 |  |  |  |  | ICOST |  |  |  | mu_B | ITEM | [5 empty] | 0 |  | 0
TB
|  | t | Item: 40.0
Plumbing ancillaries on the above secondary headers
|  |  |  | Sell Rate | Sell Total |  |  |  |  | IB | [17 empty] | U_M_Sell | T_M_Sell | U_L_Sell | T_L_Sell | Total_Sell | T_M_Cost | T_L_Phr | Mat/Lab=1
1 | No |  | Item: c. | 0 | 0 | ISELL |  |  |  | mu_B | ITEM |  |  |  |  | Refer to Covering Letter |  |  | 0.00 | [8 empty] | 0 | 0 | 0 | 0 | 0 | 0 | 0 | 0
|  |  | Install only temperature sensors, including allowance for any adapters and pockets as required | [6 empty] | n
|  |  | included in PID Controller | [13 empty] | 0 |  | 0
d> | 0 |  |  |  |  | ICOST |  |  |  | mu_B | ITEM | [5 empty] | 0 |  | 0
|  |  |  | Sell Rate | Sell Total |  |  |  |  | IB | [17 empty] | U_M_Sell | T_M_Sell | U_L_Sell | T_L_Sell | Total_Sell | T_M_Cost | T_L_Phr | Mat/Lab=1
1 | No |  | Item: 41 | 78.06 | 78.06 | ISELL |  |  |  | mu_A | ITEM | [7 empty] | mu :1 | [8 empty] | 11.06 | 11.06 | 67 | 67 | 78.06 | 11.06 | 2.44 | 13.5
SECONDARY Domestic Hot Water Return circulation pump set -SPDHW1/2 complete with control panel, inlet/outlet headers, isolating valves, strainers, check valves, pressure gauges, pressure vessel etc. as per specifications and equipment schedule
2 | LS |  | Connectring-up |  |  | EMAT_001 | 501 | (__) |  | 01-001 |  |  |  | 1 | 1997-10-02 | 0 | 0 | 0.5 | 1
4 | m |  | 5 core x 2.5 mm2 FG16(O)M16 Cable |  |  | CAMC_082 | 616 | (__) |  | 07-006 |  |  |  | 2 | 2004-11-08 | 1.93 | 7.72 | 0.06 | 0.24
4 | No |  | M20 PVC Gland |  |  | CAAC_027 | 620 | (__) | [5 empty] | 2 | 1997-01-01 | 0.41 | 1.64 | 0.2 | 0.8
20 | No |  | Cable Lug 2.5 mm2 |  |  | CAAC_005 | 620 | CTT | [5 empty] | 2 | 1994-12-01 | 0.05 | 1 | 0.02 | 0.4
4 | No |  | Cable Marker Wrap Around Type |  |  | CAAC_025 | 620 | (__) | [5 empty] | 2 |  | 0.1 | 0.4 |  | 0
6 | No |  | Cable Tie 225mm |  |  | CONS_009 | 875 | (__) |  | 01-003 |  |  |  | 1 | 1994-12-01 | 0.05 | 0.3 |  | 0
|  |  | Controlled w/ On-board inverter | [13 empty] | 0 |  | 0
[17 empty] | 0 |  | 0
d> | 0 |  |  |  |  | ICOST |  |  |  | mu_A | ITEM | [5 empty] | 11.06 |  | 2.44
TB
|  | t | Item: 44
Multifunctional Thermostatic Circulation Valve (Thermostatic balancing valve) (MTCV) on the Secondary DHW distribution pipework complete with electronic controller for disinfection of DHW system
|  |  |  | Sell Rate | Sell Total |  |  |  |  | IB | [17 empty] | U_M_Sell | T_M_Sell | U_L_Sell | T_L_Sell | Total_Sell | T_M_Cost | T_L_Phr | Mat/Lab=1
4 | No |  | Item: a. | 38.21 | 152.84 | ISELL |  |  |  |  | ITEM | [7 empty] | mu :1 | [8 empty] | 13.49 | 53.96 | 24.72 | 98.88 | 152.84 | 53.96 | 3.6 | 230.24
|  |  | OD25mm | [6 empty] | n
|  |  |  | 0.02 | Discrepancy
|  |  | Electrical | 152.82 | 152.82 |  |  |  |  | mu_A | SUBI
12 | m |  | Conduit Galv. 20mm RATE |  |  | COGV_011 | 690 | BAR | 20mm |  |  |  |  | 1 | 1994-12-01 | 3.03 | 36.36 | 0.2 | 2.4
40 | m |  | Indoor Screened 3c Cable 0.75sqmm |  |  | CASP_083 | 617 | Lappkabel | 0034703 UNITRONIC LiYCY |  |  |  |  | 2 | 2005-03-22 | 0.44 | 17.6 | 0.03 | 1.2
[17 empty] | 0 |  | 0
d> | 0 | [8 empty] | mu_A | SUBI | [5 empty] | 53.96 |  | 3.6 | [8 empty] | 53.96
|  |  | Controls | 0 | 0.02 |  |  |  |  | mu_B | SUBI
| >>> mu_B material here >>> | [15 empty] | 0 |  | 0
4 | No |  | Multifunctional Thermostatic Circulation Valve |  |  | BMSE_001 | 512 | (__) | [5 empty] | 3 |  | 0 | 0 |  | 0
|  |  | Equipment in mechanical BOQ | [13 empty] | 0 |  | 0
[17 empty] | 0 |  | 0
d> | 0 | [8 empty] | mu_B | SUBI | [5 empty] | 0 |  | 0 | [8 empty] | 0
[6 empty] | ICOST |  |  |  |  | ITEM | [5 empty] | 53.96 |  | 3.6
|  |  |  | Sell Rate | Sell Total |  |  |  |  | IB | [17 empty] | U_M_Sell | T_M_Sell | U_L_Sell | T_L_Sell | Total_Sell | T_M_Cost | T_L_Phr | Mat/Lab=1
4 | No |  | Item: b. | 38.21 | 152.84 | ISELL |  |  |  |  | ITEM | [7 empty] | mu :1 | [8 empty] | 13.49 | 53.96 | 24.72 | 98.88 | 152.84 | 53.96 | 3.6 | 230.24
|  |  | OD40mm | [6 empty] | n
|  |  |  | 0.02 | Discrepancy
|  |  | Electrical | 152.82 | 152.82 |  |  |  |  | mu_A | SUBI
12 | m |  | Conduit Galv. 20mm RATE |  |  | COGV_011 | 690 | BAR | 20mm |  |  |  |  | 1 | 1994-12-01 | 3.03 | 36.36 | 0.2 | 2.4
40 | m |  | Indoor Screened 3c Cable 0.75sqmm |  |  | CASP_083 | 617 | Lappkabel | 0034703 UNITRONIC LiYCY |  |  |  |  | 2 | 2005-03-22 | 0.44 | 17.6 | 0.03 | 1.2
[17 empty] | 0 |  | 0
d> | 0 | [8 empty] | mu_A | SUBI | [5 empty] | 53.96 |  | 3.6 | [8 empty] | 53.96
|  |  | Controls | 0 | 0.02 |  |  |  |  | mu_B | SUBI
| >>> mu_B material here >>> | [15 empty] | 0 |  | 0
4 | No |  | Multifunctional Thermostatic Circulation Valve |  |  | BMSE_001 | 512 | (__) | [5 empty] | 3 |  | 0 | 0 |  | 0
|  |  | Equipment in mechanical BOQ | [13 empty] | 0 |  | 0
[17 empty] | 0 |  | 0
d> | 0 | [8 empty] | mu_B | SUBI | [5 empty] | 0 |  | 0 | [8 empty] | 0
[6 empty] | ICOST |  |  |  |  | ITEM | [5 empty] | 53.96 |  | 3.6
TB
t
SANITARY WARE
TB
|  | t | Item: 52
Assemble, install and connect up the following sanitaryware including chrome accessories, supplied by client. Bill rate is to allow for necessary fixing ancillaries and silicon sealants
|  |  |  | Sell Rate | Sell Total |  |  |  |  | IB | [17 empty] | U_M_Sell | T_M_Sell | U_L_Sell | T_L_Sell | Total_Sell | T_M_Cost | T_L_Phr | Mat/Lab=1
20 | No. |  | Item: l. | 13.18 | 263.6 | ISELL |  |  |  | mu_A | ITEM | [7 empty] | mu :1 | [8 empty] | 2.2 | 44 | 10.98 | 219.6 | 263.6 | 44 | 8 | 1040
|  |  | Bathroom Mirror c/w integrated lighting point | [6 empty] | n
40 | m |  | Wiring Cable 3c 1.5 mm2 PVC Non-Arm |  |  | CASC_017 | 615 | CRO |  | 02-002 |  |  |  | 2 | 2006-09-28 | 1.1 | 44 | 0.05 | 2
20 | LS |  | Bathroom Mirror's power |  |  | LABO_001 | 900 | MISC | [5 empty] | 1 |  | 0 | 0 | 0.3 | 6
|  |  | Connecting up | [13 empty] | 0 |  | 0
d> | 0 |  |  |  |  | ICOST |  |  |  | mu_A | ITEM | [5 empty] | 44 |  | 8
TB
t
Ancillaries to compliment the plumbing systems
|  |  |  | Sell Rate | Sell Total |  |  |  |  | IB | [17 empty] | U_M_Sell | T_M_Sell | U_L_Sell | T_L_Sell | Total_Sell | T_M_Cost | T_L_Phr | Mat/Lab=1
1 | No |  | Item: 53 | 158.2 | 158.2 | ISELL |  |  |  |  | ITEM | [7 empty] | mu :1 | [8 empty] | 133.49 | 133.49 | 24.71 | 24.71 | 158.2 | 133.49 | 0.9 | 134.39
|  |  | Provision for the supply, installation and connecting up of water consumption meter, suitable to be connected to BMS | [6 empty] | n
|  |  |  | 0 | Discrepancy
|  |  | Electrical | 38.2 | 38.2 |  |  |  |  | mu_A | SUBI
3 | m |  | Conduit Galv. 20mm RATE |  |  | COGV_011 | 690 | BAR | 20mm |  |  |  |  | 1 | 1994-12-01 | 3.03 | 9.09 | 0.2 | 0.6
10 | m |  | Indoor Screened 3c Cable 0.75sqmm |  |  | CASP_083 | 617 | Lappkabel | 0034703 UNITRONIC LiYCY |  |  |  |  | 2 | 2005-03-22 | 0.44 | 4.4 | 0.03 | 0.3
[17 empty] | 0 |  | 0
d> | 0 | [8 empty] | mu_A | SUBI | [5 empty] | 13.49 |  | 0.9 | [8 empty] | 13.49
|  |  | Controls | 120 | 120 |  |  |  |  | mu_B | SUBI
1 | No |  | Water consumption meter |  |  | BMSE_001 | 512 | (__) | [5 empty] | 3 |  | 120 | 120 |  | 0
[17 empty] | 0 |  | 0
d> | 0 | [8 empty] | mu_B | SUBI | [5 empty] | 120 |  | 0 | [8 empty] | 120
[6 empty] | ICOST |  |  |  |  | ITEM | [5 empty] | 133.49 |  | 0.9
SB
| -0.046 |  | PAGE: |  | 2540.98 | [5 empty] | PAGE | [5 empty] | 1645.83 |  | 32.6
| Discy: |  |  |  | PAGE SELL | [11 empty] | PAGE MAT |  | PAGE LAB
TB
t
DRAINAGE AND RAIN WATER SYSTEMS
TB
t
Other
TB
|  | t | Item: 11
Waste Water Lifting Station, complete with control panel, inlet/outlet headers, isolating valves, strainers, check valves, pressure gauges, etc. to make a complete working system. System shall be as per specifications and equipment schedule
|  |  |  | Sell Rate | Sell Total |  |  |  |  | IB | [17 empty] | U_M_Sell | T_M_Sell | U_L_Sell | T_L_Sell | Total_Sell | T_M_Cost | T_L_Phr | Mat/Lab=1
1 | No |  | Item: a. | 132.98 | 132.98 | ISELL |  |  |  |  | ITEM | [7 empty] | mu :1 | [8 empty] | 11.06 | 11.06 | 121.92 | 121.92 | 132.98 | 11.06 | 4.44 | 15.5
|  |  | LS1 | [6 empty] | n
|  |  |  | 0 | Discrepancy
|  |  | Electrical | 132.98 | 132.98 |  |  |  |  | mu_A | SUBI
2 | LS |  | Connectring-up - Station + Controller |  |  | EMAT_001 | 501 | (__) |  | 01-001 |  |  |  | 1 | 1997-10-02 | 0 | 0 | 1.5 | 3
4 | m |  | 5 core x 2.5 mm2 FG16(O)M16 Cable |  |  | CAMC_082 | 616 | (__) |  | 07-006 |  |  |  | 2 | 2004-11-08 | 1.93 | 7.72 | 0.06 | 0.24
4 | No |  | M20 PVC Gland |  |  | CAAC_027 | 620 | (__) | [5 empty] | 2 | 1997-01-01 | 0.41 | 1.64 | 0.2 | 0.8
20 | No |  | Cable Lug 2.5 mm2 |  |  | CAAC_005 | 620 | CTT | [5 empty] | 2 | 1994-12-01 | 0.05 | 1 | 0.02 | 0.4
4 | No |  | Cable Marker Wrap Around Type |  |  | CAAC_025 | 620 | (__) | [5 empty] | 2 |  | 0.1 | 0.4 |  | 0
6 | No |  | Cable Tie 225mm |  |  | CONS_009 | 875 | (__) |  | 01-003 |  |  |  | 1 | 1994-12-01 | 0.05 | 0.3 |  | 0
|  |  | Connecting-up - Station + Control Panel | [13 empty] | 0 |  | 0
d> | 0 | [8 empty] | mu_A | SUBI | [5 empty] | 11.06 |  | 4.44 | [8 empty] | 11.06
|  |  | Controls | 0 | 0 |  |  |  |  | mu_B | SUBI
| >>> mu_B material here >>> | [15 empty] | 0 |  | 0
1 | LS |  | Control Panel |  |  | EMAT_001 | 501 | (__) |  | 01-001 |  |  |  | 1 | 1997-10-02 | 0 | 0 | 0 | 0
[17 empty] | 0 |  | 0
d> | 0 | [8 empty] | mu_B | SUBI | [5 empty] | 0 |  | 0 | [8 empty] | 0
[6 empty] | ICOST |  |  |  |  | ITEM | [5 empty] | 11.06 |  | 4.44
TB
|  | t | Item: 12
Sump pump, complete with control panel, non-return valves, inlet/outlet headers, isolating valves, strainers, check valves, pressure gauges, etc. to make a complete working system
|  |  |  | Sell Rate | Sell Total |  |  |  |  | IB | [17 empty] | U_M_Sell | T_M_Sell | U_L_Sell | T_L_Sell | Total_Sell | T_M_Cost | T_L_Phr | Mat/Lab=1
1 | No |  | Item: a. | 19.5 | 19.5 | ISELL |  |  |  | mu_A | ITEM | [7 empty] | mu :1 | [8 empty] | 3.3 | 3.3 | 16.2 | 16.2 | 19.5 | 3.3 | 0.59 | 3.89
|  |  | SP1 | [6 empty] | n
3 | m |  | Wiring Cable 3c 2.5 mm2 PVC Non-Arm |  |  | CAMC_049 | 616 | CRO | 2.5mm2 | 03-003 |  |  |  | 2 | 2011-08-12 | 1.1 | 3.3 | 0.03 | 0.09
1 | LS |  | Installation Only |  |  | LABO_001 | 900 | MISC | [5 empty] | 1 |  |  | 0 | 0.5 | 0.5
[17 empty] | 0 |  | 0
d> | 0 |  |  |  |  | ICOST |  |  |  | mu_A | ITEM | [5 empty] | 3.3 |  | 0.59
TB
|  | t | Item: 13
Grease Trap, complete with control panel, non-return valves, inlet/outlet headers, isolating valves, strainers, check valves, pressure gauges, etc. to make a complete working system
|  |  |  | Sell Rate | Sell Total |  |  |  |  | IB | [17 empty] | U_M_Sell | T_M_Sell | U_L_Sell | T_L_Sell | Total_Sell | T_M_Cost | T_L_Phr | Mat/Lab=1
1 | No |  | Item: a. | 17.58 | 17.58 | ISELL |  |  |  | mu_A | ITEM | [7 empty] | mu :1 | [8 empty] | 2.2 | 2.2 | 15.38 | 15.38 | 17.58 | 2.2 | 0.56 | 2.76
|  |  | GT01 | [6 empty] | n
2 | m |  | Wiring Cable 3c 2.5 mm2 PVC Non-Arm |  |  | CAMC_049 | 616 | CRO | 2.5mm2 | 03-003 |  |  |  | 2 | 2011-08-12 | 1.1 | 2.2 | 0.03 | 0.06
1 | LS |  | Installation Only |  |  | LABO_001 | 900 | MISC | [5 empty] | 1 |  |  | 0 | 0.5 | 0.5
[17 empty] | 0 |  | 0
d> | 0 |  |  |  |  | ICOST |  |  |  | mu_A | ITEM | [5 empty] | 2.2 |  | 0.56
|  |  |  | Sell Rate | Sell Total |  |  |  |  | IB | [17 empty] | U_M_Sell | T_M_Sell | U_L_Sell | T_L_Sell | Total_Sell | T_M_Cost | T_L_Phr | Mat/Lab=1
1 | No |  | Item: a. | 17.58 | 17.58 | ISELL |  |  |  | mu_A | ITEM | [7 empty] | mu :1 | [8 empty] | 2.2 | 2.2 | 15.38 | 15.38 | 17.58 | 2.2 | 0.56 | 2.76
|  |  | GT02 | [6 empty] | n
2 | m |  | Wiring Cable 3c 2.5 mm2 PVC Non-Arm |  |  | CAMC_049 | 616 | CRO | 2.5mm2 | 03-003 |  |  |  | 2 | 2011-08-12 | 1.1 | 2.2 | 0.03 | 0.06
1 | LS |  | Installation Only |  |  | LABO_001 | 900 | MISC | [5 empty] | 1 |  |  | 0 | 0.5 | 0.5
[17 empty] | 0 |  | 0
d> | 0 |  |  |  |  | ICOST |  |  |  | mu_A | ITEM | [5 empty] | 2.2 |  | 0.56
SB
| 0.001 |  | PAGE: |  | 187.64 | [5 empty] | PAGE | [5 empty] | 18.76 |  | 6.15
| Discy: |  |  |  | PAGE SELL | [11 empty] | PAGE MAT |  | PAGE LAB
TB
|  | t | Item:
FIRE SAFETY AND FIRE FIGHTING SYSTEMS
TB
t
AUTOMATIC WET CHEMICAL SYSTEM
TB
|  | t | Item: 8
Automatic wet chemical system including cylinders, pipework, nozzles, interfaces to fire alarm, control panel etc. as required for a complete installation.
|  |  |  | Sell Rate | Sell Total |  |  |  |  | IB | [17 empty] | U_M_Sell | T_M_Sell | U_L_Sell | T_L_Sell | Total_Sell | T_M_Cost | T_L_Phr | Mat/Lab=1
1 | No |  | Item: a. | 0 | 0 | ISELL |  |  |  | mu_A | ITEM | [7 empty] | 0.00 | [8 empty] | 0 | 0 | 0 | 0 | 0 | 0 | 0 | 0
|  |  | 1700x1000mm Hood 1 in kitchen | [6 empty] | n
[17 empty] | 0 |  | 0
|  |  | Firetech | in mechanical BOQ | [12 empty] | 0 |  | 0
d> | 0 |  |  |  |  | ICOST |  |  |  | mu_A | ITEM | [5 empty] | 0 |  | 0
|  |  |  | Sell Rate | Sell Total |  |  |  |  | IB | [17 empty] | U_M_Sell | T_M_Sell | U_L_Sell | T_L_Sell | Total_Sell | T_M_Cost | T_L_Phr | Mat/Lab=1
1 | No |  | Item: b. | 0 | 0 | ISELL |  |  |  | mu_A | ITEM | [7 empty] | 0.00 | [8 empty] | 0 | 0 | 0 | 0 | 0 | 0 | 0 | 0
|  |  | 1700x1000mm Hood 2 in kitchen | [6 empty] | n
[17 empty] | 0 |  | 0
|  |  | Firetech | in mechanical BOQ | [12 empty] | 0 |  | 0
d> | 0 |  |  |  |  | ICOST |  |  |  | mu_A | ITEM | [5 empty] | 0 |  | 0
TB
t
SMOKE CONTROL PRESSURIZATION SYSTEM
|  |  |  | Sell Rate | Sell Total |  |  |  |  | IB | [17 empty] | U_M_Sell | T_M_Sell | U_L_Sell | T_L_Sell | Total_Sell | T_M_Cost | T_L_Phr | Mat/Lab=1
1 | LS |  | Item: 9 | 214.66 | 214.66 | ISELL |  |  |  | mu_A | ITEM | [7 empty] | mu :1 | [8 empty] | 127.89 | 127.89 | 86.77 | 86.77 | 214.66 | 127.89 | 3.16 | 131.05
Smoke control pressurization system for the protected staircase, PF-01 as marked on the drawings including pressurization fan PF-01, interfaces to fire alarm, control panel, ancillaries etc. as required for a complete installation. (Tenderer is requested to visit the site prior to design of pressurization system, coordination with other services is also very important)
|  |  | Fan Connecting -up | [13 empty] | 0 |  | 0
2 | m |  | 5G 6.0sqmm (Cl2 CU) BS7846-F120 MGT/XLPE/LSZH/SWA/LSZH BLACK 0.6/1kV |  |  | CAMC_070 | 616 | BATT | 6.0mm2 |  |  |  |  | 2 | 2011-08-12 | 15.7563 | 31.5126 | 0.08 | 0.16
2 | No |  | Gland Outdoor 20 CW 4*4/6mm2 |  |  | CAAC_053 | 620 | CMP | [5 empty] | 2 | 1997-01-01 | 6.38 | 12.76 | 0.35 | 0.7
10 | No |  | Cable Lug 6.0 mm2 |  |  | CAAC_007 | 620 | CTT | [5 empty] | 2 | 1994-12-01 | 0.07 | 0.7 | 0.03 | 0.3
2 | No |  | Cable Marker Wrap Around Type |  |  | CAAC_025 | 620 | (__) | [5 empty] | 2 |  | 0.1 | 0.2 |  | 0
3 | No |  | Cable Tie 225mm |  |  | CONS_009 | 875 | (__) |  | 01-003 |  |  |  | 1 | 1994-12-01 | 0.05 | 0.15 |  | 0
Control Panel Connecting-up
2 | m |  | 3G 4.0sqmm (Cl2 CU) BS7846-F120 MGT/XLPE/LSZH/SWA/LSZH BLACK 0.6/1kV |  |  | CAMC_070 | 616 | BATT | 6.0mm2 |  |  |  |  | 2 | 2011-08-12 | 7.9471 | 15.8942 | 0.06 | 0.12
2 | No |  | Gland Outdoor 20 CW 4*4/6mm2 |  |  | CAAC_053 | 620 | CMP | [5 empty] | 2 | 1997-01-01 | 6.38 | 12.76 | 0.35 | 0.7
6 | No |  | Cable Lug 4.0 mm2 |  |  | CAAC_007 | 620 | CTT | [5 empty] | 2 | 1994-12-01 | 0.06 | 0.36 | 0.03 | 0.18
2 | No |  | Cable Marker Wrap Around Type |  |  | CAAC_025 | 620 | (__) | [5 empty] | 2 |  | 0.1 | 0.2 |  | 0
3 | No |  | Cable Tie 225mm |  |  | CONS_009 | 875 | (__) |  | 01-003 |  |  |  | 1 | 1994-12-01 | 0.05 | 0.15 |  | 0
Signal Cables to Fans and FAP
40 | m |  | Fire Alarm Cable 18 AWG Screened Twisted Pair |  |  | CASP_010 | 617 | (__) | [5 empty] | 2 | 2011-08-12 | 1.33 | 53.2 | 0.025 | 1
[17 empty] | 0 |  | 0
d> | 0 |  |  |  |  | ICOST |  |  |  | mu_A | ITEM | [5 empty] | 127.8868 |  | 3.16
|  |  |  | Sell Rate | Sell Total |  |  |  |  | IB | [17 empty] | U_M_Sell | T_M_Sell | U_L_Sell | T_L_Sell | Total_Sell | T_M_Cost | T_L_Phr | Mat/Lab=1
1 | LS |  | Item: 10 | 214.66 | 214.66 | ISELL |  |  |  | mu_A | ITEM | [7 empty] | mu :1 | [8 empty] | 127.89 | 127.89 | 86.77 | 86.77 | 214.66 | 127.89 | 3.16 | 131.05
Smoke control pressurization system for the protected lobbies, PF-02 as marked on the drawings including pressurization fan PF-02, interfaces to fire alarm, control panel, ancillaries etc. as required for a complete installation. (Tenderer is requested to visit the site prior to design of pressurization system, coordination with other services is also very important)
[17 empty] | 0 |  | 0
|  |  | Fan Connecting -up | [13 empty] | 0 |  | 0
2 | m |  | 5G 6.0sqmm (Cl2 CU) BS7846-F120 MGT/XLPE/LSZH/SWA/LSZH BLACK 0.6/1kV |  |  | CAMC_070 | 616 | BATT | 6.0mm2 |  |  |  |  | 2 | 2011-08-12 | 15.7563 | 31.5126 | 0.08 | 0.16
2 | No |  | Gland Outdoor 20 CW 4*4/6mm2 |  |  | CAAC_053 | 620 | CMP | [5 empty] | 2 | 1997-01-01 | 6.38 | 12.76 | 0.35 | 0.7
10 | No |  | Cable Lug 6.0 mm2 |  |  | CAAC_007 | 620 | CTT | [5 empty] | 2 | 1994-12-01 | 0.07 | 0.7 | 0.03 | 0.3
2 | No |  | Cable Marker Wrap Around Type |  |  | CAAC_025 | 620 | (__) | [5 empty] | 2 |  | 0.1 | 0.2 |  | 0
3 | No |  | Cable Tie 225mm |  |  | CONS_009 | 875 | (__) |  | 01-003 |  |  |  | 1 | 1994-12-01 | 0.05 | 0.15 |  | 0
Control Panel Connecting-up
2 | m |  | 3G 4.0sqmm (Cl2 CU) BS7846-F120 MGT/XLPE/LSZH/SWA/LSZH BLACK 0.6/1kV |  |  | CAMC_070 | 616 | BATT | 6.0mm2 |  |  |  |  | 2 | 2011-08-12 | 7.9471 | 15.8942 | 0.06 | 0.12
2 | No |  | Gland Outdoor 20 CW 4*4/6mm2 |  |  | CAAC_053 | 620 | CMP | [5 empty] | 2 | 1997-01-01 | 6.38 | 12.76 | 0.35 | 0.7
6 | No |  | Cable Lug 4.0 mm2 |  |  | CAAC_007 | 620 | CTT | [5 empty] | 2 | 1994-12-01 | 0.06 | 0.36 | 0.03 | 0.18
2 | No |  | Cable Marker Wrap Around Type |  |  | CAAC_025 | 620 | (__) | [5 empty] | 2 |  | 0.1 | 0.2 |  | 0
3 | No |  | Cable Tie 225mm |  |  | CONS_009 | 875 | (__) |  | 01-003 |  |  |  | 1 | 1994-12-01 | 0.05 | 0.15 |  | 0
Signal Cables to Fans and FAP
40 | m |  | Fire Alarm Cable 18 AWG Screened Twisted Pair |  |  | CASP_010 | 617 | (__) | [5 empty] | 2 | 2011-08-12 | 1.33 | 53.2 | 0.025 | 1
[17 empty] | 0 |  | 0
d> | #REF! |  |  |  |  | ICOST |  |  |  | mu_A | ITEM | [5 empty] | 127.8868 |  | 3.16
SB
| -0.0007451 |  | PAGE: |  | 429.32 | [5 empty] | PAGE | [5 empty] | 255.7735 |  | 6.32
| Discy: |  |  |  | PAGE SELL | [11 empty] | PAGE MAT |  | PAGE LAB
[29 empty] | 1920.37 |  | 1237.57 | 3157.94
| -0.085745 | cc |  | Electrical (mu_A) : | 1777.17 | [11 empty] | 539.6335 |  | 45.07 | [9 empty] | 539.6335 |  | 1237.6222
| 0.04 | cc |  | Controls (mu_B) : | 1380.77 | [11 empty] | 1380.73 |  | 0 | [9 empty] | 1380.73 |  | 0
| 0 | cc |  | 0 (mu_C) : | 0 | [11 empty] | 0 |  | 0 | [9 empty] | 0 |  | 0
| 0 | cc |  | 0 (mu_D) : | 0 | [11 empty] | 0 |  | 0 | [9 empty] | 0 |  | 0
| 0 | cc |  | 0 (mu_E) : | 0 | [11 empty] | 0 |  | 0 | [9 empty] | 0 |  | 0
| 0 | cc |  | 0 (mu_F) : | 0 | [11 empty] | 0 |  | 0 | [9 empty] | 0 |  | 0
| 0 | cc |  | 0 (mu_G) : | 0 | [11 empty] | 0 |  | 0 | [9 empty] | 0 |  | 0
| 0 | cc |  | 0 (mu_H) : | 0 | [11 empty] | 0 |  | 0 | [9 empty] | 0 |  | 0
| 0 | cc |  | 0 (mu_I) : | 0 | [11 empty] | 0 |  | 0 | [9 empty] | 0 |  | 0
| 0 |  |  | 0 (mu_J) : | 0 | [11 empty] | 0 |  | 0 | [9 empty] | 0 |  | 0
|  | MATERIAL SUMMARY |  | MU SUMMARY TOTAL | 3157.94 | [11 empty] | 1920.3635 |  | 45.07 | [9 empty] | 1920.3635 |  | 1237.6222 | 3157.9857
[29 empty] | 0.0064549 |  | -0.0522 | -0.045745
| Disc. with |  |  | MATERIAL ITEMS TOTAL | [6 empty] | COMP_GT | [5 empty] | 1920.3635 |  | 45.07
equal MUs
| -0.045745 |  |  | BOQ ITEMS TOTAL | 3157.94 | [5 empty] | ITEM_GT | [5 empty] | 1920.3635 |  | 45.07
| -0.045745 |  |  | PAGES TOTAL | 3157.94 | [5 empty] | PAGE_GT | [5 empty] | 1920.3635 |  | 45.07
SB | 0 |  |  | SECTIONS TOTAL | 0 | [5 empty] | SECT_GT | [5 empty] | 0 |  | 0
END!
| V:56 |  |  | COSTCODE TOTAL | [12 empty] | 1920.3635 |  | 45.07
| 1 | cc | Erection materials |  | 501 | [9 empty] | 1 |  | 0 |  | 8
| 2 | cc | Busbar Trunking |  | 505 | [9 empty] | 1 |  | 0 |  | 0
| 3 | cc | Switchgear |  | 510 | [9 empty] | 2 |  | 0 |  | 0
| 4 | cc | MCC Equipment |  | 511 | [9 empty] | 2 |  | 0 |  | 0
| 5 | cc | BMS Equipment |  | 512 | [9 empty] | 2 |  | 1380.73 |  | 1
| 6 | cc | PVC Pipes / Ducts |  | 520 | [9 empty] | 1 |  | 0 |  | 0
| 7 | cc | High/medium voltage switchgear |  | 530 | [9 empty] | 2 |  | 0 |  | 0
| 8 | cc | Power Transformers |  | 550 | [9 empty] | 2 |  | 0 |  | 0
| 9 | cc | Control Panels |  | 570 | [9 empty] | 2 |  | 0 |  | 0
| 10 | cc | Electrical Single Core Cables |  | 615 | [9 empty] | 2 |  | 44 |  | 2
| 11 | cc | Electrical Multicore Cables |  | 616 | [9 empty] | 2 |  | 163.1535 |  | 2.47
| 12 | cc | ELV/BMS/Special Cables |  | 617 | [9 empty] | 2 |  | 154.8 |  | 5.3
| 13 | cc | Cables accessories |  | 620 | [9 empty] | 2 |  | 75.14 |  | 12.2
| 14 | cc | Galv. Cable Trays |  | 650 | [9 empty] | 1 |  | 0 |  | 0
| 15 | cc | PVC Cable Trays |  | 651 | [9 empty] | 1 |  | 0 |  | 0
| 16 | cc | Galv. Cable Basket |  | 652 | [9 empty] | 1 |  | 0 |  | 0
| 17 | cc | Galv. Cable Ladder |  | 654 | [9 empty] | 1 |  | 0 |  | 0
| 18 | cc | Galv. Cable Trunking |  | 675 | [9 empty] | 1 |  | 0 |  | 0
| 19 | cc | Alum. Cable Trunking |  | 676 | [9 empty] | 1 |  | 0 |  | 0
| 20 | cc | PVC Cable Trunking |  | 680 | [9 empty] | 1 |  | 0 |  | 0
| 21 | cc | Underfloor Cable Trunking |  | 681 | [9 empty] | 1 |  | 0 |  | 0
| 22 | cc | Galv. Conduit |  | 690 | [9 empty] | 1 |  | 99.99 |  | 6.6
| 23 | cc | PVC Conduit |  | 700 | [9 empty] | 1 |  | 0 |  | 0
| 24 | cc | Wiring Accessories |  | 705 | [9 empty] | 3 |  | 0 |  | 0
| 25 | cc | Dimming Equipment |  | 706 | [9 empty] | 3 |  | 0 |  | 0
| 26 | cc | Fire Alarm Equipment |  | 725 | [9 empty] | 3 |  | 0 |  | 0
| 27 | cc | Fire Barriers |  | 726 | [9 empty] | 3 |  | 0 |  | 0
| 28 | cc | Security Alarm System |  | 750 | [9 empty] | 3 |  | 0 |  | 0
| 29 | cc | Access Control |  | 751 | [9 empty] | 3 |  | 0 |  | 0
| 30 | cc | Hotel Electronic Lock |  | 752 | [9 empty] | 3 |  | 0 |  | 0
| 31 | cc | Sub-Contracting Installation Elec |  | 753 | [9 empty] | 3 |  | 0 |  | 0
| 32 | cc | Timing Equipment |  | 770 | [9 empty] | 3 |  | 0 |  | 0
| 33 | cc | Public Address |  | 790 | [9 empty] | 3 |  | 0 |  | 0
| 34 | cc | Voice Alarm Equipment |  | 791 | [9 empty] | 3 |  | 0 |  | 0
| 35 | cc | Lightning / Bonding System |  | 810 | [9 empty] | 3 |  | 0 |  | 0
| 36 | cc | T.V System |  | 815 | [9 empty] | 3 |  | 0 |  | 0
| 37 | cc | UPS/Voltage Stabilisers |  | 820 | [9 empty] | 2 |  | 0 |  | 0
| 38 | cc | Data Network Equipment |  | 821 | [9 empty] | 3 |  | 0 |  | 0
| 39 | cc | Light Fittings |  | 835 | [9 empty] | 3 |  | 0 |  | 0
| 40 | cc | Generators, AMF Panels |  | 845 | [9 empty] | 2 |  | 0 |  | 0
| 41 | cc | Telephone Equipment |  | 855 | [9 empty] | 3 |  | 0 |  | 0
| 42 | cc | Intercom |  | 856 | [9 empty] | 3 |  | 0 |  | 0
| 43 | cc | Mechanical for Electrical |  | 857 | [9 empty] | 4 |  | 0 |  | 0
| 44 | cc | Nurse Call |  | 858 | [9 empty] | 3 |  | 0 |  | 0
| 45 | cc | C.C.T.V. Equipment |  | 865 | [9 empty] | 3 |  | 0 |  | 0
| 46 | cc | Tools and Instruments |  | 870 | [9 empty] | 4 |  | 0 |  | 0
| 47 | cc | Consumbles |  | 875 | [9 empty] | 1 |  | 2.55 |  | 0
| 48 | cc | Drawings/Manuals |  | 880 | [9 empty] | 3 |  | 0 |  | 0
| 49 | cc | Spare Parts |  | 885 | [9 empty] | 4 |  | 0 |  | 0
| 50 | cc | Labour |  | 900 | [9 empty] | 3 |  | 0 |  | 7.5
| 51 | cc | Dismantling (Labour Only) |  | 901 | [9 empty] | 1 |  | 0 |  | 0
| 52 | cc | Testing & Commissioning |  | 902 | [9 empty] | 3 |  | 0 |  | 0
| 53 | cc | Sub-Contracting Works |  | 960 | [9 empty] | 4 |  | 0 |  | 0
| 54 | cc | Enemalta Application |  | 961 | [9 empty] | 3 |  | 0 |  | 0
| 55 | cc | Crainage and Transportation |  | 962 | [9 empty] | 1 |  | 0 |  | 0
| 56 | cc | Provisional Sum |  | 970 | [9 empty] | 4 |  | 0 |  | 0
|  | cc |  |  | Fix 1 |  | 1 | [9 empty] | 102.54 |  | 14.6
|  | cc |  |  | Fix 2 |  | 2 | [9 empty] | 1817.8235 |  | 22.97
|  | cc |  |  | Fix 3 |  | 2 | [9 empty] | 0 |  | 7.5
|  | cc |  |  | Others |  | 3 | [9 empty] | 0 |  | 0
[5 empty] | TOTAL | [11 empty] | 1920.3635 |  | 45.07
Note on A93: Michael Vella: DO NOT insert a new subitem block here or further down. Go up to a hatched marker cell to do this.
Note on A114: Michael Vella: DO NOT insert a new subitem block here or further down. Go up to a hatched marker cell to do this.
Note on A132: Michael Vella: DO NOT insert a new subitem block here or further down. Go up to a hatched marker cell to do this.
Note on A177: Michael Vella: DO NOT insert a new subitem block here or further down. Go up to a hatched marker cell to do this.
Note on A223: Michael Vella: DO NOT insert a new subitem block here or further down. Go up to a hatched marker cell to do this.
Note on A240: Michael Vella: DO NOT insert a new subitem block here or further down. Go up to a hatched marker cell to do this.
Note on A276: Michael Vella: DO NOT insert a new subitem block here or further down. Go up to a hatched marker cell to do this.
Note on A313: Michael Vella: DO NOT insert a new subitem block here or further down. Go up to a hatched marker cell to do this.
Note on AK428: Michael Vella: This cell should be exactly equal to the MU SUMMARY TOTAL.
Note on AH440: Michael Vella: This discrepancy must be small
Note on AJ440: Michael Vella: This discrepancy must be small
Note on AK440: Michael Vella: This discrepancy must be small

## ML_Sum
| CLIENT: | 1 | Battery Street Limited |  |  | FALSE | FALSE | 1 | 1 | 1 | 1 | 1 | 1 | 1 |  | € | Recon /Lab.Cont >> | R | 1 | 1 | BOQ | x | x | x | x | x | x | x
| PROJECT: | 1 | MEP Works British Hotel |  | Electrical | FALSE |  | 2 | 1 | 1 | 1 | 1 | 1 | 1 |  |  | A) 1-1 | 1 | 27.46 |  |  | x | x | x | x | x | x | x
| JOB DESC: | 1 | Electrical for Mechanical Services |  | Controls | FALSE |  | 3 | 1 | 1 | 1 | 1 | 1 | 1 |  |  | B) 1-1 | 1 | 27.46 |  |  | x | x | x | x | x | x | x
| INT. QUOT No: | 1 | ELM25-0665 |  |  | FALSE |  | 4 | 1 | 1 | 1 | 1 | 1 | 1 |  |  | C) |  | 0 |  |  | x | x | x | x | x | x | x
| CLIENTs REF: | 1 |  |  |  | FALSE |  | 5 | 1 | 1 | 1 | 1 | 1 | 1 |  |  | D) |  | 0 |  |  | x | x | x | x | x | x | x
| VAT: | 1 | VAT EXCL. |  |  | FALSE |  | 6 | 1 | 1 | 1 | 1 | 1 | 1 |  |  | E) |  | 0 |  |  | x | x | x | x | x | x | x
| SAVED ON: | 1 |  |  |  | FALSE |  | 7 | 1 | 1 | 1 | 1 | 1 |  |  |  | F) |  | 0 |  |  | x | x | x | x | x | x | x
| ESTIMATOR: | 1 | Umut Kaymak |  |  | FALSE |  | 8 | 1 | 1 | 1 | 1 | 1 |  |  |  | G) |  | 0 |  |  | x | x | x | x | x | x | x
| LAB. COST: | 1 | 27.46 |  |  | FALSE |  | 9 | 1 | 1 | 1 | 1 | 1 |  |  |  | H) |  | 0 |  |  | x | x | x | x | x | x | x
|  | 1 |  |  |  | FALSE |  | 10 | 1 | 1 | 1 | 1 | 1 | 1 |  |  | I) |  | 0 |  |  | x | x | x | x | x | x | x
|  | 1 | [14 empty] | J) |  | 0 |  |  | x | x | x | x | x | x | x
|  | 1 |  |  |  | SYSTEMS | SYSTEMS | SYSTEMS | SYSTEMS | SYSTEMS | SYSTEMS | SYSTEMS | SYSTEMS | SYSTEMS | SYSTEMS |  | MIXED - X,Y ) | MAT MU | LAB RATE |  |  | x | x | x | x | x | x | x
| MATERIAL & LABOUR SUMMARY |  |  |  |  | ItemCode | CostCode | MAKE | PART_NO | MARKUP | TYPE | LIST_P | SET | FIX | DATE | %Dsct in BOQ | MATMU-LABMU | MAT CONT >> | 1
[22 empty] | x | x | x | x | x | x | x
[16 empty] | 0% | Average Discount applied in BOQ (Q2-Q12) |  |  |  |  | x | x | x | x | x | x | x
[16 empty] | 0% | Average Discount applied on Totals (Q23-Q32) |  |  |  |  | x | x | x | x | x | x | x
[16 empty] | 0% | Overall Discount
CHECKLIST INCOMPLETE !
[16 empty] | 0.99999 | Overall Markup (Final Selling Excl.VAT/Total Cost )
|  |  |  | DISCOUNTED | SELLING | [10 empty] | % Discnt | MATERIAL |  | LABOUR
Discy.A-J | Markup/LRate |  |  | SELLING € | € | VAT/DISC | MU | LABRATE | LABCOST | [6 empty] | on Totals | € |  | Pair Hrs.
-0.085745 | A) 1, 27.46 |  | Electrical | 1777.17 | 1777.17 | 1 | 1 | 27.46 | 27.46 | [7 empty] | 539.6335 |  | 45.07
0.04 | A) 1 |  | Controls | 1380.77 | 1380.77 | 1 | 1 | 27.46 | 27.46 | [7 empty] | 1380.73 |  | 0
|  |  |  | 0 | 0 | 1 | 0 | 0 | 27.46 | [7 empty] | 0 |  | 0
|  |  |  | 0 | 0 | 1 | 0 | 0 | 27.46 | [7 empty] | 0 |  | 0
|  |  |  | 0 | 0 | 1 | 0 | 0 | 27.46 | [7 empty] | 0 |  | 0
|  |  |  | 0 | 0 | 1 | 0 | 0 | 27.46 | [7 empty] | 0 |  | 0
|  |  |  | 0 | 0 | 1 | 0 | 0 | 27.46 | [7 empty] | 0 |  | 0
|  |  |  | 0 | 0 | 1 | 0 | 0 | 27.46 | [7 empty] | 0 |  | 0
|  |  |  | 0 | 0 | 1 | 0 | 0 | 27.46 | [7 empty] | 0 |  | 0
|  |  |  | 0 | 0 | 1 | 0 | 0 | 27.46 | [7 empty] | 0 |  | 0
MIXED
Discy.L | 3157.94 |  | 0 | 3157.94 | 3157.94 | [11 empty] | 1920.3635 |  | 45.07
0.00 | BOQ TOTAL |  |  | ESTIM TOTAL (€)
1.125 | <1 Actual LabCont | [15 empty] | 1920.3635 | C.C.Totals | 45.07
<2 Phrs @ 1.00
| <3 Phrs @ Actual | [14 empty] | Discy.T >> | 0 | PRINT | 0
| Values Only on : |  | 2024-10-08 | 3171.67 | 3171.67 | [11 empty] | 1920.3635 |  | 45.57
REMARKS:
1) VAT and Duties as above.
ESTIMATOR: |  |  | Umut Kaymak | [12 empty] | APPROVED BY:
SIGNED: | [15 empty] | DATE APPROVED:
FILE LOCATION: |  |  | https://d.docs.live.net/d8e42587b76b10ba/Documents/Visual Code Studio/Claude/BMS-Attribution-Model/projects/J01111_Brit_Hotel/[ELM25_0665_Brittania_Hotel_Mech_Estimate.xlsx]ML_Sum
PANTA CONTRACTING LTD. - ELECTRICAL DIVISION
CONTRACT / VARIATION INPUT DOCUMENT
Copy to:-
|  |  | Client: | Battery Street Limited | [13 empty] | Ms. V. Vella
|  |  | Project: | MEP Works British Hotel | [13 empty] | Mr. K. Micallef
|  |  | Job Description: | Electrical for Mechanical Services | [13 empty] | Mr. A. Sciberras
|  |  | Quote No: | ELM25-0665
|  |  | Client's Ref: | 0
File:-
File No:
Ext. Ref:
Contract /Variation (Excl. VAT)
|  | 3157.94 |  | Estim.Sell before Discounts excl.VAT (€): | 3157.94
|  |  |  | Overall Discount: | 0%
|  |  |  | Final Sell after Discounts excl.VAT (€): | 3157.94
|  |  |  | Labour Rate - | 27.46 | [11 empty] | Mech. Cost to us
|  |  | Mat. Cost | Labour | Total Cost | [11 empty] | Sell Excl.VAT / Total Cost
|  |  | € | Pair.Hrs | €
|  |  | 1920.3635 | 45.07 | 3157.9857 | [11 empty] | 0.99999
( From CostCode Totals )
Advanced Payment:
Retention:
Awarded Date:
Estimated Start Date:
Estimated Completion Date:
.................
|  |  | K. Micallef | [13 empty] | Date issued:
2026-04-02 08:40
PANTA CONTRACTING LTD. - ELECTRICAL DIVISION
ELECTRICAL AND ELV CONTRACT / VARIATION BUDGET COST
|  |  | Project: | MEP Works British Hotel
|  |  | Job Desc: | Electrical for Mechanical Services
|  |  | Client's Ref: | 0
|  |  | COSTCODE |  | Cost | [10 empty] | Mat. | Mat Cost | Lab Cost @ | Labour
[5 empty] | Code | [10 empty] | Cont. | € | 27.46 | Pair.Hrs
| V:56 |  | BOQ RateOnly Items | [11 empty] | FIX | 1
| 1(J) | cc | Erection materials |  | 501 | [9 empty] | 1 | 1 | 0 | 219.68 | 8
| 2 | cc | Busbar Trunking |  | 505 | [9 empty] | 1 | 1 | 0 | 0 | 0
| 3 | cc | Switchgear |  | 510 | [9 empty] | 2 | 1 | 0 | 0 | 0
| 4 | cc | MCC Equipment |  | 511 | [9 empty] | 2 | 1 | 0 | 0 | 0
| 5 | cc | BMS Equipment |  | 512 | [9 empty] | 2 | 1 | 1380.73 | 27.46 | 1
| 6 | cc | PVC Pipes / Ducts |  | 520 | [9 empty] | 1 | 1 | 0 | 0 | 0
| 7 | cc | High/medium voltage switchgear |  | 530 | [9 empty] | 2 | 1 | 0 | 0 | 0
| 8 | cc | Power Transformers |  | 550 | [9 empty] | 2 | 1 | 0 | 0 | 0
| 9 | cc | Control Panels |  | 570 | [9 empty] | 2 | 1 | 0 | 0 | 0
| 10 | cc | Electrical Single Core Cables |  | 615 | [9 empty] | 2 | 1 | 44 | 54.92 | 2
| 11(K) | cc | Electrical Multicore Cables |  | 616 | [9 empty] | 2 | 1 | 163.1535 | 67.8262 | 2.47
| 12 | cc | ELV/BMS/Special Cables |  | 617 | [9 empty] | 2 | 1 | 154.8 | 145.538 | 5.3
| 13 | cc | Cable Accessories |  | 620 | [9 empty] | 2 | 1 | 75.14 | 335.012 | 12.2
| 14 | cc | Galv. Cable Trays |  | 650 | [9 empty] | 1 | 1 | 0 | 0 | 0
| 15 | cc | PVC Cable Trays |  | 651 | [9 empty] | 1 | 1 | 0 | 0 | 0
| 16 | cc | Galv. Cable Basket |  | 652 | [9 empty] | 1 | 1 | 0 | 0 | 0
| 17 | cc | Galv. Cable Ladder |  | 654 | [9 empty] | 1 | 1 | 0 | 0 | 0
| 18 | cc | Galv. Cable Trunking |  | 675 | [9 empty] | 1 | 1 | 0 | 0 | 0
| 19 | cc | Alum. Cable Trunking |  | 676 | [9 empty] | 1 | 1 | 0 | 0 | 0
| 20 | cc | PVC Cable Trunking |  | 680 | [9 empty] | 1 | 1 | 0 | 0 | 0
| 21(L) | cc | Underfloor Cable Trunking |  | 681 | [9 empty] | 1 | 1 | 0 | 0 | 0
| 22 | cc | Galv. Conduit |  | 690 | [9 empty] | 1 | 1 | 99.99 | 181.236 | 6.6
| 23 | cc | PVC Conduit |  | 700 | [9 empty] | 1 | 1 | 0 | 0 | 0
| 24 | cc | Wiring Accessories |  | 705 | [9 empty] | 3 | 1 | 0 | 0 | 0
| 25 | cc | Dimming Equipment |  | 706 | [9 empty] | 3 | 1 | 0 | 0 | 0
| 26 | cc | Fire Alarm Equipment |  | 725 | [9 empty] | 3 | 1 | 0 | 0 | 0
| 27 | cc | Fire Barriers |  | 726 | [9 empty] | 3 | 1 | 0 | 0 | 0
| 28 | cc | Security Alarm System |  | 750 | [9 empty] | 3 | 1 | 0 | 0 | 0
| 29 | cc | Access Control |  | 751 | [9 empty] | 3 | 1 | 0 | 0 | 0
| 30 | cc | Hotel Electronic Lock |  | 752 | [9 empty] | 3 | 1 | 0 | 0 | 0
| 31(M) | cc | Sub-Contracting Installation Elec |  | 753 | [9 empty] | 3 | 1 | 0 | 0 | 0
| 32 | cc | Timing Equipment |  | 770 | [9 empty] | 3 | 1 | 0 | 0 | 0
| 33 | cc | Public Address |  | 790 | [9 empty] | 3 | 1 | 0 | 0 | 0
| 34 | cc | Voice Alarm Equipment |  | 791 | [9 empty] | 3 | 1 | 0 | 0 | 0
| 35 | cc | Lightning / Bonding System |  | 810 | [9 empty] | 3 | 1 | 0 | 0 | 0
| 36 | cc | T.V System |  | 815 | [9 empty] | 3 | 1 | 0 | 0 | 0
| 37 | cc | UPS/Voltage Stabilisers |  | 820 | [9 empty] | 2 | 1 | 0 | 0 | 0
| 38 | cc | Data Network Equipment |  | 821 | [9 empty] | 3 | 1 | 0 | 0 | 0
| 39 | cc | Light Fittings |  | 835 | [9 empty] | 3 | 1 | 0 | 0 | 0
| 40 | cc | Generators, AMF Panels |  | 845 | [9 empty] | 2 | 1 | 0 | 0 | 0
| 41(N) | cc | Telephone Equipment |  | 855 | [9 empty] | 3 | 1 | 0 | 0 | 0
| 42 | cc | Intercom |  | 856 | [9 empty] | 3 | 1 | 0 | 0 | 0
| 43 | cc | Mechanical for Electrical |  | 857 | [9 empty] | 4 | 1 | 0 | 0 | 0
| 44 | cc | Nurse Call |  | 858 | [9 empty] | 3 | 1 | 0 | 0 | 0
| 45 | cc | C.C.T.V. Equipment |  | 865 | [9 empty] | 3 | 1 | 0 | 0 | 0
| 46 | cc | Tools and Instruments |  | 870 | [9 empty] | 4 | 1 | 0 | 0 | 0
| 47 | cc | Consumbles |  | 875 | [9 empty] | 1 | 1 | 2.55 | 0 | 0
| 48 | cc | Drawings/Manuals |  | 880 | [9 empty] | 3 | 1 | 0 | 0 | 0
| 49 | cc | Spare Parts |  | 885 | [9 empty] | 4 | 1 | 0 | 0 | 0
| 50 | cc | Labour |  | 900 | [9 empty] | 3 | 1 | 0 | 205.95 | 7.5
| 51(O) | cc | Dismantling (Labour Only) |  | 901 | [9 empty] | 1 | 1 | 0 | 0 | 0
| 52 | cc | Testing & Commissioning |  | 902 | [9 empty] | 3 | 1 | 0 | 0 | 0
| 53 | cc | Sub-Contracting Works |  | 960 | [9 empty] | 4 | 1 | 0 | 0 | 0
| 54 | cc | Enemalta Application |  | 961 | [9 empty] | 3 | 1 | 0 | 0 | 0
| 55 | cc | Crainage and Transportation |  | 962 | [9 empty] | 1 | 1 | 0 | 0 | 0
| 56 | cc | Provisional Sum |  | 970 | [9 empty] | 4 | 1 | 0 | 0 | 0
|  |  | Totals | [13 empty] | 1920.3635 | 1237.6222 | 45.07
|  | cc |  |  | Fix 1 |  | 1 | [9 empty] | 102.54 |  | 14.6
|  | cc |  |  | Fix 2 |  | 2 | [9 empty] | 1817.8235 |  | 22.97
|  | cc |  |  | Fix 3 |  | 2 | [9 empty] | 0 |  | 7.5
|  | cc |  |  | Others |  | 3 | [9 empty] | 0 |  | 0
|  | cc |  |  | TOTAL | [11 empty] | 1920.3635 |  | 45.07
.................
K. Micallef
2026-04-02 08:40
Comment / Change in Scope
1.Form/0Mat
2.VAT
3.DiscyA-J
4.MU/LabRate
5.Ov.Dsct/MU
6ab.Lab.Cont.
7.Mat.Cont.
8.BOQ
9.Recon.
11.ValsOnly
10.Avg.Rates OK?
Note on C1: Michael Vella: Insert Foreign Currency here (say: 1.55 - $US) and change Q1 accordingly
Note on W1: Michael Vella: BOQ - Use numbers in BOQ column TDWG - Use numbers in TDWG column ACT - Use numbers in ACT column DIF_TD - Use (TDWG - BOQ) difference DIF_A - Use (ACT - BOQ) difference
Note on R2: Michael Vella: When you want to uplift markups to offset a discount, first generate your estimate without any discount and paste the estimate totals as values-only. Then divide markups by (1-Dsct%) to get to your original values-only totals.
Note on B3: Michael Vella: When job description starts with "Supply only" and the Quote No. is "EL" then the Quote Title in the Quote worksheet will change from PANTA CONTRACTING LTD to PANTA RETAIL LTD.
Note on D7: Michael Vella: Press <CTRL :> to enter the current date.
Note on R12: Michael Vella: Enter the markups used in this cell to make Mario aware eg: (MIXED I,J). Preferably dedicated markups should be used for the mixed subitems which are not used anywhere else. Also the same discount value should then be entered for all three (MIXED, I and J)
Note on A33: Michael Vella: Select MIXED if mixed markups are used. Leave empty if mixed markups are not used.
Note on C33: Michael Vella: If a <%Discount on Totals> is required on Mixed Item Blocks you must use dedicated markups (say I and J) for the SubItems that make up these blocks. These markups must then NOT be used for anything else in this estimate. Enter the markups used in this cell to make Mario aware as (MIXED I,J). Also the same discount value should then be entered for both these markups.
Note on R33: Michael Vella: If a <%Discount on Totals> is required on Mixed Item Blocks you must use dedicated markups (say I and J) for the SubItems that make up these blocks. These markups must then NOT be used for anything else in this estimate. Enter the markups used in this cell to make Mario aware as (MIXED I,J). Also the same discount value should then be entered for both these markups.
Note on A37: Michael Vella: Step 1. Enter the Actual Labour Contingency ($T1) used in this cell.
Note on S37: Michael Vella: Cost Code Totals for entry into P.I.T. by Amanda
Note on A38: Michael Vella: Step 2. Paste the Labour PairHours ($T35) as a value with the Labour Contingency set at 1.00 in this cell.
Note on A39: Michael Vella: Step 3. Paste the Labour PairHours ($T35) as a value with the actual Labour Contingency used in this cell.
Note on S39: Michael Vella: Select <Test for 0.00> and confirm that DiscyT are both 0.00, then make sure that you select PRINT again before printing.
Note on D41: Michael Vella: Press <CTRL :> to enter the current date.

## Quote
PANTA CONTRACTING LIMITED
ELEC-FOR-MECH INTERNAL QUOTATION
| ATT: |  | Jason Camilleri | [13 empty] | Dated: | 2026-04-02 08:40
| CLIENT: | Link to ML_SUM $D1 | Battery Street Limited
| PROJECT: | Link to ML_SUM $D2 | MEP Works British Hotel
| JOB DESC: | Link to ML_SUM $D3 | Electrical for Mechanical Services
| QUOTE No: | Link to ML_SUM $D4 | ELM25-0665
| CLIENT's Ref: | Link to ML_SUM $D5 | 0
|  |  | Material Cost (€) : | 1920.3635 | VAT EXCL. | VAT EXCLUDED. | VAT EXCLUDED. | VAT EXCLUDED. | VAT EXCLUDED. | VAT EXCLUDED. | VAT EXCLUDED. | VAT EXCLUDED. | VAT EXCLUDED. | VAT EXCLUDED. | VAT EXCLUDED.
|  |  | Labour Pair Hours : | 45.07
Signed for and on behalf of | [15 empty] | Signed for and on behalf of
Electrical Division | [15 empty] | Division
Records
Mr. K. Micallef
File
CONDITIONS:
1) Payment - to be muttualy agreed.
2) Quote is valid for 30 days from above date.
3) Commencement - to be confirmed at time of order.
4) Works await approval in order to proceed.
5) Execution Approx. 1-2 working weeks
6) Delivery of Equipment - Water consumption meter, Modulating Valves and control boxes 4 to 6 weeks, most other materials are available ex-stock, subject to being unsold.
7) The above selling price includes the contract discount and is additional to the contract value.
8) The original contract value for BOQ Items / that have remained unchanged / that are related to system / is to be claimed in full.
9) Plumbing BOQ Item 4, 17, 37 and 41, Control panel is included in mechanical BOQ.
10) Plumbing BOQ Item 25, No external control panel is required, as the motor is equipped with an onboard inverter mounted directly on top of the motor.
11) Plumbing BOQ Item 35e and 35f, We have assumed that the connection of the valves throughout the system will be provided by others.
12) Plumbing BOQ Item 53, We have assumed that the connection of the water consumption meter throughout the system will be provided by others.
13 )Drainage And Rain Water Systems BOQ Item 4 : Control panel is included in mechanical BOQ.
14 )Drainage And Rain Water Systems BOQ Item 12 : Control panel is not required, as the pump works with float switch automaticly.
15) Plumbing BOQ Items 38i, 38j, and 40c: It is assumed that these BOQ items are required for BOQ Item 38 – Calorifier. They are already included under BOQ Item 38a. Should these items be required for any other purpose, we will provide a separate quotation accordingly.
16) Fire Safety And Fire Fighting Systems BOQ Item 8a and 8b, Not quoted.
17) Fire Safety And Fire Fighting Systems BOQ Item 9 and 10, We have assumed that the control panel of the fans will be provided by others.
18) We have assumed that we will be allowed to work unhindered between 7.00 to 15.30 on weekdays.
EXCLUSIONS:
1) Any builders' work except conduit chases in walls / as per contract.
2) Work outside our normal working hours.
3) Security of the works after normal working hours.
4) Cutting of holes in gypsum partitions or false ceilings to accommodate electrical devices.
5) Dismantling of any existing installation / false ceiling / furnishings unless included in attached BOQ.
6) Anything not mentioned in our Bill of Quantities.
DESCRIPTION OF WORKS / SPECIFICATIONS:
1) As per the attached BOQ.
2) Technical literature for the items offered is attached.

## Plumbing
BILL OF QUANTITIES
PLUMBING SYSTEMS
Item |  | Qty | Unit | Total Material | Total Labour | Rate in € | Total
Supply, install, connect, test and commission the following as specified for a complete working system
MAINS WATER SYSTEM
1 | Incoming mains water pipework polypropylene (PPR) SDR 7.4. Cost to include for all fittings, any necessary adaptors, brackets and all accessories as necessary for a complete working installation.
| OD25mm | 50 | m |  |  |  | 0
| OD32mm | 45 | m |  |  |  | 0
2 | Isolating valves in PPR on mains distribution pipework:
| OD25mm | 5 | No |  |  |  | 0
| OD32mm | 3 | No |  |  |  | 0
T | DOMESTIC COLD WATER SYSTEM
3 | Domestic Cold Water VERTICAL storage tanks, 1500L storage capacity, complete with inlet and outlet valves, float valve and adequate supports, as required for a complete installation. | 2 | No |  |  |  | 0
4 | Domestic Cold Water booster set - PDCW1/2 complete with control panel, inlet/outlet headers, isolating valves, strainers, check valves, pressure gauges, pressure vessel etc. as per specifications and equipment schedule | 1 | No | 5.53 | 1.22 | 39.03 | 39.03
5 | Domestic cold water (DCW) pipework polypropylene (PPR) SDR 7.4. Cost to include for all fittings, any necessary adaptors, brackets, wall penetrations, and all accessories as necessary for a complete working installation.
| OD25mm | 8 | m |  |  |  | 0
| OD32mm | 20 | m |  |  |  | 0
| OD40mm | 60 | m |  |  |  | 0
| Total carried forward to summary page |  |  | 5.53 | 1.22 |  | 39.03
Item |  | Qty | Unit | Total Material | Total Labour | Rate in € | Total
| OD50mm | 30 | m |  |  |  | 0
| OD63mm | 30 | m |  |  |  | 0
6 | Isolating valves on the DCW distribution pipework:
| OD25mm | 4 | No |  |  |  | 0
| OD32mm | 8 | No |  |  |  | 0
| OD40mm | 11 | No |  |  |  | 0
| OD63mm | 9 | No |  |  |  | 0
7 | Automatic Air Vents (AAV) on the DCW distribution pipework:
| OD25mm | 2 | No |  |  |  | 0
8 | Drain Valves (DV) on the DCW distribution pipework:
| OD25mm | 2 | No |  |  |  | 0
9 | Non-return valves on the DCW distribution pipework:
| OD32mm | 2 | No |  |  |  | 0
| OD63mm | 2 | No |  |  |  | 0
10 | Strainers on the DCW distribution pipework:
| OD63mm | 2 | No |  |  |  | 0
0
| Total carried forward to summary page |  |  | 0 | 0 |  | 0
Item |  | Qty | Unit | Total Material | Total Labour | Rate in € | Total
DOMESTIC COLD WATER TREATMENT PLANT
11 | DCW Treatment Plant (DCWTP) - Packaged chlorination system equipped with pump, dosing solution tank, automatic monitoring/control panel, pipework and accessories etc. for a complete installation. | 1 | No |  |  |  | 0
12 | DCWTP HORIZONTAL storage tanks, 200L storage capacity, complete with inlet and outlet valves, float valve and adequate supports, as required for a complete installation. | 1 | No |  |  |  | 0
13 | DCWTP pipework polypropylene (PPR) SDR 7.4. Cost to include for all fittings, any necessary adaptors, brackets, wall penetrations, and all accessories as necessary for a complete working installation.
| OD25mm | 8 | m |  |  |  | 0
14 | Isolating valves on the DCW distribution pipework:
| OD25mm | 2 | No |  |  |  | 0
| Total carried forward to summary page |  |  | 0 | 0 |  | 0
Item |  | Qty | Unit | Total Material | Total Labour | Rate in € | Total
T | REVERSE OSMOSIS WATER SYSTEM
15 | Reverse Osmosis System Plant, complete with control panel, filters, inlet and outlet valves, adequate supports, as required for a complete installation as per specifications. | 1 | No
16 | WRAS Approved Reverse Osmosis Vertical Water Storage Tank, 200L storage capacity, complete with inlet and outlet valves, float valve and adequate supports, as required for a complete installation. | 1 | No |  |  |  | 0
17 | Reverse Osmosis Water booster set - PRO-1/2 set complete with control panel, inlet/outlet headers, isolating valves, strainers, check valves, pressure gauges, etc. as per specifications and equipment schedule | 1 | No | 5.53 | 1.22 | 39.03 | 39.03
18 | Reverse Osmosis (RO) pipework polypropylene (PPR) SDR 7.4. Cost to include for all fittings, any necessary adaptors, brackets, wall penetrations, and all accessories as necessary for a complete working installation.
| OD40mm | 40 | m |  |  |  | 0
19 | Isolating valves on the RO distribution pipework:
| OD40mm | 7 | No |  |  |  | 0
20 | Automatic Air Vent (AAV) on the RO distribution pipework:
| OD25mm | 1 | No |  |  |  | 0
21 | Drain Valve (DV) on the RO distribution pipework:
| OD25mm | 1 | No |  |  |  | 0
22 | Non-return valve on the RO distribution pipework:
| OD40mm | 2 | No |  |  |  | 0
23 | Strainers on the RO water pipework:
| OD 40mm | 2 | No |  |  |  | 0
| Total carried forward to summary page |  |  | 5.53 | 1.22 |  | 39.03
Item |  | Qty | Unit | Total Material | Total Labour | Rate in € | Total
T | MAKE UP WATER SYSTEM FOR THE DOMESTIC HOT WATER SYSTEM
24 | Make Up HORIZONTAL storage tanks, 500L storage capacity, complete with inlet and outlet valves, float valve and adequate supports, as required for a complete installation. | 1 | No |  |  |  | 0
25 | Pressurisation unit PU-1 complete with control panel, inlet/outlet headers, isolating valves, strainers, check valves, pressure gauges, etc. as per specifications and equipment schedule | 1 | No | 4.01 | 1.12 | 34.77 | 34.77
26 | Pipework polypropylene (PPR) SDR 7.4. Cost to include for all fittings, any necessary adaptors, brackets, wall penetrations, and all accessories as necessary for a complete working installation.
| OD25mm | 10 | m |  |  |  | 0
27 | Isolating valves on the distribution pipework:
| OD25mm | 4 | No |  |  |  | 0
28 | Automatic Air Vent (AAV) on the distribution pipework:
| OD25mm | 1 | No |  |  |  | 0
29 | Drain Valve (DV) on the distribution pipework:
| OD25mm | 1 | No |  |  |  | 0
30 | Non-return valve on the distribution pipework:
| OD25mm | 1 | No |  |  |  | 0
31 | Strainers on the distribution pipework:
| OD25mm | 1 | No |  |  |  | 0
32 | Expansion Vessel on the distribution pipework 30L: | 1 | No |  |  |  | 0
| Total carried forward to summary page |  |  | 4.01 | 1.12 |  | 34.77
Item |  | Qty | Unit | Total Material | Total Labour | Rate in € | Total
T | DOMESTIC HOT WATER SYSTEM | [5 empty] | 0
33T | Outdoor air to water Heat Pump unit 2-pipe complete with suitable anti-vibration mountings. Cost to include for power wiring to isolator in the vicinity, labelling, etc. as required for a complete working system
a. | Heat Pump HP-01: 47kW | 1 | No | 20.6 | 2.7 | 94.74 | 94.74
34 | Primary hot water pipework in PPR Fibre Composite PN20 SDR 7.4 complete with all the necessary fittings and adaptors, insulation, bracketing, fixing material, labelling, etc. as required for a complete installation
| OD 75 mm | 45 | m |  |  |  | 0
35T | Plumbing ancillaries on the above primary hot water pipework
| OD 75 mm Isolating valves | 16 | No |  |  |  | 0
| OD 75 mm Non return valves | 4 | No |  |  |  | 0
| OD 75 mm Strainers | 3 | No |  |  |  | 0
| OD 75 mm Commissioning Valves | 2 | No |  |  |  | 0
e. | OD 75 mm 2-port modulating Valves | 1 | No | 766.3 | 1.4 | 804.74 | 804.74
f. | OD 75 mm 3-port modulating Valves | 1 | No | 521.41 | 1.4 | 559.85 | 559.85
| OD 25 mm Automatic Air vent | 4 | No |  |  |  | 0
| OD 25 mm Drain Valve | 4 | No |  |  |  | 0
| 100 mm Stainless Steel Pressure Gauges (0-6 bar) | 4 | No |  |  |  | 0
| 100 mm Stainless Steel Pressure Gauges (0-6 bar) | 4 | No |  |  |  | 0
| Total carried forward to summary page |  |  | 1308.31 | 5.5 |  | 1459.33
Item |  | Qty | Unit | Total Material | Total Labour | Rate in € | Total
36 | Packaged, skid mounted, lowered version hot water storage ASHP vessel required for the minimum heat pump plant water content. Contractor to quote for an 800L storage capacity, however this shall be confirmed with the model of the heat pump being offered. Vessel shall be complete with control valve, control fittings required, isolating valves, safety valves, and all other accessories required and as stated in the specifications or as required by the manufacturer for a complete working system. | 1 | No
37 | PRIMARY Domestic Hot Water circulation pump set - PPDHW-1/2 complete with control panel, inlet/outlet headers, isolating valves, strainers, check valves, pressure gauges, pressure vessel etc. as per specifications and equipment schedule. | 1 | No | 11.06 | 2.44 | 78.06 | 78.06
38T | Packaged, skid mounted, lowered version hot water calorifiers, 800L storage capacity, copper lined, complete with externally factory mounted titanium gasket plate heat exchanger, circulating pump, flow through expansion vessel, commissioning valve, control valve, control fittings required, panel, isolating valves, safety valves, and all other accessories required and as stated in the specifications for a complete working system.
a. | Ref: CAL-01 and CAL-02 Capacity: 800 ltrs PHE: 45 Kw Pri. Temp: 80 - 70 deg C (from heat pump/hydroboxes) Pri. Flow Rates: (calculated from heat pump/hydroboxes) | 2 | No | 14.92 | 2.56 | 42.61 | 85.22
| DN20 Pressure / Temperature Relief Valve | 2 | No |  |  |  | 0
| DN20 Expansion Relief Valve | 2 | No |  |  |  | 0
| DN20 Expansion Isolating Valve | 2 | No |  |  |  | 0
| DN25 Anti-vacuum Valve | 2 | No |  |  |  | 0
| DN25 Drain Valve Assembly | 2 | No |  |  |  | 0
| 100 mm Stainless Steel Pressure Gauges | 2 | No |  |  |  | 0
| 100 mm Stainless Steel Temperature Gauges | 2 | No |  |  |  | 0
| Total carried forward to summary page |  |  | 25.98 | 5 |  | 163.28
Item |  | Qty | Unit | Total Material | Total Labour | Rate in € | Total
i. | PID controller c/w control temperature sensors | 2 | No | Refer to Covering Letter |  | 0 | 0
j. | Install only temperature sensors, including allowance for any adapters as required | 2 | No | Refer to Covering Letter |  | 0 | 0
| Flow Through Expansion Vessel | 2 | No |  |  |  | 0
39 | Secondary hot water flow and return headers c/w insulation, bracketing, fixing material and all associated ancillary equipment as detailed below:
| OD 63 mm PPR Secondary Flow Header comprising the following: | 1 | No |  |  |  | 0
- 2 No OD 63 mm flanged connections (inlets)
- 1 No OD 63 mm flanged connection (outlet)
- 2 No OD 20 mm screwed connections (gauges/ sensors)
- 1 No OD 32 mm screwed connections (drain)
40 | Plumbing ancillaries on the above secondary headers
a. | OD 32 mm drain valve c/w pipework to nearest drain | 1 | No |  |  |  | 0
b. | 100 mm Stainless Temperature Gauges | 1 | No |  |  |  | 0
c. | Install only temperature sensors, including allowance for any adapters and pockets as required | 1 | No | Refer to Covering Letter |  | 0 | 0
41 | SECONDARY Domestic Hot Water Return circulation pump set -SPDHW1/2 complete with control panel, inlet/outlet headers, isolating valves, strainers, check valves, pressure gauges, pressure vessel etc. as per specifications and equipment schedule | 1 | No | 11.06 | 2.44 | 78.06 | 78.06
| Total carried forward to summary page |  |  | 11.06 | 2.44 |  | 78.06
Item |  | Qty | Unit | Total Material | Total Labour | Rate in € | Total
42 | Secondary Domestic hot water/return (DHW/R) pipework polypropylene (PPR) SDR 7.4. Cost to include for all fittings, insulation, any necessary adaptors, brackets and all accessories as necessary for a complete working installation.
| OD25mm | 43 | m |  |  |  | 0
| OD32mm | 35 | m |  |  |  | 0
| OD40mm | 50 | m |  |  |  | 0
| OD50mm | 20 | m |  |  |  | 0
| OD63mm | 25 | m |  |  |  | 0
43 | Isolating valves on the Secondary DHW distribution pipework:
| OD25mm | 13 | No |  |  |  | 0
| OD32mm | 5 | No |  |  |  | 0
| OD40mm | 9 | No |  |  |  | 0
44T | Multifunctional Thermostatic Circulation Valve (Thermostatic balancing valve) (MTCV) on the Secondary DHW distribution pipework complete with electronic controller for disinfection of DHW system
a. | OD25mm | 4 | No | 53.96 | 3.6 | 38.21 | 152.84
b. | OD40mm | 4 | No | 53.96 | 3.6 | 38.21 | 152.84
45 | Automatic Air Vents (AAV) on the Secondary DHW distribution pipework: | .
.
| OD25mm | 2 | No |  |  |  | 0
46 | Drain Valves (DV) on the Secondary DHW distribution pipework:
| OD25mm | 2 | No |  |  |  | 0
| Total carried forward to summary page |  |  | 107.92 | 7.2 |  | 305.68
Item |  | Qty | Unit | Total Material | Total Labour | Rate in € | Total
47 | Non-return valves on the Secondary DHW distribution pipework:
| OD40mm | 4 | No |  |  |  | 0
48 | Strainers on the Secondary DHW distribution pipework:
| OD40mm | 2 | No |  |  |  | 0
49 | 100mm Stainless Steel Pressure gauges (0-6 bar) on Secondary DHW distribution pipework | 2 | No |  |  |  | 0
50 | 100mm Stainless Steel Temperature gauges | 2 | No |  |  |  | 0
BATHROOM AREAS INSTALLATIONS
51 | Provision of the following polypropylene (PPR) pipework SDR 7.4 within bathrooms/warehouse areas, drop from ceiling level (4m), chased in walls including threaded wall plates:
| Hotel Room Bathroom including: | 5 | No |  |  |  | 0
1 in No. DCW and DHW for wash hand basin
1 in No. DCW and DHW for shower
1 in No. DCW for water closet
| Hotel Room Bathroom including: | 7 | No |  |  |  | 0
2 in No. DCW and DHW for wash hand basin
1 in No. DCW and DHW for shower
1 in No. DCW and DHW for bath
1 in No. DCW for water closet
| Hotel Room Bathroom including: | 1 | No |  |  |  | 0
2 in No. DCW and DHW for wash hand basin
2 in No. DCW and DHW for shower
1 in No. DCW and DHW for bath
1 in No. DCW for water closet
| Hotel Room Bathroom including: | 1 | No |  |  |  | 0
2 in No. DCW and DHW for wash hand basin
2 in No. DCW and DHW for shower
1 in No. DCW for water closet
| Hotel Room Kitchenette including: | 1 | No |  |  |  | 0
1 in No. MW and DHW for kitchen sink
| Total carried forward to summary page |  |  | 0 | 0 |  | 0
Item |  | Qty | Unit | Total Material | Total Labour | Rate in € | Total
| Common Area Bathroom including: | 1 | No |  |  |  | 0
4 in No. DCW and DHW for wash hand basin
2 in No. DCW for water closet
| Accessible Bathroom including: | 1 | No |  |  |  | 0
1 in No. DCW and DHW for wash hand basin
1 in No. DCW for water closet
1 in No. DCW for biptap
| Changing Room including: | 1 | No |  |  |  | 0
1 in No. DCW and DHW for wash hand basin
1 in No. DCW and DHW for shower
1 in No. DCW for water closet
| Kitchen including: | 1 | No |  |  |  | 0
3 in No. RO for equipment
1 in No. RO for biptap
2 in No. MW and DHW for equipment
1 in No. DHW for equipment
| DCW for bibtap | 7 | No |  |  |  | 0
T | SANITARY WARE
52T | Assemble, install and connect up the following sanitaryware including chrome accessories, supplied by client. Bill rate is to allow for necessary fixing ancillaries and silicon sealants
| Wash hand basin complete with mixer and drains | 11 | No. |  |  |  | 0
| Dual Wash hand basin complete with mixer and drains | 9 | No. |  |  |  | 0
| Water closet complete with flush cistern | 18 | No. |  |  |  | 0
| Shower complete with mixer and drains | 13 | No. |  |  |  | 0
| Dual Shower complete with mixer and drains | 2 | No. |  |  |  | 0
| Bath complete with mixer and drains | 8 | No. |  |  |  | 0
| Kitchen sink complete with mixer and drains | 1 | No. |  |  |  | 0
| Kitchen equipment complete with drains | 6 | No. |  |  |  | 0
| Chrome Bib taps | 9 | No. |  |  |  | 0
| Total carried forward to summary page |  |  | 0 | 0 |  | 0
Item |  | Qty | Unit | Total Material | Total Labour | Rate in € | Total
| Chrome fittings (towel hanger, soap holders, grab rails,etc.) | 65 | No. |  |  |  | 0
| Extra: Vanity unit | 20 | No. |  |  |  | 0
l. | Bathroom Mirror c/w integrated lighting point | 20 | No. | 44 | 8 | 13.18 | 263.6
T | Ancillaries to compliment the plumbing systems
53 | Provision for the supply, installation and connecting up of water consumption meter, suitable to be connected to BMS | 1 | No | 133.49 | 0.9 | 158.2 | 158.2
54 | 100mm Stainless Steel Pressure gauges (0-6 bar) | 2 | No |  |  |  | 0
55 | 100mm Stainless Steel Temperature gauges | 2 | No |  |  |  | 0
General
56 | Provision for the labelling of all MNS, DCW, DHW and SCW pipework runs | 1 | LS |  |  |  | 0
| Total carried forward to summary page |  |  | 177.49 | 8.9 |  | 421.8

## Rain water & Drainage
BILL OF QUANTITIES
DRAINAGE AND RAIN WATER SYSTEMS
Item |  | Qty | Unit | Total Material | Total Labour | Rate in € | Total
Supply, install and connect up the following drainage and rainwater systems allowing for all necessary fittings including bends, reducers, and galvanised steel brackets:
Note: All Drainage and rainwater pipework, including related fittings, for Gravity Systems, shall be of the polypropylene (PP) silent type and suitable for hot water discharge.
Any trenching below ground level, coring in slabs and making good shall form part of this scope of works and are to be included in the below rates.
Drainage Installation
Waste Water PP pipework from the drain points in the respective area to main stack allowing for all necessary fittings, brackets, branch-offs, etc. as required for a complete installation;
1 | Low Level Horizontal Runs, laid to falls
| OD40 mm dia. | 30 | m |  |  |  | 0
| OD50 mm dia. | 90 | m |  |  |  | 0
| OD63 mm dia. | 8 | m |  |  |  | 0
| OD90 mm dia. | 2 | m |  |  |  | 0
| OD110 mm dia. | 30 | m |  |  |  | 0
2 | High Level Horizontal Runs, laid to falls
| OD50 mm dia. | 3 | m |  |  |  | 0
| OD90 mm dia. | 8 | m |  |  |  | 0
| OD110 mm dia. | 40 | m |  |  |  | 0
| OD125 mm dia. | 6 | m |  |  |  | 0
| OD150 mm dia. | 12 | m |  |  |  | 0
3 | Vertical Stacks, in shafts, exposed, etc.
| OD110 mm dia. | 50 | m |  |  |  | 0
| Total carried forward to summary page |  |  | 0 | 0 |  | 0
Item |  | Qty | Unit | Total Material | Total Labour | Rate in € | Total
4 | Waste Water Ventilation PP pipework from the drain points at Low Level to main vent stack at High level allowing for all necessary fittings, brackets, branch-offs, etc. including chased in walls as required for a complete installation;
| OD40 mm dia. | 30 | m |  |  |  | 0
| OD75 mm dia. | 35 | m |  |  |  | 0
5 | Provision of the following waste water outlet points, run in chased down drops in PP:
| OD40mm Drains for wash hand basin | 29 | No |  |  |  | 0
| OD50mm Drains for kitchen sink/equipment | 5 | No |  |  |  | 0
| OD63mm Drains for kitchen equipment | 1 | No |  |  |  | 0
| OD110mm Drains for WC | 18 | No |  |  |  | 0
6 | Drainage ancillaries, allowing for all necessary fittings, brackets, branch-offs, etc. to compliment the above listed pipework, as required for a complete installation.
| Aeration Valves OD75mm at the termination of the Ventilation pipework at level -01 | 1 | No |  |  |  | 0
| Total carried forward to summary page |  |  | 0 | 0 |  | 0
Item |  | Qty | Unit | Total Material | Total Labour | Rate in € | Total
Rainwater Installation
Rainwater PP pipework from the collection points in the respective area to main stack allowing for all necessary fittings, brackets, branch-offs, etc. as required for a complete installation;
7 | Low Level Horizontal Runs, laid to falls
| OD110 mm dia. | 1 | m |  |  |  | 0
8 | High Level Horizontal Runs, laid to falls
| OD110 mm dia. | 30 | m |  |  |  | 0
9 | Vertical Stacks, in shafts, exposed, etc.
| OD110 mm dia. | 25 | m |  |  |  | 0
High Pressure Installation (HDPE)
10 | Heavy gauge HIGH PRESSURE HDPE pipework allowing for all necessary fittings including bends, reducers, and galvanised steel brackets:
| OD63 mm dia. | 20 | m |  |  |  | 0
T | Other
11T | Waste Water Lifting Station, complete with control panel, inlet/outlet headers, isolating valves, strainers, check valves, pressure gauges, etc. to make a complete working system. System shall be as per specifications and equipment schedule
a. | LS1 | 1 | No | 11.06 | 4.44 | 132.98 | 132.98
12T | Sump pump, complete with control panel, non-return valves, inlet/outlet headers, isolating valves, strainers, check valves, pressure gauges, etc. to make a complete working system
a. | SP1 | 1 | No | 3.3 | 0.59 | 19.5 | 19.5
| Total carried forward to summary page |  |  | 14.36 | 5.03 |  | 152.48
Item |  | Qty | Unit | Total Material | Total Labour | Rate in € | Total
13T | Grease Trap, complete with control panel, non-return valves, inlet/outlet headers, isolating valves, strainers, check valves, pressure gauges, etc. to make a complete working system
a. | GT01 | 1 | No | 2.2 | 0.56 | 17.58 | 17.58
a. | GT02 | 1 | No | 2.2 | 0.56 | 17.58 | 17.58
14 | Gutters
| 2.5 m x 200 mm c/w bottom outlet | 1 | No |  |  |  | 0
| 5 m x 200 mm c/w bottom outlet | 1 | No |  |  |  | 0
General
15 | Allow for the connection of site drains pipework to main sewer network, allowing for all necessary fittings, brackets, branch-offs, trenching, etc. as required for a complete installation. | 1 | No |  |  |  | 0
| Total carried forward to summary page |  |  | 4.4 | 1.12 |  | 35.16

## Fire Fighting
BILL OF QUANTITIES
FIRE SAFETY AND FIRE FIGHTING SYSTEMS
Item |  | Qty | Unit | Total Material | Total Labour | Rate in € | Total
Design, supply, install, connect, test and commission the following as specified and as shown on the drawings, unless otherwise noted.
DRY RISER INSTALLATION
1 | Galvanised pipework c/w painting for a complete system, appropriate support brackets, etc. System to include all necessary accessories and ancillaries for a complete working system.
| DN 100 mm | 40 | m |  |  |  | 0
| DN 63 mm | 15 | m |  |  |  | 0
2 | Landing valves c/w isolating valves and end caps.
| DN 63 mm | 7 | No |  |  |  | 0
3 | Breaching inlet externally on façade complete with isolating valve | 1 | No |  |  |  | 0
4 | Automatic Air Vent DN 63 mm | 1 | No |  |  |  | 0
5 | Drain valve DN 63 mm | 1 | No |  |  |  | 0
PORTABLE FIRE EXTINGUISHERS
6 | Portable Fire Extinguishers:
| 2kg CO2 Class 34B | 1 | No |  |  |  | 0
| 6 Litre AFFF Class 13A | 14 | No |  |  |  | 0
| 6 Litre Wet Chemcial Class F | 1 | No |  |  |  | 0
7 | Fire extinguisher point signs and signage | 9 | No |  |  |  | 0
| Total carried forward to summary page |  |  | 0 | 0 |  | 0
Item |  | Qty | Unit | Total Material | Total Labour | Rate in € | Total
T | AUTOMATIC WET CHEMICAL SYSTEM
8T | Automatic wet chemical system including cylinders, pipework, nozzles, interfaces to fire alarm, control panel etc. as required for a complete installation.
a. | 1700x1000mm Hood 1 in kitchen | 1 | No |  |  | 0 | 0
b. | 1700x1000mm Hood 2 in kitchen | 1 | No |  |  | 0 | 0
T | SMOKE CONTROL PRESSURIZATION SYSTEM
9 | Smoke control pressurization system for the protected staircase, PF-01 as marked on the drawings including pressurization fan PF-01, interfaces to fire alarm, control panel, ancillaries etc. as required for a complete installation. (Tenderer is requested to visit the site prior to design of pressurization system, coordination with other services is also very important) | 1 | LS | 127.89 | 3.16 | 214.66 | 214.66
10 | Smoke control pressurization system for the protected lobbies, PF-02 as marked on the drawings including pressurization fan PF-02, interfaces to fire alarm, control panel, ancillaries etc. as required for a complete installation. (Tenderer is requested to visit the site prior to design of pressurization system, coordination with other services is also very important) | 1 | LS | 127.89 | 3.16 | 214.66 | 214.66
GENERAL
11 | Provision and issue of full system design and hydraulic calculations for approval of each of the above systems | 1 | LS |  |  |  | 0
12 | Issuing of detailed coordinated workshop drawings including pipework dimenisons, centre lines, levels, distances from wall, heights from FFL, etc. for approval prior to installations | 1 | LS |  |  |  | 0
| Total carried forward to summary page |  |  | 255.78 | 6.32 |  | 429.32